## GENTYPE3
Generator Record Type | Multi-Generator Unit | Utility Code | Plant Code | Generator Code | Prime Mover | Nameplate Capacity | Service Type | Status Code | In-Service Month | In-Service Year | Start-up Fuel 1 | Start-up Fuel 2 | Start-up Fuel 3 | Energy Source 1 | Energy Source 2 | Energy Source 3 | Heat Rate | Summer Capability | Winter Capability | Nameplate Capacity | Status Code | Retire/Cancel Month | Retire/Cancel Year | Original In-ser Mn. | Current In-ser Mn. | Current In-ser Mn. | Current In-ser Yr. | Cancel/Delay Reason 1 | Cancel/Delay Reason 2 | Cancel/Delay Reason 3 | Energy Source 1 | Energy Source 2 | Energy Source 3 | Summer Capability | Winter Capability | Design Elect. Rating | Start Operation Month | Start Operation Year | Est Summer Capability | Est Winter Capability | First Elect. Flag | Summer Capability Flag | Winter Capability Flag | New Mover | Notes Flag | Notes | EIA-759 Status | EIA-759 Nameplate
3 |  | 34 | 3305 | 1 | HC | 1800 | C | OP | 1 | 1941 | WAT |  |  | WAT |  |  | 0 | 1800 | 1800 | 0 |  | 0 | 0 | 0 | 0 | 0 | 0 | [6 empty] | 0 | 0 | 0 | 10 | 1940 | 0 | 0 | E | [6 empty] | 0
3 |  | 34 | 3305 | 2 | HC | 800 | C | OP | 1 | 1941 | WAT |  |  | WAT |  |  | 0 | 800 | 800 | 0 |  | 0 | 0 | 0 | 0 | 0 | 0 | [6 empty] | 0 | 0 | 0 | 10 | 1940 | 0 | 0 | E | [6 empty] | 0
3 |  | 34 | 3305 | IC1 | IC | 1100 | P | OP | 11 | 1946 | FO2 |  |  | FO2 |  |  | 10500 | 1100 | 1100 | 0 |  | 0 | 0 | 0 | 0 | 0 | 0 | [6 empty] | 0 | 0 | 0 | 10 | 1946 | 0 | 0 | E | [6 empty] | 0
3 |  | 84 | 6390 | 1 | IC | 225 |  |  | 4 | 1961 |  |  |  | FO2 |  |  | 0 | 0 | 0 | 0 | RE | 6 | 1968 | 0 | 0 | 0 | 0 | [6 empty] | 0 | 0 | 0 | 0 | 1961 | 0 | 0 | E | [6 empty] | 0
3 |  | 84 | 6390 | 2 | IC | 225 | P | OP | 4 | 1961 | OT |  |  | FO2 |  |  | 0 | 200 | 200 | 0 |  | 0 | 0 | 0 | 0 | 0 | 0 | [6 empty] | 0 | 0 | 0 | 3 | 1961 | 0 | 0 | E |  |  |  | Y | OT= compressed air |  | 0
3 |  | 84 | 6390 | 3 | IC | 728 | P | OP | 5 | 1974 | OT |  |  | FO2 |  |  | 0 | 650 | 650 | 0 |  | 0 | 0 | 0 | 0 | 0 | 0 | [6 empty] | 0 | 0 | 0 | 4 | 1974 | 0 | 0 | E |  |  |  | Y | OT= compressed air |  | 0
3 |  | 84 | 6390 | 4 | IC | 1050 | P | OP | 9 | 1974 | OT |  |  | FO2 |  |  | 0 | 800 | 800 | 0 |  | 0 | 0 | 0 | 0 | 0 | 0 | [6 empty] | 0 | 0 | 0 | 8 | 1974 | 0 | 0 | E | [6 empty] | 0
3 |  | 84 | 6391 | 1 | IC | 300 | P | OP | 88 | 1955 | OT |  |  | FO2 |  |  | 0 | 250 | 250 | 0 |  | 0 | 0 | 0 | 0 | 0 | 0 | [6 empty] | 0 | 0 | 0 | 0 | 1955 | 0 | 0 | E |  |  |  | Y | OT= compressed air |  | 0
3 |  | 84 | 6391 | 2 | IC | 500 | P | OP | 12 | 1969 | OT |  |  | FO2 |  |  | 0 | 475 | 475 | 0 |  | 0 | 0 | 0 | 0 | 0 | 0 | [6 empty] | 0 | 0 | 0 | 11 | 1969 | 0 | 0 | E |  |  |  | Y | OT= compressed air |  | 0
3 |  | 150 | 1956 | 1 | IC | 1000 |  |  | 88 | 1937 |  |  |  | FO2 |  |  | 0 | 0 | 0 | 0 | RE | 5 | 1979 | 0 | 0 | 0 | 0 | [6 empty] | 0 | 0 | 0 | 0 | 1937 | 0 | 0 | E | [6 empty] | 0
3 |  | 150 | 1956 | 2 | IC | 1000 |  |  | 88 | 1941 |  |  |  | FO2 |  |  | 0 | 0 | 0 | 0 | RE | 5 | 1979 | 0 | 0 | 0 | 0 | [6 empty] | 0 | 0 | 0 | 0 | 1941 | 0 | 0 | E | [6 empty] | 0
3 |  | 150 | 1956 | 3 | IC | 460 |  | SB | 88 | 1948 | FO2 |  |  | FO2 |  |  | 0 | 400 | 460 | 0 |  | 0 | 0 | 0 | 0 | 0 | 0 | [6 empty] | 0 | 0 | 0 | 0 | 1948 | 0 | 0 | E | [6 empty] | 0
3 |  | 150 | 1956 | 4 | IC | 645 |  | SB | 88 | 1954 | FO2 |  |  | FO2 |  |  | 0 | 580 | 640 | 0 |  | 0 | 0 | 0 | 0 | 0 | 0 | [6 empty] | 0 | 0 | 0 | 0 | 1954 | 0 | 0 | E | [6 empty] | 0
3 |  | 155 | 2025 | 1 | IC | 1000 |  |  | 8 | 1948 | FO2 |  |  | FO2 |  |  | 0 | 1000 | 1000 | 0 | RE | 11 | 1987 | 7 | 1948 | 0 | 0 | [6 empty] | 0 | 0 | 0 | 7 | 1948 | 0 | 0 | E | [6 empty] | 0
3 |  | 155 | 2025 | 2 | IC | 1000 |  |  | 88 | 1948 |  |  |  | FO2 |  |  | 0 | 1000 | 1000 | 0 | RE | 11 | 1987 | 0 | 0 | 0 | 0 | [6 empty] | 0 | 0 | 0 | 0 | 1948 | 0 | 0 | E | [6 empty] | 0
3 |  | 155 | 2025 | 3 | IC | 1000 |  |  | 8 | 1948 | FO2 |  |  | FO2 |  |  | 0 | 1000 | 1000 | 0 | RE | 11 | 1987 | 0 | 0 | 0 | 0 | [6 empty] | 0 | 0 | 0 | 7 | 1948 | 0 | 0 | E | [6 empty] | 0
3 |  | 155 | 2025 | 4 | IC | 1000 |  |  | 8 | 1951 | FO2 |  |  | FO2 |  |  | 0 | 1000 | 1000 | 0 | RE | 11 | 1987 | 0 | 0 | 0 | 0 | [6 empty] | 0 | 0 | 0 | 7 | 1951 | 0 | 0 | E | [6 empty] | 0
3 |  | 155 | 2025 | 5 | IC | 1000 |  |  | 8 | 1951 | FO2 |  |  | FO2 |  |  | 0 | 1000 | 1000 | 0 | RE | 11 | 1987 | 0 | 0 | 0 | 0 | [6 empty] | 0 | 0 | 0 | 7 | 1951 | 0 | 0 | E | [6 empty] | 0
3 |  | 174 | 1957 | 1 | IC | 100 |  | SB | 5 | 1936 | FO2 |  |  | FO2 |  |  | 19987 | 85 | 85 | 0 |  | 0 | 0 | 0 | 0 | 0 | 0 | [6 empty] | 0 | 0 | 0 | 4 | 1936 | 0 | 0 | E | [6 empty] | 0
3 |  | 174 | 1957 | 2 | IC | 200 |  |  | 99 | 1928 |  |  |  | FO2 |  |  | 0 | 0 | 0 | 0 | RE | 0 | 0 | 0 | 0 | 0 | 0 | [6 empty] | 0 | 0 | 0 | 0 | 1928 | 0 | 0 | E | [6 empty] | 0
3 |  | 174 | 1957 | 3 | IC | 300 |  |  | 99 | 1930 |  |  |  | FO2 |  |  | 0 | 0 | 0 | 0 | RE | 0 | 0 | 0 | 0 | 0 | 0 | [6 empty] | 0 | 0 | 0 | 0 | 1930 | 0 | 0 | E | [6 empty] | 0
3 |  | 174 | 1957 | 4 | IC | 300 |  | SB | 7 | 1930 | FO2 |  |  | FO2 |  |  | 5268 | 255 | 255 | 0 |  | 0 | 0 | 0 | 0 | 0 | 0 | [6 empty] | 0 | 0 | 0 | 6 | 1930 | 0 | 0 | E | [6 empty] | 0
3 |  | 174 | 1957 | 5 | IC | 800 |  | SB | 6 | 1947 | FO2 |  |  | FO2 |  |  | 10132 | 680 | 680 | 0 |  | 0 | 0 | 0 | 0 | 0 | 0 | [6 empty] | 0 | 0 | 0 | 5 | 1947 | 0 | 0 | E | [6 empty] | 0
3 |  | 174 | 1957 | 6 | IC | 1200 |  | SB | 6 | 1953 | FO2 |  |  | FO2 |  |  | 10410 | 1020 | 1020 | 0 |  | 0 | 0 | 0 | 0 | 0 | 0 | [6 empty] | 0 | 0 | 0 | 4 | 1953 | 0 | 0 | [7 empty] | 0
3 |  | 182 | 1119 | 1 | IC | 1000 |  |  | 99 | 1949 |  |  |  | FO2 | NG |  | 0 | 0 | 0 | 0 | RE | 11 | 1982 | 0 | 0 | 0 | 0 | [6 empty] | 0 | 0 | 0 | 0 | 1949 | 0 | 0 | E | [6 empty] | 0
3 |  | 182 | 1119 | 2 | IC | 1000 |  |  | 99 | 1939 |  |  |  | FO2 | NG |  | 0 | 0 | 0 | 0 | RE | 11 | 1982 | 0 | 0 | 0 | 0 | [6 empty] | 0 | 0 | 0 | 0 | 1939 | 0 | 0 | E | [6 empty] | 0
3 |  | 182 | 1119 | 3 | IC | 1000 |  |  | 99 | 1947 |  |  |  | FO2 | NG |  | 0 | 0 | 0 | 0 | RE | 11 | 1982 | 0 | 0 | 0 | 0 | [6 empty] | 0 | 0 | 0 | 0 | 1947 | 0 | 0 | E | [6 empty] | 0
3 |  | 182 | 1119 | 4 | IC | 1000 |  |  | 99 | 1949 |  |  |  | FO2 | NG |  | 0 | 0 | 0 | 0 | RE | 11 | 1982 | 0 | 0 | 0 | 0 | [6 empty] | 0 | 0 | 0 | 0 | 1949 | 0 | 0 | E | [6 empty] | 0
3 |  | 189 | 53 | 1 | HC | 800 | P |  | 99 | 1924 | WAT |  |  | WAT |  |  | 0 | 800 | 800 | 0 | RE | 8 | 1983 | 0 | 0 | 0 | 0 | [6 empty] | 0 | 0 | 0 | 0 | 1924 | 0 | 0 | E | [6 empty] | 0
3 |  | 189 | 53 | 2 | HC | 400 | P |  | 99 | 1924 | WAT |  |  | WAT |  |  | 0 | 400 | 400 | 0 | RE | 8 | 1983 | 0 | 0 | 0 | 0 | [6 empty] | 0 | 0 | 0 | 0 | 1924 | 0 | 0 | E | [6 empty] | 0
3 |  | 189 | 53 | 3 | HC | 1200 | P | OP | 99 | 1926 | WAT |  |  | WAT |  |  | 0 | 1200 | 1200 | 0 |  | 0 | 0 | 0 | 0 | 0 | 0 | [6 empty] | 0 | 0 | 0 | 0 | 1926 | 0 | 0 | E | [6 empty] | 0
3 |  | 189 | 53 | 4 | HC | 1800 | P | OP | 2 | 1985 | WAT |  |  | WAT |  |  | 0 | 1850 | 1850 | 0 |  | 0 | 0 | 0 | 0 | 0 | 0 | [6 empty] | 0 | 0 | 0 | 11 | 1984 | 0 | 0 | E | [6 empty] | 0
3 |  | 189 | 55 | 1 | HC | 1600 | P | OP | 99 | 1925 | WAT |  |  | WAT |  |  | 0 | 1600 | 1600 | 0 |  | 0 | 0 | 0 | 0 | 0 | 0 | [6 empty] | 0 | 0 | 0 | 0 | 1925 | 0 | 0 | E | [6 empty] | 0
3 |  | 189 | 55 | 2 | HC | 1600 | P | OP | 99 | 1925 | WAT |  |  | WAT |  |  | 0 | 1600 | 1600 | 0 |  | 0 | 0 | 0 | 0 | 0 | 0 | [6 empty] | 0 | 0 | 0 | 0 | 1925 | 0 | 0 | E | [6 empty] | 0
3 |  | 189 | 55 | 3 | HC | 2000 | P | OP | 99 | 1949 | WAT |  |  | WAT |  |  | 0 | 2000 | 2000 | 0 |  | 0 | 0 | 0 | 0 | 0 | 0 | [6 empty] | 0 | 0 | 0 | 0 | 1949 | 0 | 0 | E | [6 empty] | 0
3 |  | 189 | 56 | 1 | ST | 66000 | C | OP | 6 | 1969 | FO2 |  |  | BIT |  |  | 11360 | 78100 | 78100 | 0 |  | 0 | 0 | 0 | 0 | 0 | 0 | [6 empty] | 0 | 0 | 0 | 4 | 1969 | 0 | 0 | E | [6 empty] | 0
3 |  | 189 | 56 | 2 | ST | 236000 | B | OP | 6 | 1978 | FO2 |  |  | BIT |  |  | 10496 | 235900 | 235900 | 0 |  | 0 | 0 | 0 | 0 | 0 | 0 | [6 empty] | 0 | 0 | 0 | 3 | 1978 | 0 | 0 | E | [6 empty] | 0
3 |  | 189 | 56 | 3 | ST | 236000 | B | OP | 6 | 1980 | FO2 |  |  | BIT |  |  | 10497 | 236800 | 236800 | 0 |  | 0 | 0 | 0 | 0 | 0 | 0 | [6 empty] | 0 | 0 | 0 | 2 | 1980 | 0 | 0 | E | [6 empty] | 0
3 |  | 189 | 56 | 4 | CT | 0 |  |  | 0 | 0 | [6 empty] | 0 | 0 | 0 | 148000 | PL | 0 | 0 | 6 | 1999 | 6 | 1999 |  |  |  | NG |  |  | 148000 | 148000 | 0 | 0 | 0 | 120187 | 123777 | [7 empty] | 0
3 |  | 189 | 533 | 1 | ST | 7500 | C | OP | 12 | 1954 | FO2 |  |  | BIT |  |  | 14062 | 9705 | 9705 | 7500 | RP | 0 | 0 | 6 | 1994 | 6 | 1995 | OT |  |  | WH |  |  | 9705 | 9705 | 0 | 11 | 1954 | 7000 | 8000 | E |  |  | CW |  |  |  | 0
3 |  | 189 | 533 | 2 | ST | 7500 | C | OP | 12 | 1954 | FO2 |  |  | BIT |  |  | 13699 | 9775 | 9775 | 7500 | RP | 0 | 0 | 6 | 1994 | 6 | 1995 | OT |  |  | WH |  |  | 9775 | 9775 | 0 | 11 | 1954 | 7000 | 8000 | E |  |  | CW |  |  |  | 0
3 |  | 189 | 533 | 3 | ST | 25000 | C | OP | 8 | 1959 | FO2 |  |  | BIT |  |  | 12432 | 23540 | 23540 | 25000 | RP | 0 | 0 | 6 | 1994 | 6 | 1994 | OT |  |  | WH |  |  | 23540 | 23540 | 0 | 7 | 1959 | 24000 | 25000 | E |  |  | CW |  |  |  | 0
3 |  | 189 | 533 | 4 | CT | 0 |  |  | 0 | 0 | [6 empty] | 0 | 0 | 0 | 101000 | PL | 0 | 0 | 6 | 1994 | 6 | 1995 |  |  |  | NG |  |  | 101000 | 101000 | 0 | 0 | 0 | 83310 | 87621 | [7 empty] | 0
3 |  | 189 | 533 | CT1 | GT | 0 |  |  | 0 | 0 | [6 empty] | 0 | 0 | 0 | 75000 | CN | 10 | 1991 | 6 | 1993 | 0 | 0 | OT |  |  | NG |  |  | 75000 | 75000 | 0 | 0 | 0 | 61665 | 74034 | [7 empty] | 0
3 |  | 189 | 533 | CT2 | GT | 0 |  |  | 0 | 0 | [6 empty] | 0 | 0 | 0 | 75000 | CN | 10 | 1991 | 6 | 1994 | 0 | 0 | OT |  |  | NG |  |  | 75000 | 75000 | 0 | 0 | 0 | 61665 | 74034 | [7 empty] | 0
3 |  | 189 | 533 | CT3 | GT | 0 |  |  | 0 | 0 | [6 empty] | 0 | 0 | 0 | 75000 | CN | 10 | 1991 | 6 | 1999 | 0 | 0 | OT |  |  | NG |  |  | 75000 | 75000 | 0 | 0 | 0 | 61665 | 74034 | [7 empty] | 0
3 |  | 189 | 533 | CT4 | GT | 0 |  |  | 0 | 0 | [6 empty] | 0 | 0 | 0 | 75000 | CN | 10 | 1991 | 6 | 2000 | 0 | 0 |  |  |  | NG |  |  | 75000 | 75000 | 0 | 0 | 0 | 61665 | 74034 | [7 empty] | 0
3 |  | 189 | 5039 | HC1 | HC | 0 |  |  | 0 | 0 | [6 empty] | 0 | 0 | 0 | 18000 | CN | 3 | 1988 | 10 | 1988 | 0 | 0 | AP | LE |  | WAT |  |  | 18000 | 18000 | 0 | 0 | 0 | 19000 | 18000 | [7 empty] | 0
3 |  | 189 | 5039 | HC2 | HC | 0 |  |  | 0 | 0 | [6 empty] | 0 | 0 | 0 | 18000 | CN | 3 | 1988 | 11 | 1988 | 0 | 0 | AP | LE |  | WAT |  |  | 18000 | 18000 | 0 | 0 | 0 | 19000 | 18000 | [7 empty] | 0
3 |  | 189 | 5039 | HC3 | HC | 0 |  |  | 0 | 0 | [6 empty] | 0 | 0 | 0 | 18000 | CN | 3 | 1988 | 12 | 1988 | 0 | 0 | AP | LE |  | WAT |  |  | 18000 | 18000 | 0 | 0 | 0 | 19000 | 18000 | [7 empty] | 0
3 |  | 189 | 6192 | 1 | GT | 11000 | P | OP | 3 | 1964 | FO2 |  |  | FO2 |  |  | 17039 | 9945 | 9945 | 0 |  | 0 | 0 | 0 | 0 | 0 | 0 | [6 empty] | 0 | 0 | 0 | 2 | 1964 | 0 | 0 | E | [6 empty] | 0
3 |  | 189 | 7063 | 1 | CG | 110000 | C | OP | 6 | 1991 |  |  |  | NG |  |  | 0 | 110000 | 110000 | 0 |  | 0 | 0 | 0 | 0 | 0 | 0 | [6 empty] | 0 | 0 | 0 | 5 | 1991 | 0 | 0 | [7 empty] | 0
3 |  | 189 | 7063 | 2 | GT | 0 |  |  | 0 | 0 | [6 empty] | 0 | 0 | 0 | 110000 | CN | 10 | 1990 | 6 | 1994 | 6 | 1996 | OT |  |  | NG |  |  | 110000 | 110000 | 0 | 0 | 0 | 89697 | 107705 | [7 empty] | 0
3 |  | 189 | 7064 | 1 | ST | 0 |  |  | 0 | 0 | [6 empty] | 0 | 0 | 0 | 125000 | CN | 10 | 1991 | 6 | 1995 | 0 | 0 | OT |  |  | LIG |  |  | 125000 | 125000 | 0 | 0 | 0 | 118843 | 121360 | [7 empty] | 0
3 |  | 189 | 7303 | 1 | CT | 0 |  |  | 0 | 0 | [6 empty] | 0 | 0 | 0 | 148000 | PL | 0 | 0 | 6 | 1998 | 6 | 1998 |  |  |  | NG |  |  | 148000 | 148000 | 0 | 0 | 0 | 120187 | 123777 | [7 empty] | 0
3 |  | 189 | 7303 | 2 | CW | 0 |  |  | 0 | 0 | [6 empty] | 0 | 0 | 0 | 72000 | PL | 0 | 0 | 6 | 1998 | 6 | 1998 |  |  |  | WH |  |  | 72000 | 72000 | 0 | 0 | 0 | 60216 | 64522 | [7 empty] | 0
3 |  | 195 | 2 | 1 | HC | 45125 | P | OP | 7 | 1963 |  |  |  | WAT |  |  | 0 | 50000 | 50000 | 0 |  | 0 | 0 | 0 | 0 | 0 | 0 | [6 empty] | 0 | 0 | 0 | 7 | 1963 | 0 | 0 | [7 empty] | 0
3 |  | 195 | 3 | 1 | ST | 153125 | C | OP | 2 | 1954 | FO2 | NG |  | BIT | NG |  | 9829 | 139000 | 139000 | 0 |  | 0 | 0 | 0 | 0 | 0 | 0 | [6 empty] | 0 | 0 | 0 | 2 | 1954 | 0 | 0 | [7 empty] | 0
3 |  | 195 | 3 | 2 | ST | 153125 | C | OP | 7 | 1954 | FO2 | NG |  | BIT | NG |  | 9831 | 138000 | 138000 | 0 |  | 0 | 0 | 0 | 0 | 0 | 0 | [6 empty] | 0 | 0 | 0 | 6 | 1954 | 0 | 0 | E | [6 empty] | 0
3 |  | 195 | 3 | 3 | ST | 272000 | C | OP | 7 | 1959 | FO2 | NG |  | BIT | NG |  | 9722 | 255000 | 255000 | 0 |  | 0 | 0 | 0 | 0 | 0 | 0 | [6 empty] | 0 | 0 | 0 | 6 | 1959 | 0 | 0 | E | [6 empty] | 0
3 |  | 195 | 3 | 4 | ST | 403750 | C | OP | 12 | 1969 | FO2 | NG |  | BIT | NG |  | 9372 | 367000 | 367000 | 0 |  | 0 | 0 | 0 | 0 | 0 | 0 | [6 empty] | 0 | 0 | 0 | 5 | 1969 | 0 | 0 | [7 empty] | 0
3 |  | 195 | 3 | 5 | ST | 788800 | C | OP | 10 | 1971 | FO2 | NG |  | BIT | NG |  | 9462 | 738000 | 738000 | 0 |  | 0 | 0 | 0 | 0 | 0 | 0 | [6 empty] | 0 | 0 | 0 | 7 | 1971 | 0 | 0 | E | [6 empty] | 0
3 |  | 195 | 3 | GT1 | GT | 29750 | P |  | 4 | 1972 |  |  |  | FO2 |  |  | 0 | 22350 | 24850 | 0 | RE | 12 | 1987 | 0 | 0 | 0 | 0 | [6 empty] | 0 | 0 | 0 | 3 | 1972 | 0 | 0 | E | [6 empty] | 0
3 |  | 195 | 3 | GT2 | GT | 29750 | P |  | 4 | 1972 |  |  |  | FO2 |  |  | 0 | 22350 | 24850 | 0 | RE | 12 | 1987 | 0 | 0 | 0 | 0 | [6 empty] | 0 | 0 | 0 | 3 | 1972 | 0 | 0 | E | [6 empty] | 0
3 |  | 195 | 4 | 1 | HC | 75000 | P | OP | 7 | 1967 |  |  |  | WAT |  |  | 0 | 77333 | 77333 | 0 |  | 0 | 0 | 0 | 0 | 0 | 0 | [6 empty] | 0 | 0 | 0 | 6 | 1967 | 0 | 0 | [7 empty] | 0
3 |  | 195 | 4 | 2 | HC | 75000 | P | OP | 8 | 1967 |  |  |  | WAT |  |  | 0 | 77333 | 77333 | 0 |  | 0 | 0 | 0 | 0 | 0 | 0 | [6 empty] | 0 | 0 | 0 | 7 | 1967 | 0 | 0 | [7 empty] | 0
3 |  | 195 | 4 | 3 | HC | 75000 | P | OP | 8 | 1967 |  |  |  | WAT |  |  | 0 | 77334 | 77334 | 0 |  | 0 | 0 | 0 | 0 | 0 | 0 | [6 empty] | 0 | 0 | 0 | 8 | 1967 | 0 | 0 | [7 empty] | 0
3 |  | 195 | 5 | 1 | ST | 40000 |  |  | 5 | 1941 |  |  |  | NG |  |  | 0 | 0 | 0 | 0 | RE | 3 | 1979 | 0 | 0 | 0 | 0 | [6 empty] | 0 | 0 | 0 | 0 | 1941 | 0 | 0 | E | [6 empty] | 0
3 |  | 195 | 5 | 2 | ST | 40000 |  |  | 3 | 1943 |  |  |  | NG |  |  | 0 | 0 | 0 | 0 | RE | 3 | 1979 | 0 | 0 | 0 | 0 | [6 empty] | 0 | 0 | 0 | 0 | 1943 | 0 | 0 | E | [6 empty] | 0
3 |  | 195 | 5 | 3 | ST | 46000 | P | SB | 8 | 1951 | FO2 | NG |  | NG | FO2 |  | 11657 | 49000 | 49000 | 0 | RT | 12 | 1999 | 0 | 0 | 0 | 0 | [6 empty] | 0 | 0 | 0 | 8 | 1951 | 0 | 0 | [7 empty] | 0
3 |  | 195 | 6 | 1 | GT | 23800 | P |  | 11 | 1969 |  |  |  | FO2 |  |  | 0 | 16950 | 18850 | 0 | RE | 12 | 1984 | 0 | 0 | 0 | 0 | [6 empty] | 0 | 0 | 0 | 0 | 1969 | 0 | 0 | E | [6 empty] | 0
3 |  | 195 | 6 | 2 | GT | 23800 | P |  | 12 | 1969 |  |  |  | FO2 |  |  | 0 | 16950 | 18850 | 0 | RE | 12 | 1984 | 0 | 0 | 0 | 0 | [6 empty] | 0 | 0 | 0 | 0 | 1969 | 0 | 0 | E | [6 empty] | 0
3 |  | 195 | 7 | 1 | ST | 69000 | C | OP | 4 | 1949 | FO2 | NG |  | BIT | NG |  | 11768 | 67000 | 67000 | 0 |  | 0 | 0 | 0 | 0 | 0 | 0 | [6 empty] | 0 | 0 | 0 | 4 | 1949 | 0 | 0 | [7 empty] | 0
3 |  | 195 | 7 | 2 | ST | 69000 | C | OP | 7 | 1949 | FO2 | NG |  | BIT | NG |  | 11768 | 68000 | 68000 | 0 |  | 0 | 0 | 0 | 0 | 0 | 0 | [6 empty] | 0 | 0 | 0 | 7 | 1949 | 0 | 0 | [7 empty] | 0
3 |  | 195 | 8 | 4 | ST | 69000 |  |  | 99 | 1929 |  |  |  | BIT |  |  | 0 | 0 | 0 | 0 | RE | 12 | 1977 | 0 | 0 | 0 | 0 | [6 empty] | 0 | 0 | 0 | 0 | 1929 | 0 | 0 | E | [6 empty] | 0
3 |  | 195 | 8 | 5 | ST | 69000 | B |  | 1 | 1944 | FO2 |  |  | BIT |  |  | 12630 | 61300 | 61300 | 0 | RE | 12 | 1989 | 0 | 0 | 0 | 0 | [6 empty] | 0 | 0 | 0 | 1 | 1944 | 0 | 0 | [7 empty] | 0
3 |  | 195 | 8 | 6 | ST | 125000 | C | OP | 4 | 1951 | FO2 |  |  | BIT |  |  | 11167 | 108000 | 108000 | 0 | RT | 12 | 2006 | 0 | 0 | 0 | 0 | [6 empty] | 0 | 0 | 0 | 4 | 1951 | 0 | 0 | [7 empty] | 0
3 |  | 195 | 8 | 7 | ST | 125000 | C | OP | 7 | 1952 | FO2 |  |  | BIT |  |  | 10994 | 111000 | 111000 | 0 | RT | 12 | 2007 | 0 | 0 | 0 | 0 | [6 empty] | 0 | 0 | 0 | 7 | 1952 | 0 | 0 | [7 empty] | 0
3 |  | 195 | 8 | 8 | ST | 187500 | C | OP | 5 | 1956 | FO2 |  |  | BIT |  |  | 9769 | 169000 | 169000 | 0 |  | 0 | 0 | 0 | 0 | 0 | 0 | [6 empty] | 0 | 0 | 0 | 5 | 1956 | 0 | 0 | [7 empty] | 0
3 |  | 195 | 8 | 9 | ST | 190400 | C | OP | 6 | 1958 | FO2 |  |  | BIT |  |  | 9476 | 179000 | 179000 | 0 |  | 0 | 0 | 0 | 0 | 0 | 0 | [6 empty] | 0 | 0 | 0 | 5 | 1958 | 0 | 0 | E | [6 empty] | 0
3 |  | 195 | 8 | 10 | ST | 788800 | C | OP | 10 | 1972 | FO2 |  |  | BIT |  |  | 9553 | 732000 | 732000 | 0 |  | 0 | 0 | 0 | 0 | 0 | 0 | [6 empty] | 0 | 0 | 0 | 6 | 1972 | 0 | 0 | [7 empty] | 0
3 |  | 195 | 10 | 1 | ST | 299200 | C | OP | 6 | 1965 | FO2 |  |  | BIT |  |  | 9617 | 255000 | 255000 | 0 |  | 0 | 0 | 0 | 0 | 0 | 0 | [6 empty] | 0 | 0 | 0 | 5 | 1965 | 0 | 0 | [7 empty] | 0
3 |  | 195 | 10 | 2 | ST | 269280 | C | OP | 7 | 1966 | FO2 |  |  | BIT |  |  | 9617 | 255000 | 255000 | 0 |  | 0 | 0 | 0 | 0 | 0 | 0 | [6 empty] | 0 | 0 | 0 | 4 | 1966 | 0 | 0 | [7 empty] | 0
3 |  | 195 | 11 | 1 | HC | 24300 | P | OP | 6 | 1966 |  |  |  | WAT |  |  | 0 | 24000 | 23000 | 0 |  | 0 | 0 | 0 | 0 | 0 | 0 | [6 empty] | 0 | 0 | 0 | 3 | 1966 | 0 | 0 | [7 empty] | 0
3 |  | 195 | 11 | 2 | HC | 24300 | P | OP | 6 | 1966 |  |  |  | WAT |  |  | 0 | 24000 | 23000 | 0 |  | 0 | 0 | 0 | 0 | 0 | 0 | [6 empty] | 0 | 0 | 0 | 5 | 1966 | 0 | 0 | [7 empty] | 0
3 |  | 195 | 11 | 3 | HC | 24300 | P | OP | 6 | 1966 |  |  |  | WAT |  |  | 0 | 24000 | 23000 | 0 |  | 0 | 0 | 0 | 0 | 0 | 0 | [6 empty] | 0 | 0 | 0 | 6 | 1966 | 0 | 0 | [7 empty] | 0
3 |  | 195 | 12 | 1 | HC | 40000 | P | OP | 8 | 1968 |  |  |  | WAT |  |  | 0 | 43000 | 43000 | 0 |  | 0 | 0 | 0 | 0 | 0 | 0 | [6 empty] | 0 | 0 | 0 | 8 | 1968 | 0 | 0 | [7 empty] | 0
3 |  | 195 | 13 | 1 | HC | 25000 | P | OP | 1 | 1929 |  |  |  | WAT |  |  | 0 | 34750 | 34750 | 0 |  | 0 | 0 | 0 | 0 | 0 | 0 | [6 empty] | 0 | 0 | 0 | 9 | 1928 | 0 | 0 | [7 empty] | 0
3 |  | 195 | 13 | 2 | HC | 25000 | P | OP | 1 | 1929 |  |  |  | WAT |  |  | 0 | 34750 | 34750 | 0 |  | 0 | 0 | 0 | 0 | 0 | 0 | [6 empty] | 0 | 0 | 0 | 9 | 1928 | 0 | 0 | [7 empty] | 0
3 |  | 195 | 13 | 3 | HC | 25000 | P | OP | 1 | 1929 |  |  |  | WAT |  |  | 0 | 34750 | 34750 | 0 |  | 0 | 0 | 0 | 0 | 0 | 0 | [6 empty] | 0 | 0 | 0 | 10 | 1928 | 0 | 0 | E | [6 empty] | 0
3 |  | 195 | 13 | 4 | HC | 25000 | P | OP | 1 | 1929 |  |  |  | WAT |  |  | 0 | 34750 | 34750 | 0 |  | 0 | 0 | 0 | 0 | 0 | 0 | [6 empty] | 0 | 0 | 0 | 11 | 1928 | 0 | 0 | [7 empty] | 0
3 |  | 195 | 14 | 1 | HC | 42750 | P | OP | 8 | 1964 |  |  |  | WAT |  |  | 0 | 46333 | 41333 | 0 |  | 0 | 0 | 0 | 0 | 0 | 0 | [6 empty] | 0 | 0 | 0 | 7 | 1964 | 0 | 0 | [7 empty] | 0
3 |  | 195 | 14 | 2 | HC | 42750 | P | OP | 8 | 1964 |  |  |  | WAT |  |  | 0 | 46333 | 41333 | 0 |  | 0 | 0 | 0 | 0 | 0 | 0 | [6 empty] | 0 | 0 | 0 | 7 | 1964 | 0 | 0 | [7 empty] | 0
3 |  | 195 | 14 | 3 | HC | 42750 | P | OP | 8 | 1964 |  |  |  | WAT |  |  | 0 | 46333 | 41333 | 0 |  | 0 | 0 | 0 | 0 | 0 | 0 | [6 empty] | 0 | 0 | 0 | 7 | 1964 | 0 | 0 | [7 empty] | 0
3 |  | 195 | 15 | 1 | HC | 29500 | P | OP | 4 | 1968 |  |  |  | WAT |  |  | 0 | 30167 | 30167 | 0 |  | 0 | 0 | 0 | 0 | 0 | 0 | [6 empty] | 0 | 0 | 0 | 4 | 1968 | 0 | 0 | [7 empty] | 0
3 |  | 195 | 15 | 2 | HC | 29500 | P | OP | 4 | 1968 |  |  |  | WAT |  |  | 0 | 30167 | 30167 | 0 |  | 0 | 0 | 0 | 0 | 0 | 0 | [6 empty] | 0 | 0 | 0 | 2 | 1968 | 0 | 0 | [7 empty] | 0
3 |  | 195 | 15 | 3 | HC | 29500 | P | OP | 12 | 1967 |  |  |  | WAT |  |  | 0 | 30167 | 30167 | 0 |  | 0 | 0 | 0 | 0 | 0 | 0 | [6 empty] | 0 | 0 | 0 | 12 | 1967 | 0 | 0 | [7 empty] | 0
3 |  | 195 | 15 | 4 | HC | 29500 | P | OP | 10 | 1967 |  |  |  | WAT |  |  | 0 | 30167 | 30167 | 0 |  | 0 | 0 | 0 | 0 | 0 | 0 | [6 empty] | 0 | 0 | 0 | 9 | 1967 | 0 | 0 | [7 empty] | 0
3 |  | 195 | 15 | 5 | HC | 29500 | P | OP | 5 | 1967 |  |  |  | WAT |  |  | 0 | 30166 | 30166 | 0 |  | 0 | 0 | 0 | 0 | 0 | 0 | [6 empty] | 0 | 0 | 0 | 4 | 1967 | 0 | 0 | [7 empty] | 0
3 |  | 195 | 15 | 6 | HC | 29500 | P | OP | 2 | 1967 |  |  |  | WAT |  |  | 0 | 30166 | 30166 | 0 |  | 0 | 0 | 0 | 0 | 0 | 0 | [6 empty] | 0 | 0 | 0 | 2 | 1967 | 0 | 0 | [7 empty] | 0
3 |  | 195 | 16 | 1 | HC | 33000 | P | OP | 1 | 1927 |  |  |  | WAT |  |  | 0 | 34455 | 29319 | 0 |  | 0 | 0 | 0 | 0 | 0 | 0 | [6 empty] | 0 | 0 | 0 | 11 | 1926 | 0 | 0 | [7 empty] | 0
3 |  | 195 | 16 | 2 | HC | 33000 | P | OP | 1 | 1927 |  |  |  | WAT |  |  | 0 | 34455 | 29319 | 0 |  | 0 | 0 | 0 | 0 | 0 | 0 | [6 empty] | 0 | 0 | 0 | 9 | 1926 | 0 | 0 | [7 empty] | 0
3 |  | 195 | 16 | 3 | HC | 33000 | P | OP | 1 | 1927 |  |  |  | WAT |  |  | 0 | 34455 | 29319 | 0 |  | 0 | 0 | 0 | 0 | 0 | 0 | [6 empty] | 0 | 0 | 0 | 8 | 1926 | 0 | 0 | [7 empty] | 0
3 |  | 195 | 16 | 4 | HC | 55200 | P | OP | 7 | 1952 |  |  |  | WAT |  |  | 0 | 57634 | 49043 | 0 |  | 0 | 0 | 0 | 0 | 0 | 0 | [6 empty] | 0 | 0 | 0 | 7 | 1952 | 0 | 0 | [7 empty] | 0
3 |  | 195 | 16 | 5 | HC | 0 |  |  | 0 | 0 | [6 empty] | 0 | 0 | 0 | 60000 | CN | 99 | 9999 | 6 | 1977 | 6 | 1986 |  |  |  | WAT |  |  | 0 | 0 | 0 | 0 | 0 | 67000 | 63000 | [7 empty] | 0
3 |  | 195 | 17 | 1 | HC | 17500 | P |  | 8 | 1923 |  |  |  | WAT |  |  | 0 | 15175 | 15175 | 0 | RE | 4 | 1985 | 0 | 0 | 0 | 0 | [6 empty] | 0 | 0 | 0 | 5 | 1923 | 0 | 0 | E | [6 empty] | 0
3 |  | 195 | 17 | 2 | HC | 17500 | P |  | 8 | 1923 |  |  |  | WAT |  |  | 0 | 15175 | 15175 | 0 | RE | 4 | 1985 | 0 | 0 | 0 | 0 | [6 empty] | 0 | 0 | 0 | 5 | 1923 | 0 | 0 | E | [6 empty] | 0
3 |  | 195 | 17 | 3 | HC | 17500 | P |  | 8 | 1923 |  |  |  | WAT |  |  | 0 | 15175 | 15175 | 0 | RE | 4 | 1985 | 0 | 0 | 0 | 0 | [6 empty] | 0 | 0 | 0 | 5 | 1923 | 0 | 0 | E | [6 empty] | 0
3 |  | 195 | 17 | 4 | HC | 20000 | P | OP | 11 | 1949 |  |  |  | WAT |  |  | 0 | 19882 | 19882 | 0 |  | 0 | 0 | 0 | 0 | 0 | 0 | [6 empty] | 0 | 0 | 0 | 11 | 1949 | 0 | 0 | [7 empty] | 0
3 |  | 195 | 17 | 5 | HC | 50000 | P | OP | 4 | 1985 |  |  |  | WAT |  |  | 0 | 49706 | 49706 | 0 |  | 0 | 0 | 8 | 1981 | 0 | 0 | [6 empty] | 0 | 0 | 0 | 1 | 1985 | 0 | 0 | E | [6 empty] | 0
3 |  | 195 | 17 | 6 | HC | 50000 | P | OP | 4 | 1985 |  |  |  | WAT |  |  | 0 | 49706 | 49706 | 0 |  | 0 | 0 | 10 | 1981 | 0 | 0 | [6 empty] | 0 | 0 | 0 | 1 | 1985 | 0 | 0 | E | [6 empty] | 0
3 |  | 195 | 17 | 7 | HC | 50000 | P | OP | 4 | 1985 |  |  |  | WAT |  |  | 0 | 49706 | 49706 | 0 |  | 0 | 0 | 12 | 1981 | 0 | 0 | [6 empty] | 0 | 0 | 0 | 2 | 1985 | 0 | 0 | [7 empty] | 0
3 |  | 195 | 18 | 1 | HC | 78750 | P | OP | 9 | 1961 |  |  |  | WAT |  |  | 0 | 92500 | 87500 | 0 |  | 0 | 0 | 0 | 0 | 0 | 0 | [6 empty] | 0 | 0 | 0 | 8 | 1961 | 0 | 0 | [7 empty] | 0
3 |  | 195 | 18 | 2 | HC | 78750 | P | OP | 7 | 1962 |  |  |  | WAT |  |  | 0 | 92500 | 87500 | 0 |  | 0 | 0 | 0 | 0 | 0 | 0 | [6 empty] | 0 | 0 | 0 | 6 | 1962 | 0 | 0 | [7 empty] | 0
3 |  | 195 | 19 | 1 | HC | 25000 | P | OP | 1 | 1931 |  |  |  | WAT |  |  | 0 | 28448 | 28448 | 0 |  | 0 | 0 | 0 | 0 | 0 | 0 | [6 empty] | 0 | 0 | 0 | 7 | 1930 | 0 | 0 | [7 empty] | 0
3 |  | 195 | 19 | 2 | HC | 25000 | P | OP | 1 | 1931 |  |  |  | WAT |  |  | 0 | 28448 | 28448 | 0 |  | 0 | 0 | 0 | 0 | 0 | 0 | [6 empty] | 0 | 0 | 0 | 6 | 1930 | 0 | 0 | [7 empty] | 0
3 |  | 195 | 19 | 3 | HC | 8000 | P | OP | 1 | 1931 |  |  |  | WAT |  |  | 0 | 9103 | 9103 | 0 |  | 0 | 0 | 0 | 0 | 0 | 0 | [6 empty] | 0 | 0 | 0 | 8 | 1930 | 0 | 0 | [7 empty] | 0
3 |  | 195 | 19 | 4 | HC | 0 |  |  | 0 | 0 | [6 empty] | 0 | 0 | 0 | 40000 | CN | 2 | 1987 | 6 | 1992 | 0 | 0 | LO | OT |  | WAT |  |  | 40000 | 40000 | 0 | 0 | 0 | 44000 | 41000 | [7 empty] | 0
3 |  | 195 | 20 | 1 | HC | 29250 | P | OP | 7 | 1962 |  |  |  | WAT |  |  | 0 | 26000 | 21667 | 0 |  | 0 | 0 | 0 | 0 | 0 | 0 | [6 empty] | 0 | 0 | 0 | 6 | 1962 | 0 | 0 | [7 empty] | 0
3 |  | 195 | 20 | 2 | HC | 29250 | P | OP | 6 | 1961 |  |  |  | WAT |  |  | 0 | 26000 | 21667 | 0 |  | 0 | 0 | 0 | 0 | 0 | 0 | [6 empty] | 0 | 0 | 0 | 5 | 1961 | 0 | 0 | [7 empty] | 0
3 |  | 195 | 20 | 3 | HC | 29250 | P | OP | 6 | 1961 |  |  |  | WAT |  |  | 0 | 26000 | 21667 | 0 |  | 0 | 0 | 0 | 0 | 0 | 0 | [6 empty] | 0 | 0 | 0 | 5 | 1961 | 0 | 0 | [7 empty] | 0
3 |  | 195 | 21 | 1 | HC | 16000 | P | OP | 7 | 1928 |  |  |  | WAT |  |  | 0 | 16000 | 16000 | 0 |  | 0 | 0 | 0 | 0 | 0 | 0 | [6 empty] | 0 | 0 | 0 | 5 | 1928 | 0 | 0 | [7 empty] | 0
3 |  | 195 | 21 | 2 | HC | 16000 | P | OP | 7 | 1928 |  |  |  | WAT |  |  | 0 | 16000 | 16000 | 0 |  | 0 | 0 | 0 | 0 | 0 | 0 | [6 empty] | 0 | 0 | 0 | 4 | 1928 | 0 | 0 | E | [6 empty] | 0
3 |  | 195 | 21 | 3 | HC | 0 |  |  | 0 | 0 | [6 empty] | 0 | 0 | 0 | 30000 | CN | 2 | 1987 | 6 | 1992 | 0 | 0 | LO | OT |  | WAT |  |  | 30000 | 30000 | 0 | 0 | 0 | 32000 | 31000 | [7 empty] | 0
3 |  | 195 | 26 | 1 | ST | 272000 | C | OP | 5 | 1960 | FO2 |  |  | BIT |  |  | 9449 | 260000 | 260000 | 0 |  | 0 | 0 | 0 | 0 | 0 | 0 | [6 empty] | 0 | 0 | 0 | 3 | 1960 | 0 | 0 | [7 empty] | 0
3 |  | 195 | 26 | 2 | ST | 272000 | C | OP | 7 | 1960 | FO2 |  |  | BIT |  |  | 9349 | 262000 | 262000 | 0 |  | 0 | 0 | 0 | 0 | 0 | 0 | [6 empty] | 0 | 0 | 0 | 6 | 1960 | 0 | 0 | E | [6 empty] | 0
3 |  | 195 | 26 | 3 | ST | 272000 | C | OP | 6 | 1961 | FO2 |  |  | BIT |  |  | 9349 | 262000 | 262000 | 0 |  | 0 | 0 | 0 | 0 | 0 | 0 | [6 empty] | 0 | 0 | 0 | 4 | 1961 | 0 | 0 | E | [6 empty] | 0
3 |  | 195 | 26 | 5 | ST | 952000 | C | OP | 8 | 1974 | FO2 |  |  | BIT |  |  | 9308 | 876000 | 876000 | 0 |  | 0 | 0 | 0 | 0 | 0 | 0 | [6 empty] | 0 | 0 | 0 | 6 | 1974 | 0 | 0 | [7 empty] | 0
3 |  | 195 | 26 | GT4 | GT | 21250 | P | OP | 6 | 1970 | FO2 |  |  | FO2 |  |  | 17782 | 17518 | 21774 | 0 | RT | 12 | 1995 | 0 | 0 | 0 | 0 | [6 empty] | 0 | 0 | 0 | 6 | 1970 | 0 | 0 | [7 empty] | 0
3 |  | 195 | 26 | ST4 | ST | 244800 | C | OP | 6 | 1962 | FO2 |  |  | BIT |  |  | 9490 | 258000 | 258000 | 0 |  | 0 | 0 | 0 | 0 | 0 | 0 | [6 empty] | 0 | 0 | 0 | 4 | 1962 | 0 | 0 | E | [6 empty] | 0
3 | A524 | 195 | 5042 | A1 | ST | 0 |  |  | 0 | 0 | [6 empty] | 0 | 0 | 0 | 0 | CN | 99 | 9999 | 6 | 1983 | 6 | 1990 |  |  |  | BIT |  |  | 0 | 0 | 0 | 0 | 0 | 0 | 0 | [7 empty] | 0
3 | A524 | 195 | 5042 | A2 | ST | 0 |  |  | 0 | 0 | [6 empty] | 0 | 0 | 0 | 0 | CN | 99 | 9999 | 6 | 1984 | 6 | 1991 |  |  |  | BIT |  |  | 0 | 0 | 0 | 0 | 0 | 0 | 0 | [7 empty] | 0
3 | A524 | 195 | 5042 | A3 | ST | 0 |  |  | 0 | 0 | [6 empty] | 0 | 0 | 0 | 0 | CN | 99 | 9999 | 6 | 1986 | 6 | 1993 |  |  |  | COL |  |  | 0 | 0 | 0 | 0 | 0 | 0 | 0 | [7 empty] | 0
3 |  | 195 | 5042 | A4 | GT | 0 |  |  | 0 | 0 | [6 empty] | 0 | 0 | 0 | 0 | CN | 99 | 9999 | 6 | 1984 | 6 | 1984 |  |  |  | PET |  |  | 0 | 0 | 0 | 0 | 0 | 0 | 0 | [7 empty] | 0
3 | A524 | 195 | 5042 | A6 | ST | 0 |  |  | 0 | 0 | [6 empty] | 0 | 0 | 0 | 0 | CN | 99 | 9999 | 6 | 1988 | 6 | 1988 |  |  |  | COL |  |  | 0 | 0 | 0 | 0 | 0 | 0 | 0 | [7 empty] | 0
3 |  | 195 | 5042 | A7 | GT | 0 |  |  | 0 | 0 | [6 empty] | 0 | 0 | 0 | 0 | CN | 99 | 9999 | 6 | 1988 | 6 | 1988 |  |  |  | PET |  |  | 0 | 0 | 0 | 0 | 0 | 0 | 0 | [7 empty] | 0
3 |  | 195 | 5042 | 45 | GT | 0 |  |  | 0 | 0 | [6 empty] | 0 | 0 | 0 | 0 | CN | 99 | 9999 | 6 | 1987 | 6 | 1987 |  |  |  | PET |  |  | 0 | 0 | 0 | 0 | 0 | 0 | 0 | [7 empty] | 0
3 |  | 195 | 6001 | 1 | NP | 888250 | B | OP | 12 | 1977 |  |  |  | UR |  |  | 11000 | 812000 | 812000 | 0 |  | 0 | 0 | 0 | 0 | 0 | 0 | [6 empty] | 0 | 0 | 829000 | 6 | 1977 | 0 | 0 | [7 empty] | 0
3 |  | 195 | 6001 | 2 | NP | 888250 | B | OP | 7 | 1981 |  |  |  | UR |  |  | 11000 | 824000 | 824000 | 0 |  | 0 | 0 | 0 | 0 | 0 | 0 | [6 empty] | 0 | 0 | 829000 | 3 | 1981 | 0 | 0 | [7 empty] | 0
3 |  | 195 | 6002 | 1 | ST | 705500 | C | OP | 10 | 1978 | FO2 | NG |  | BIT |  |  | 9438 | 667000 | 667000 | 0 |  | 0 | 0 | 0 | 0 | 0 | 0 | [6 empty] | 0 | 0 | 0 | 7 | 1978 | 0 | 0 | E | [6 empty] | 0
3 |  | 195 | 6002 | 2 | ST | 705500 | C | OP | 5 | 1985 | FO2 | NG |  | BIT |  |  | 9438 | 670000 | 670000 | 0 |  | 0 | 0 | 6 | 1979 | 5 | 1985 | LO | [5 empty] | 0 | 0 | 0 | 2 | 1985 | 0 | 0 | [7 empty] | 0
3 |  | 195 | 6002 | 3 | ST | 705500 | C | OP | 5 | 1989 | FO2 | NG |  | BIT |  |  | 9438 | 672000 | 672000 | 0 |  | 0 | 0 | 0 | 0 | 0 | 0 | [6 empty] | 0 | 0 | 0 | 2 | 1989 | 0 | 0 | [7 empty] | 0
3 |  | 195 | 6002 | 4 | ST | 705500 | C | OP | 3 | 1991 |  |  |  | BIT |  |  | 9438 | 675000 | 675000 | 0 |  | 0 | 0 | 6 | 1981 | 0 | 0 | LO | [5 empty] | 0 | 0 | 0 | 12 | 1990 | 0 | 0 | [7 empty] | 0
3 |  | 195 | 6114 | 1 | NB | 0 |  |  | 0 | 0 | [6 empty] | 0 | 0 | 0 | 1208000 | CN | 88 | 1977 | 9 | 1981 | 88 | 1988 |  |  |  | UR |  |  | 0 | 0 | 0 | 0 | 0 | 0 | 0 | [7 empty] | 0
3 |  | 195 | 6114 | 2 | NB | 0 |  |  | 0 | 0 | [6 empty] | 0 | 0 | 0 | 1208000 | CN | 88 | 1977 | 9 | 1982 | 88 | 1988 |  |  |  | UR |  |  | 0 | 0 | 0 | 0 | 0 | 0 | 0 | [7 empty] | 0
3 |  | 195 | 6114 | 3 | NB | 0 |  |  | 0 | 0 | [6 empty] | 0 | 0 | 0 | 1208000 | CN | 88 | 1975 | 9 | 1983 | 88 | 1988 |  |  |  | UR |  |  | 0 | 0 | 0 | 0 | 0 | 0 | 0 | [7 empty] | 0
3 |  | 195 | 6114 | 4 | NB | 0 |  |  | 0 | 0 | [6 empty] | 0 | 0 | 0 | 1208000 | CN | 88 | 1975 | 9 | 1984 | 88 | 1988 |  |  |  | UR |  |  | 0 | 0 | 0 | 0 | 0 | 0 | 0 | [7 empty] | 0
3 |  | 195 | 6188 | 1 | HC | 67500 | P | OP | 4 | 1983 |  |  |  | WAT |  |  | 0 | 67500 | 62500 | 0 |  | 0 | 0 | 0 | 0 | 0 | 0 | [6 empty] | 0 | 0 | 0 | 2 | 1983 | 0 | 0 | [7 empty] | 0
3 |  | 195 | 6188 | 2 | HC | 67500 | P | OP | 4 | 1983 |  |  |  | WAT |  |  | 0 | 67500 | 62500 | 0 |  | 0 | 0 | 0 | 0 | 0 | 0 | [6 empty] | 0 | 0 | 0 | 4 | 1983 | 0 | 0 | [7 empty] | 0
3 |  | 195 | 7291 | 1 | GT | 0 |  |  | 0 | 0 | [6 empty] | 0 | 0 | 0 | 80000 | PL | 0 | 0 | 3 | 1995 | 3 | 1995 |  |  |  | NG | FO2 |  | 80000 | 80000 | 0 | 0 | 0 | 65684 | 78861 | [7 empty] | 0
3 |  | 195 | 7291 | 2 | GT | 0 |  |  | 0 | 0 | [6 empty] | 0 | 0 | 0 | 80000 | PL | 0 | 0 | 3 | 1995 | 3 | 1995 |  |  |  | NG | FO2 |  | 80000 | 80000 | 0 | 0 | 0 | 65684 | 78861 | [7 empty] | 0
3 |  | 195 | 7291 | 3 | GT | 0 |  |  | 0 | 0 | [6 empty] | 0 | 0 | 0 | 80000 | PL | 0 | 0 | 3 | 1995 | 3 | 1995 |  |  |  | NG | FO2 |  | 80000 | 80000 | 0 | 0 | 0 | 65684 | 78861 | [7 empty] | 0
3 |  | 195 | 7291 | 4 | GT | 0 |  |  | 0 | 0 | [6 empty] | 0 | 0 | 0 | 80000 | PL | 0 | 0 | 3 | 1995 | 3 | 1995 |  |  |  | NG | FO2 |  | 80000 | 80000 | 0 | 0 | 0 | 65684 | 78861 | [7 empty] | 0
3 |  | 195 | 7291 | 5 | GT | 0 |  |  | 0 | 0 | [6 empty] | 0 | 0 | 0 | 80000 | PL | 0 | 0 | 3 | 1995 | 3 | 1995 |  |  |  | NG | FO2 |  | 80000 | 80000 | 0 | 0 | 0 | 65684 | 78861 | [7 empty] | 0
3 |  | 195 | 7291 | 6 | GT | 0 |  |  | 0 | 0 | [6 empty] | 0 | 0 | 0 | 80000 | PL | 0 | 0 | 3 | 1996 | 3 | 1996 |  |  |  | NG | FO2 |  | 80000 | 80000 | 0 | 0 | 0 | 65684 | 78861 | [7 empty] | 0
3 |  | 195 | 7291 | 7 | GT | 0 |  |  | 0 | 0 | [6 empty] | 0 | 0 | 0 | 80000 | PL | 0 | 0 | 3 | 1996 | 3 | 1996 |  |  |  | NG | FO2 |  | 80000 | 80000 | 0 | 0 | 0 | 65684 | 78861 | [7 empty] | 0
3 |  | 195 | 7291 | 8 | GT | 0 |  |  | 0 | 0 | [6 empty] | 0 | 0 | 0 | 80000 | PL | 0 | 0 | 3 | 1996 | 3 | 1996 |  |  |  | NG | FO2 |  | 80000 | 80000 | 0 | 0 | 0 | 65684 | 78861 | [7 empty] | 0
3 |  | 195 | 7291 | 9 | GT | 0 |  |  | 0 | 0 | [6 empty] | 0 | 0 | 0 | 80000 | PL | 0 | 0 | 3 | 1996 | 3 | 1996 |  |  |  | NG | FO2 |  | 80000 | 80000 | 0 | 0 | 0 | 65684 | 78861 | [7 empty] | 0
3 |  | 195 | 7292 | 1 | GT | 0 |  |  | 0 | 0 | [6 empty] | 0 | 0 | 0 | 80000 | PL | 0 | 0 | 3 | 1997 | 3 | 1997 |  |  |  | NG | FO2 |  | 80000 | 80000 | 0 | 0 | 0 | 65684 | 78861 | [7 empty] | 0
3 |  | 195 | 7292 | 2 | GT | 0 |  |  | 0 | 0 | [6 empty] | 0 | 0 | 0 | 80000 | PL | 0 | 0 | 3 | 1998 | 3 | 1998 |  |  |  | NG | FO2 |  | 80000 | 80000 | 0 | 0 | 0 | 65684 | 78861 | [7 empty] | 0
3 |  | 195 | 7292 | 3 | GT | 0 |  |  | 0 | 0 | [6 empty] | 0 | 0 | 0 | 80000 | PL | 0 | 0 | 3 | 1998 | 3 | 1999 |  |  |  | NG | FO2 |  | 80000 | 80000 | 0 | 0 | 0 | 65684 | 78861 | [7 empty] | 0
3 |  | 195 | 7292 | 4 | GT | 0 |  |  | 0 | 0 | [6 empty] | 0 | 0 | 0 | 80000 | PL | 0 | 0 | 3 | 1998 | 3 | 1999 |  |  |  | NG | FO2 |  | 80000 | 80000 | 0 | 0 | 0 | 65684 | 78861 | [7 empty] | 0
3 |  | 195 | 7292 | 5 | GT | 0 |  |  | 0 | 0 | [6 empty] | 0 | 0 | 0 | 80000 | PL | 0 | 0 | 3 | 1999 | 3 | 2000 |  |  |  | NG | FO2 |  | 80000 | 80000 | 0 | 0 | 0 | 65684 | 78861 | [7 empty] | 0
3 |  | 195 | 7292 | 6 | GT | 0 |  |  | 0 | 0 | [6 empty] | 0 | 0 | 0 | 80000 | PL | 0 | 0 | 3 | 1999 | 3 | 2000 |  |  |  | NG | FO2 |  | 80000 | 80000 | 0 | 0 | 0 | 65684 | 78861 | [7 empty] | 0
3 |  | 195 | 7292 | 7 | GT | 0 |  |  | 0 | 0 | [6 empty] | 0 | 0 | 0 | 80000 | PL | 0 | 0 | 3 | 2001 | 3 | 2001 |  |  |  | NG | FO2 |  | 80000 | 80000 | 0 | 0 | 0 | 65684 | 78861 | [7 empty] | 0
3 |  | 195 | 7292 | 8 | GT | 0 |  |  | 0 | 0 | [6 empty] | 0 | 0 | 0 | 80000 | PL | 0 | 0 | 3 | 2002 | 3 | 2002 |  |  |  | NG | FO2 |  | 80000 | 80000 | 0 | 0 | 0 | 65684 | 78861 | [7 empty] | 0
3 |  | 195 | 7292 | 9 | GT | 0 |  |  | 0 | 0 | [6 empty] | 0 | 0 | 0 | 80000 | PL | 0 | 0 | 3 | 2002 | 3 | 2002 |  |  |  | NG | FO2 |  | 80000 | 80000 | 0 | 0 | 0 | 65684 | 78861 | [7 empty] | 0
3 |  | 195 | 7292 | 10 | GT | 0 |  |  | 0 | 0 | [6 empty] | 0 | 0 | 0 | 80000 | PL | 0 | 0 | 3 | 2002 | 3 | 2002 |  |  |  | NG | FO2 |  | 80000 | 80000 | 0 | 0 | 0 | 65684 | 78861 | [7 empty] | 0
3 |  | 213 | 62 | 5 | HL | 1800 | B | OP | 11 | 1915 | WAT |  |  | WAT |  |  | 0 | 1800 | 1600 | 0 |  | 0 | 0 | 0 | 0 | 0 | 0 | [6 empty] | 0 | 0 | 0 | 8 | 1915 | 0 | 0 | E | [6 empty] | 0
3 |  | 213 | 62 | 6 | HL | 1800 | B | OP | 11 | 1915 | WAT |  |  | WAT |  |  | 0 | 1800 | 1600 | 0 |  | 0 | 0 | 0 | 0 | 0 | 0 | [6 empty] | 0 | 0 | 0 | 8 | 1915 | 0 | 0 | E | [6 empty] | 0
3 |  | 213 | 63 | 1 | HL | 800 | B | OP | 9 | 1951 | WAT |  |  | WAT |  |  | 0 | 800 | 200 | 0 |  | 0 | 0 | 0 | 0 | 0 | 0 | [6 empty] | 0 | 0 | 0 | 6 | 1951 | 0 | 0 | E | [6 empty] | 0
3 |  | 213 | 63 | 2 | HL | 400 | C | OP | 9 | 1906 | WAT |  |  | WAT |  |  | 0 | 400 | 50 | 0 |  | 0 | 0 | 0 | 0 | 0 | 0 | [6 empty] | 0 | 0 | 0 | 6 | 1906 | 0 | 0 | E | [6 empty] | 0
3 |  | 213 | 63 | 3 | HL | 400 | C | SB | 9 | 1906 | WAT |  |  | WAT |  |  | 0 | 400 | 50 | 0 |  | 0 | 0 | 0 | 0 | 0 | 0 | [6 empty] | 0 | 0 | 0 | 6 | 1906 | 0 | 0 | E | [6 empty] | 0
3 |  | 213 | 63 | IC1 | IC | 1300 | C | SB | 6 | 1952 | FO2 |  |  | FO2 |  |  | 11200 | 1300 | 1300 | 0 |  | 0 | 0 | 0 | 0 | 0 | 0 | [6 empty] | 0 | 0 | 0 | 5 | 1952 | 0 | 0 | E | [6 empty] | 0
3 |  | 213 | 63 | IC2 | IC | 1300 | C | SB | 8 | 1954 | FO2 |  |  | FO2 |  |  | 11200 | 1300 | 1300 | 0 |  | 0 | 0 | 0 | 0 | 0 | 0 | [6 empty] | 0 | 0 | 0 | 7 | 1954 | 0 | 0 | E | [6 empty] | 0
3 |  | 213 | 63 | IC3 | IC | 1200 | C | SB | 8 | 1961 | FO2 |  |  | FO2 |  |  | 11200 | 1200 | 1200 | 0 |  | 0 | 0 | 0 | 0 | 0 | 0 | [6 empty] | 0 | 0 | 0 | 7 | 1961 | 0 | 0 | E | [6 empty] | 0
3 |  | 213 | 63 | IC4 | IC | 1200 | C | SB | 9 | 1963 | FO2 |  |  | FO2 |  |  | 11200 | 1200 | 1200 | 0 |  | 0 | 0 | 0 | 0 | 0 | 0 | [6 empty] | 0 | 0 | 0 | 8 | 1963 | 0 | 0 | E | [6 empty] | 0
3 |  | 213 | 63 | IC5 | IC | 3500 | C | SB | 10 | 1966 | FO2 |  |  | FO2 |  |  | 10370 | 3500 | 3500 | 0 |  | 0 | 0 | 0 | 0 | 0 | 0 | [6 empty] | 0 | 0 | 0 | 9 | 1966 | 0 | 0 | E | [6 empty] | 0
3 |  | 213 | 64 | 1 | IC | 2500 | C | SB | 8 | 1969 | FO2 |  |  | FO2 |  |  | 10294 | 2500 | 2500 | 0 |  | 0 | 0 | 0 | 0 | 0 | 0 | [6 empty] | 0 | 0 | 0 | 7 | 1969 | 0 | 0 | E | [6 empty] | 0
3 |  | 213 | 64 | 2 | IC | 2500 | C | SB | 9 | 1969 | FO2 |  |  | FO2 |  |  | 10294 | 2500 | 2500 | 0 |  | 0 | 0 | 0 | 0 | 0 | 0 | [6 empty] | 0 | 0 | 0 | 8 | 1969 | 0 | 0 | E | [6 empty] | 0
3 |  | 213 | 64 | 3 | IC | 2500 | C | SB | 9 | 1974 | FO2 |  |  | FO2 |  |  | 10294 | 2500 | 2500 | 0 |  | 0 | 0 | 0 | 0 | 0 | 0 | [6 empty] | 0 | 0 | 0 | 8 | 1974 | 0 | 0 | E | [6 empty] | 0
3 |  | 213 | 64 | 5 | GT | 17500 | C | SB | 9 | 1980 | FO2 |  |  | FO2 |  |  | 16000 | 17500 | 17500 | 0 |  | 0 | 0 | 0 | 0 | 0 | 0 | [6 empty] | 0 | 0 | 0 | 8 | 1980 | 0 | 0 | E | [6 empty] | 0
3 |  | 213 | 64 | 6 | GT | 17500 | C | OP | 8 | 1983 | FO2 |  |  | FO2 |  |  | 16000 | 17500 | 17500 | 0 |  | 0 | 0 | 0 | 0 | 0 | 0 | [6 empty] | 0 | 0 | 0 | 7 | 1983 | 0 | 0 | E | [6 empty] | 0
3 |  | 213 | 64 | 7 | IC | 2500 | C | SB | 8 | 1983 | FO2 |  |  | FO2 |  |  | 10294 | 2500 | 2500 | 0 |  | 0 | 0 | 0 | 0 | 0 | 0 | [6 empty] | 0 | 0 | 0 | 7 | 1983 | 0 | 0 | E | [6 empty] | 0
3 |  | 213 | 64 | LC8 | IC | 2500 | C | SB | 8 | 1985 | FO2 |  |  | FO2 |  |  | 10294 | 2500 | 2500 | 0 |  | 0 | 0 | 0 | 0 | 0 | 0 | [6 empty] | 0 | 0 | 0 | 7 | 1985 | 0 | 0 | E | [6 empty] | 0
3 |  | 213 | 64 | LC9 | IC | 2500 | C | SB | 8 | 1985 | FO2 |  |  | FO2 |  |  | 10294 | 2500 | 2500 | 0 |  | 0 | 0 | 0 | 0 | 0 | 0 | [6 empty] | 0 | 0 | 0 | 7 | 1985 | 0 | 0 | E | [6 empty] | 0
3 |  | 213 | 64 | IC10 | IC | 2500 | C | SB | 9 | 1984 | FO2 |  |  | FO2 |  |  | 10294 | 2500 | 2500 | 0 |  | 0 | 0 | 0 | 0 | 0 | 0 | [6 empty] | 0 | 0 | 0 | 8 | 1984 | 0 | 0 | E | [6 empty] | 0
3 |  | 213 | 64 | IC11 | IC | 2500 | C | SB | 9 | 1984 | FO2 |  |  | FO2 |  |  | 10294 | 2500 | 2500 | 0 |  | 0 | 0 | 0 | 0 | 0 | 0 | [6 empty] | 0 | 0 | 0 | 8 | 1984 | 0 | 0 | E | [6 empty] | 0
3 |  | 213 | 64 | IC12 | IC | 2500 | C | SB | 9 | 1984 | FO2 |  |  | FO2 |  |  | 10294 | 2500 | 2500 | 0 |  | 0 | 0 | 0 | 0 | 0 | 0 | [6 empty] | 0 | 0 | 0 | 8 | 1984 | 0 | 0 | E | [6 empty] | 0
3 |  | 213 | 65 | 1 | HC | 1400 | B |  | 1 | 1913 |  |  |  | WAT |  |  | 0 | 0 | 0 | 0 | RE | 12 | 1984 | 0 | 0 | 0 | 0 | [6 empty] | 0 | 0 | 0 | 0 | 1913 | 0 | 0 | E | [6 empty] | 0
3 |  | 213 | 65 | 2 | HC | 1400 | B |  | 1 | 1913 |  |  |  | WAT |  |  | 0 | 0 | 0 | 0 | RE | 12 | 1984 | 0 | 0 | 0 | 0 | [6 empty] | 0 | 0 | 0 | 0 | 1913 | 0 | 0 | E | [6 empty] | 0
3 |  | 213 | 65 | HY7 | HL | 6700 | B | OP | 12 | 1984 | WAT |  |  | WAT |  |  | 0 | 6700 | 5600 | 0 |  | 0 | 0 | 0 | 0 | 0 | 0 | [6 empty] | 0 | 0 | 0 | 9 | 1984 | 0 | 0 | E | [6 empty] | 0
3 |  | 213 | 4238 | HY3 | HL | 1400 | C | SB | 11 | 1913 | WAT |  |  | WAT |  |  | 0 | 1400 | 1000 | 0 |  | 0 | 0 | 0 | 0 | 0 | 0 | [6 empty] | 0 | 0 | 0 | 8 | 1913 | 0 | 0 | E | [6 empty] | 0
3 |  | 213 | 4238 | HY4 | HL | 1400 | C | SB | 11 | 1913 | WAT |  |  | WAT |  |  | 0 | 1400 | 1000 | 0 |  | 0 | 0 | 0 | 0 | 0 | 0 | [6 empty] | 0 | 0 | 0 | 8 | 1913 | 0 | 0 | E | [6 empty] | 0
3 |  | 213 | 7250 | 4 | IC | 2500 | C | SB | 9 | 1980 | FO2 |  |  | FO2 |  |  | 10294 | 2500 | 2500 | 0 |  | 0 | 0 | 0 | 0 | 0 | 0 | [6 empty] | 0 | 0 | 0 | 8 | 1980 | 0 | 0 | [7 empty] | 0
3 |  | 219 | 66 | 1 | HC | 100 | B | OP | 88 | 1957 | WAT |  |  | WAT |  |  | 0 | 100 | 100 | 0 |  | 0 | 0 | 0 | 0 | 0 | 0 | [6 empty] | 0 | 0 | 0 | 0 | 1957 | 0 | 0 | E | [6 empty] | 0
3 |  | 219 | 66 | 2 | HC | 375 | B | OP | 88 | 1909 | WAT |  |  | WAT |  |  | 0 | 370 | 200 | 0 |  | 0 | 0 | 0 | 0 | 0 | 0 | [6 empty] | 0 | 0 | 0 | 0 | 1909 | 0 | 0 | E | [6 empty] | 0
3 |  | 219 | 66 | 3 | HC | 300 | B | OP | 88 | 1981 | WAT |  |  | WAT |  |  | 0 | 300 | 200 | 0 |  | 0 | 0 | 0 | 0 | 0 | 0 | [6 empty] | 0 | 0 | 0 | 0 | 1981 | 0 | 0 | E | [6 empty] | 0
3 |  | 219 | 66 | 4 | HC | 200 |  | OP | 7 | 1987 |  |  |  | WAT |  |  | 0 | 179 | 180 | 0 |  | 0 | 0 | 88 | 1983 | 0 | 0 | AP | LO |  |  |  |  | 0 | 0 | 0 | 7 | 1987 | 0 | 0 |  | E | E |  |  |  |  | 0
3 |  | 219 | 66 | 5 | IC | 200 |  |  | 99 | 1955 |  |  |  | FO2 |  |  | 0 | 1 | 1 | 0 | RE | 99 | 1982 | 0 | 0 | 0 | 0 | [6 empty] | 0 | 0 | 0 | 0 | 1955 | 0 | 0 | E | [6 empty] | 0
3 |  | 219 | 66 | 6 | IC | 300 |  |  | 88 | 1956 | FO2 |  |  | FO2 |  |  | 0 | 300 | 300 | 0 | RE | 9 | 1983 | 0 | 0 | 0 | 0 | [6 empty] | 0 | 0 | 0 | 0 | 1956 | 0 | 0 | E | [6 empty] | 0
3 |  | 219 | 66 | 7 | IC | 200 | P | OP | 88 | 1966 | FO2 |  |  | FO2 |  |  | 12174 | 200 | 200 | 0 |  | 0 | 0 | 0 | 0 | 0 | 0 | [6 empty] | 0 | 0 | 0 | 0 | 1966 | 0 | 0 | E | [6 empty] | 0
3 |  | 219 | 66 | 8 | IC | 300 | P |  | 88 | 1968 | FO2 |  |  | FO2 |  |  | 12174 | 300 | 300 | 0 | RE | 12 | 1990 | 0 | 0 | 0 | 0 | [6 empty] | 0 | 0 | 0 | 0 | 1968 | 0 | 0 | E | [6 empty] | 0
3 |  | 219 | 66 | 9 | IC | 1250 | B | OP | 88 | 1977 | FO2 |  |  | FO2 |  |  | 11666 | 1250 | 1250 | 0 |  | 0 | 0 | 0 | 0 | 0 | 0 | [6 empty] | 0 | 0 | 0 | 0 | 1977 | 0 | 0 | E | [6 empty] | 0
3 |  | 219 | 66 | 10 | IC | 1250 | C | OP | 2 | 1980 | FO2 |  |  | FO2 |  |  | 11666 | 1250 | 1250 | 0 |  | 0 | 0 | 0 | 0 | 0 | 0 | [6 empty] | 0 | 0 | 0 | 1 | 1980 | 0 | 0 | E | [6 empty] | 0
3 |  | 219 | 66 | 6A | IC | 865 | P | OP | 4 | 1986 | FO2 |  |  | FO2 |  |  | 10000 | 865 | 865 | 0 |  | 0 | 0 | 0 | 0 | 0 | 0 | [6 empty] | 0 | 0 | 0 | 4 | 1986 | 0 | 0 | [7 empty] | 0
3 |  | 219 | 66 | 8A | IC | 500 | B | OP | 9 | 1991 | FO2 |  |  | FO2 |  |  | 10000 | 500 | 500 | 0 |  | 0 | 0 | 0 | 0 | 0 | 0 | [6 empty] | 0 | 0 | 0 | 9 | 1991 | 0 | 0 | [7 empty] | 0
3 |  | 219 | 406 | 1 | IC | 200 | P | OP | 88 | 1960 | FO2 | FO1 |  | FO2 | FO1 |  | 12174 | 200 | 200 | 0 |  | 0 | 0 | 0 | 0 | 0 | 0 | [6 empty] | 0 | 0 | 0 | 0 | 1960 | 0 | 0 | E | [6 empty] | 0
3 |  | 219 | 406 | 2 | IC | 200 | P | OP | 88 | 1960 | FO2 | FO1 |  | FO2 | FO1 |  | 12174 | 200 | 200 | 0 |  | 0 | 0 | 0 | 0 | 0 | 0 | [6 empty] | 0 | 0 | 0 | 0 | 1960 | 0 | 0 | E | [6 empty] | 0
3 |  | 219 | 406 | 3 | IC | 300 | P | OP | 88 | 1961 | FO1 | FO2 |  | FO2 | FO1 |  | 12174 | 300 | 300 | 0 |  | 0 | 0 | 0 | 0 | 0 | 0 | [6 empty] | 0 | 0 | 0 | 0 | 1961 | 0 | 0 | E | [6 empty] | 0
3 |  | 219 | 406 | 4 | IC | 300 | P |  | 88 | 1964 | FO1 | FO2 |  | FO2 | FO1 |  | 0 | 300 | 300 | 0 | RE | 11 | 1989 | 0 | 0 | 0 | 0 | [6 empty] | 0 | 0 | 0 | 0 | 1964 | 0 | 0 | E | [6 empty] | 0
3 |  | 219 | 406 | 5 | IC | 300 | P | OP | 88 | 1966 | FO2 | FO1 |  | FO2 | FO1 |  | 12174 | 300 | 300 | 0 |  | 0 | 0 | 0 | 0 | 0 | 0 | [6 empty] | 0 | 0 | 0 | 0 | 1966 | 0 | 0 | E | [6 empty] | 0
3 |  | 219 | 406 | 6 | IC | 975 | C | OP | 88 | 1977 | FO1 | FO2 |  | FO2 | FO1 |  | 11666 | 975 | 975 | 0 |  | 0 | 0 | 0 | 0 | 0 | 0 | [6 empty] | 0 | 0 | 0 | 0 | 1977 | 0 | 0 | E | [6 empty] | 0
3 |  | 219 | 406 | 7 | IC | 1250 | B | OP | 2 | 1984 | FO1 | FO2 |  | FO2 | FO1 | FO4 | 11666 | 1250 | 1250 | 0 |  | 0 | 0 | 0 | 0 | 0 | 0 | [6 empty] | 0 | 0 | 0 | 1 | 1984 | 0 | 0 | E | [6 empty] | 0
3 |  | 219 | 406 | 8 | IC | 440 | P | OP | 10 | 1985 | FO2 | FO1 |  | FO2 | FO1 | FO4 | 10000 | 440 | 440 | 0 |  | 0 | 0 | 0 | 0 | 0 | 0 | [6 empty] | 0 | 0 | 0 | 9 | 1985 | 0 | 0 | E | [6 empty] | 0
3 |  | 219 | 406 | 9 | IC | 930 | P | OP | 10 | 1985 | FO2 | FO1 |  | FO2 | FO1 | FO4 | 10000 | 930 | 930 | 0 |  | 0 | 0 | 0 | 0 | 0 | 0 | [6 empty] | 0 | 0 | 0 | 9 | 1985 | 0 | 0 | E | [6 empty] | 0
3 |  | 219 | 406 | 10 | IC | 1135 | B | OP | 12 | 1989 | FO1 | FO2 |  | FO2 | FO1 |  | 9655 | 1135 | 1135 | 0 |  | 0 | 0 | 0 | 0 | 0 | 0 | [6 empty] | 0 | 0 | 0 | 12 | 1989 | 0 | 0 | [7 empty] | 0
3 |  | 219 | 421 | 1 | IC | 700 | B | OP | 9 | 1984 | FO2 |  |  | FO2 |  |  | 10000 | 650 | 650 | 0 |  | 0 | 0 | 0 | 0 | 0 | 0 | [6 empty] | 0 | 0 | 0 | 8 | 1984 | 0 | 0 | E | [6 empty] | 0
3 |  | 219 | 421 | 2 | IC | 100 |  |  | 88 | 1965 |  |  |  | FO2 |  |  | 0 | 0 | 0 | 0 | RE | 9 | 1984 | 0 | 0 | 0 | 0 | [6 empty] | 0 | 0 | 0 | 0 | 1965 | 0 | 0 | E | [6 empty] | 0
3 |  | 219 | 421 | 3 | IC | 300 | P |  | 8 | 1979 | FO2 |  |  | FO2 |  |  | 12174 | 300 | 300 | 0 | RE | 8 | 1991 | 0 | 0 | 0 | 0 | [6 empty] | 0 | 0 | 0 | 7 | 1979 | 0 | 0 | E | [6 empty] | 0
3 |  | 219 | 421 | 4 | IC | 300 | P |  | 12 | 1980 | FO2 |  |  | FO2 |  |  | 12174 | 300 | 300 | 0 | RE | 8 | 1991 | 0 | 0 | 0 | 0 | [6 empty] | 0 | 0 | 0 | 11 | 1980 | 0 | 0 | E | [6 empty] | 0
3 |  | 219 | 421 | 5 | IC | 1135 | P | OP | 9 | 1983 | FO2 |  |  | FO2 |  |  | 9333 | 1135 | 1135 | 0 |  | 0 | 0 | 0 | 0 | 0 | 0 | [6 empty] | 0 | 0 | 0 | 8 | 1983 | 0 | 0 | E | [6 empty] | 0
3 |  | 219 | 421 | 6 | IC | 1135 | B | OP | 10 | 1989 | FO2 |  |  | FO2 |  |  | 9333 | 1135 | 1135 | 0 |  | 0 | 0 | 0 | 0 | 0 | 0 | [6 empty] | 0 | 0 | 0 | 10 | 1989 | 0 | 0 | [7 empty] | 0
3 |  | 219 | 421 | R1 | IC | 100 | B |  | 10 | 1978 |  |  |  | FO2 |  |  | 0 | 0 | 0 | 0 | RE | 8 | 1984 | 0 | 0 | 0 | 0 | [6 empty] | 0 | 0 | 0 | 0 | 1978 | 0 | 0 | E | [6 empty] | 0
3 |  | 219 | 421 | 3A | IC | 1600 | C | SB | 8 | 1991 | FO2 |  |  | FO2 |  |  | 9333 | 1600 | 1600 | 0 |  | 0 | 0 | 0 | 0 | 0 | 0 | [6 empty] | 0 | 0 | 0 | 8 | 1991 | 0 | 0 | [7 empty] | 0
3 |  | 219 | 421 | IC2 | IC | 300 | P | OP | 11 | 1978 | FO2 |  |  | FO2 |  |  | 11666 | 300 | 300 | 0 |  | 0 | 0 | 0 | 0 | 0 | 0 | [6 empty] | 0 | 0 | 0 | 10 | 1978 | 0 | 0 | E | [6 empty] | 0
3 |  | 219 | 423 | 1 | IC | 100 | P |  | 88 | 1966 | FO2 |  |  | FO2 |  |  | 15555 | 75 | 75 | 0 | RE | 9 | 1990 | 0 | 0 | 0 | 0 | [6 empty] | 0 | 0 | 0 | 0 | 1966 | 0 | 0 | E | [6 empty] | 0
3 |  | 219 | 423 | 2 | IC | 100 | P |  | 4 | 1982 | FO2 |  |  | FO2 |  |  | 15555 | 90 | 90 | 0 | RE | 9 | 1990 | 0 | 0 | 0 | 0 | [6 empty] | 0 | 0 | 0 | 3 | 1982 | 0 | 0 | E | [6 empty] | 0
3 |  | 219 | 423 | 3 | IC | 300 | B | OP | 9 | 1983 | FO2 |  |  | FO2 |  |  | 11666 | 300 | 300 | 0 |  | 0 | 0 | 0 | 0 | 0 | 0 | [6 empty] | 0 | 0 | 0 | 8 | 1983 | 0 | 0 | E | [6 empty] | 0
3 |  | 219 | 423 | 4 | IC | 75 | P | OP | 88 | 1978 | FO2 |  |  | FO2 |  |  | 15555 | 75 | 75 | 0 |  | 0 | 0 | 0 | 0 | 0 | 0 | [6 empty] | 0 | 0 | 0 | 0 | 1978 | 0 | 0 | E | [6 empty] | 0
3 |  | 219 | 423 | 5 | IC | 330 | C | OP | 9 | 1985 | FO2 |  |  | FO2 |  |  | 10503 | 330 | 330 | 0 |  | 0 | 0 | 0 | 0 | 0 | 0 | [6 empty] | 0 | 0 | 0 | 8 | 1985 | 0 | 0 | E | [6 empty] | 0
3 |  | 219 | 423 | 6 | IC | 380 | C | OP | 10 | 1990 | FO2 |  |  | FO2 |  |  | 10503 | 330 | 330 | 0 |  | 0 | 0 | 0 | 0 | 0 | 0 | [6 empty] | 0 | 0 | 0 | 10 | 1990 | 0 | 0 | [7 empty] | 0
3 |  | 219 | 4208 | 1 | IC | 125 | C | SB | 6 | 1990 | FO2 | FO1 |  | FO2 | FO1 |  | 15555 | 125 | 125 | 0 |  | 0 | 0 | 0 | 0 | 0 | 0 | [6 empty] | 0 | 0 | 0 | 6 | 1990 | 0 | 0 | [7 empty] | 0
3 |  | 219 | 4208 | IC1 | IC | 100 | C |  | 7 | 1980 | FO2 | FO1 |  | FO2 | FO1 |  | 15555 | 100 | 100 | 0 | RE | 6 | 1990 | 0 | 0 | 0 | 0 | [6 empty] | 0 | 0 | 0 | 6 | 1980 | 0 | 0 | E | [6 empty] | 0
3 |  | 219 | 4208 | IC2 | IC | 100 | C |  | 7 | 1980 | FO2 | FO1 |  | FO2 | FO1 |  | 15555 | 100 | 100 | 0 | RE | 6 | 1990 | 0 | 0 | 0 | 0 | [6 empty] | 0 | 0 | 0 | 6 | 1980 | 0 | 0 | E | [6 empty] | 0
3 |  | 219 | 7249 | 1 | IC | 60 | B | OP | 10 | 1990 | FO2 |  |  | FO2 |  |  | 15555 | 60 | 60 | 0 |  | 0 | 0 | 0 | 0 | 0 | 0 | [6 empty] | 0 | 0 | 0 | 10 | 1990 | 0 | 0 | [7 empty] | 0
3 |  | 219 | 7249 | 2 | IC | 100 | C | SB | 12 | 1990 | FO2 |  |  | FO2 |  |  | 15555 | 100 | 100 | 0 |  | 0 | 0 | 0 | 0 | 0 | 0 | [6 empty] | 0 | 0 | 0 | 12 | 1990 | 0 | 0 | [7 empty] | 0
3 |  | 219 | 7332 | 1 | IC | 100 | P | SB | 9 | 1991 | FO1 | FO2 |  | FO1 | FO2 |  | 15555 | 100 | 100 | 0 |  | 0 | 0 | 0 | 0 | 0 | 0 | [6 empty] | 0 | 0 | 0 | 9 | 1991 | 0 | 0 | [7 empty] | 0
3 |  | 219 | 7332 | 2 | IC | 60 | B | OP | 9 | 1991 | FO1 | FO2 |  | FO1 | FO2 |  | 15555 | 60 | 60 | 0 |  | 0 | 0 | 0 | 0 | 0 | 0 | [6 empty] | 0 | 0 | 0 | 9 | 1991 | 0 | 0 | [7 empty] | 0
3 |  | 220 | 77 | 1 | HC | 15000 | B | OP | 1 | 1955 | WAT |  |  | WAT |  |  | 0 | 15000 | 15000 | 0 |  | 0 | 0 | 0 | 0 | 0 | 0 | [6 empty] | 0 | 0 | 0 | 10 | 1954 | 0 | 0 | E | [6 empty] | 0
3 |  | 220 | 77 | 2 | HC | 15000 | B | OP | 4 | 1955 | WAT |  |  | WAT |  |  | 0 | 15000 | 15000 | 0 |  | 0 | 0 | 0 | 0 | 0 | 0 | [6 empty] | 0 | 0 | 0 | 1 | 1955 | 0 | 0 | E | [6 empty] | 0
3 |  | 220 | 78 | 1 | HC | 23580 | B | OP | 11 | 1973 | WAT |  |  | WAT |  |  | 0 | 23580 | 23580 | 0 |  | 0 | 0 | 0 | 0 | 0 | 0 | [6 empty] | 0 | 0 | 0 | 8 | 1973 | 0 | 0 | E | [6 empty] | 0
3 |  | 220 | 78 | 2 | HC | 23580 | B | OP | 11 | 1973 | WAT |  |  | WAT |  |  | 0 | 23580 | 23580 | 0 |  | 0 | 0 | 0 | 0 | 0 | 0 | [6 empty] | 0 | 0 | 0 | 8 | 1973 | 0 | 0 | E | [6 empty] | 0
3 |  | 220 | 78 | 3 | HC | 31050 | B | OP | 12 | 1990 | WAT |  |  | WAT |  |  | 0 | 31050 | 31050 | 0 |  | 0 | 0 | 0 | 0 | 0 | 0 | [6 empty] | 0 | 0 | 0 | 5 | 1989 | 0 | 0 | [7 empty] | 0
3 |  | 221 | 6308 | 1 | IC | 300 | P |  | 2 | 1981 | FO1 |  |  | FO1 |  |  | 12283 | 300 | 300 | 0 | RE | 1 | 1986 | 0 | 0 | 0 | 0 | [6 empty] | 0 | 0 | 0 | 2 | 1981 | 0 | 0 | [7 empty] | 0
3 |  | 221 | 6308 | 2 | IC | 175 | P | OP | 2 | 1970 | FO1 |  |  | FO1 |  |  | 11850 | 175 | 175 | 0 |  | 0 | 0 | 0 | 0 | 0 | 0 | [6 empty] | 0 | 0 | 0 | 1 | 1970 | 0 | 0 | E | [6 empty] | 0
3 |  | 221 | 6308 | 3 | IC | 300 | P | OP | 5 | 1974 | FO1 |  |  | FO1 |  |  | 11850 | 300 | 300 | 0 |  | 0 | 0 | 0 | 0 | 0 | 0 | [6 empty] | 0 | 0 | 0 | 4 | 1974 | 0 | 0 | E | [6 empty] | 0
3 |  | 221 | 6308 | 1A | IC | 250 | P | OP | 2 | 1986 | FO1 |  |  | FO1 |  |  | 11850 | 250 | 250 | 0 |  | 0 | 0 | 0 | 0 | 0 | 0 | [6 empty] | 0 | 0 | 0 | 1 | 1986 | 0 | 0 | [7 empty] | 0
3 |  | 221 | 6309 | 2 | IC | 100 |  |  | 99 | 1975 |  |  |  | FO1 |  |  | 0 | 0 | 0 | 0 | RE | 2 | 1978 | 0 | 0 | 0 | 0 | [6 empty] | 0 | 0 | 0 | 0 | 1975 | 0 | 0 | E | [6 empty] | 0
3 |  | 221 | 6309 | 3 | IC | 300 |  |  | 99 | 1975 |  |  |  | FO1 |  |  | 0 | 0 | 0 | 0 | RE | 2 | 1978 | 0 | 0 | 0 | 0 | [6 empty] | 0 | 0 | 0 | 0 | 1975 | 0 | 0 | E | [6 empty] | 0
3 |  | 221 | 6310 | 1 | IC | 125 | P | OP | 12 | 1971 | FO1 |  |  | FO1 |  |  | 15382 | 125 | 125 | 0 |  | 0 | 0 | 0 | 0 | 0 | 0 | [6 empty] | 0 | 0 | 0 | 11 | 1971 | 0 | 0 | E | [6 empty] | 0
3 |  | 221 | 6310 | 2 | IC | 75 | P | OP | 12 | 1969 | FO1 |  |  | FO1 |  |  | 15382 | 75 | 75 | 0 |  | 0 | 0 | 0 | 0 | 0 | 0 | [6 empty] | 0 | 0 | 0 | 11 | 1969 | 0 | 0 | E | [6 empty] | 0
3 |  | 221 | 6310 | 3 | IC | 50 | P | OP | 11 | 1970 | FO1 |  |  | FO1 |  |  | 15382 | 50 | 50 | 0 |  | 0 | 0 | 0 | 0 | 0 | 0 | [6 empty] | 0 | 0 | 0 | 10 | 1970 | 0 | 0 | E | [6 empty] | 0
3 |  | 221 | 6311 | 1 | IC | 300 | P | OP | 10 | 1977 | FO1 |  |  | FO1 |  |  | 11834 | 300 | 300 | 0 |  | 0 | 0 | 0 | 0 | 0 | 0 | [6 empty] | 0 | 0 | 0 | 9 | 1977 | 0 | 0 | E | [6 empty] | 0
3 |  | 221 | 6311 | 2 | IC | 160 | P | OP | 11 | 1976 | FO1 |  |  | FO1 |  |  | 11834 | 160 | 160 | 0 |  | 0 | 0 | 0 | 0 | 0 | 0 | [6 empty] | 0 | 0 | 0 | 10 | 1976 | 0 | 0 | E | [6 empty] | 0
3 |  | 221 | 6311 | 3 | IC | 350 | P | OP | 12 | 1979 | FO1 |  |  | FO1 |  |  | 11834 | 350 | 350 | 0 |  | 0 | 0 | 0 | 0 | 0 | 0 | [6 empty] | 0 | 0 | 0 | 11 | 1979 | 0 | 0 | E | [6 empty] | 0
3 |  | 221 | 6312 | 1 | IC | 160 | P | OP | 2 | 1977 | FO1 |  |  | FO1 |  |  | 15217 | 160 | 160 | 0 |  | 0 | 0 | 0 | 0 | 0 | 0 | [6 empty] | 0 | 0 | 0 | 1 | 1977 | 0 | 0 | E | [6 empty] | 0
3 |  | 221 | 6312 | 2 | IC | 75 | P |  | 3 | 1970 | FO1 |  |  | FO1 |  |  | 15217 | 75 | 75 | 0 | RE | 5 | 1991 | 0 | 0 | 0 | 0 | [6 empty] | 0 | 0 | 0 | 2 | 1970 | 0 | 0 | E | [6 empty] | 0
3 |  | 221 | 6312 | 3 | IC | 160 | P | OP | 5 | 1988 | FO1 |  |  | FO1 |  |  | 15217 | 160 | 160 | 0 |  | 0 | 0 | 3 | 1988 | 0 | 0 | [6 empty] | 0 | 0 | 0 | 2 | 1988 | 0 | 0 | [7 empty] | 0
3 |  | 221 | 6312 | 2A | IC | 145 | P | OP | 5 | 1991 | FO1 |  |  | FO1 |  |  | 15217 | 145 | 145 | 0 |  | 0 | 0 | 0 | 0 | 0 | 0 | [6 empty] | 0 | 0 | 0 | 5 | 1991 | 0 | 0 | [7 empty] | 0
3 |  | 221 | 6313 | 1 | IC | 160 | P | OP | 3 | 1975 | FO1 |  |  | FO1 |  |  | 12974 | 160 | 160 | 0 |  | 0 | 0 | 0 | 0 | 0 | 0 | [6 empty] | 0 | 0 | 0 | 2 | 1975 | 0 | 0 | E | [6 empty] | 0
3 |  | 221 | 6313 | 2 | IC | 125 | P |  | 7 | 1971 | FO1 |  |  | FO1 |  |  | 13317 | 125 | 125 | 0 | RE | 4 | 1986 | 0 | 0 | 0 | 0 | [6 empty] | 0 | 0 | 0 | 6 | 1971 | 0 | 0 | E | [6 empty] | 0
3 |  | 221 | 6313 | 3 | IC | 75 | P |  | 3 | 1971 | FO1 |  |  | FO1 |  |  | 12974 | 75 | 75 | 0 | RE | 10 | 1991 | 0 | 0 | 0 | 0 | [6 empty] | 0 | 0 | 0 | 2 | 1971 | 0 | 0 | E | [6 empty] | 0
3 |  | 221 | 6313 | 2A | IC | 150 | P | OP | 4 | 1986 | FO1 |  |  | FO1 |  |  | 12974 | 150 | 150 | 0 |  | 0 | 0 | 0 | 0 | 0 | 0 | [6 empty] | 0 | 0 | 0 | 4 | 1986 | 0 | 0 | [7 empty] | 0
3 |  | 221 | 6313 | 3A | IC | 175 | P | OP | 8 | 1991 | FO1 |  |  | FO1 |  |  | 12974 | 175 | 175 | 0 |  | 0 | 0 | 0 | 0 | 0 | 0 | [6 empty] | 0 | 0 | 0 | 8 | 1991 | 0 | 0 | [7 empty] | 0
3 |  | 221 | 6314 | 1 | IC | 175 | P |  | 9 | 1970 | FO1 |  |  | FO1 |  |  | 11767 | 175 | 175 | 0 | RE | 10 | 1987 | 0 | 0 | 0 | 0 | [6 empty] | 0 | 0 | 0 | 8 | 1970 | 0 | 0 | E | [6 empty] | 0
3 |  | 221 | 6314 | 2 | IC | 300 | P | OP | 12 | 1977 | FO1 |  |  | FO1 |  |  | 10844 | 300 | 300 | 0 |  | 0 | 0 | 0 | 0 | 0 | 0 | [6 empty] | 0 | 0 | 0 | 11 | 1977 | 0 | 0 | E | [6 empty] | 0
3 |  | 221 | 6314 | 4 | IC | 350 | P | OP | 12 | 1980 | FO1 |  |  | FO1 |  |  | 10844 | 350 | 350 | 0 |  | 0 | 0 | 0 | 0 | 0 | 0 | [6 empty] | 0 | 0 | 0 | 11 | 1980 | 0 | 0 | [7 empty] | 0
3 |  | 221 | 6314 | 5 | IC | 550 | P | OP | 3 | 1988 | FO1 |  |  | FO1 |  |  | 10844 | 550 | 550 | 0 |  | 0 | 0 | 3 | 1988 | 0 | 0 | [6 empty] | 0 | 0 | 0 | 3 | 1988 | 0 | 0 | [7 empty] | 0
3 |  | 221 | 6315 | 1 | IC | 250 | P |  | 2 | 1976 | FO1 |  |  | FO1 |  |  | 13317 | 160 | 160 | 0 | RE | 8 | 1985 | 0 | 0 | 0 | 0 | [6 empty] | 0 | 0 | 0 | 1 | 1976 | 0 | 0 | E | [6 empty] | 0
3 |  | 221 | 6315 | 2 | IC | 250 | P |  | 12 | 1984 | FO1 |  |  | FO1 |  |  | 13317 | 250 | 250 | 0 | RE | 8 | 1985 | 0 | 0 | 0 | 0 | [6 empty] | 0 | 0 | 0 | 11 | 1984 | 0 | 0 | E | [6 empty] | 0
3 |  | 221 | 6315 | 3 | IC | 250 | P |  | 9 | 1977 | FO1 |  |  | FO1 |  |  | 13317 | 300 | 300 | 0 | RE | 8 | 1985 | 0 | 0 | 0 | 0 | [6 empty] | 0 | 0 | 0 | 8 | 1977 | 0 | 0 | E | [6 empty] | 0
3 |  | 221 | 6315 | IC1 | IC | 250 | P | OP | 11 | 1985 | FO1 |  |  | FO1 |  |  | 10873 | 250 | 250 | 0 |  | 0 | 0 | 0 | 0 | 0 | 0 | [6 empty] | 0 | 0 | 0 | 10 | 1985 | 0 | 0 | E | [6 empty] | 0
3 |  | 221 | 6315 | IC2 | IC | 250 | P | OP | 11 | 1985 | FO1 |  |  | FO1 |  |  | 10873 | 250 | 250 | 0 |  | 0 | 0 | 0 | 0 | 0 | 0 | [6 empty] | 0 | 0 | 0 | 10 | 1985 | 0 | 0 | E | [6 empty] | 0
3 |  | 221 | 6315 | IC3 | IC | 250 | P | OP | 11 | 1985 | FO1 |  |  | FO1 |  |  | 10873 | 250 | 250 | 0 |  | 0 | 0 | 0 | 0 | 0 | 0 | [6 empty] | 0 | 0 | 0 | 10 | 1985 | 0 | 0 | E | [6 empty] | 0
3 |  | 221 | 6316 | 1 | IC | 100 | P |  | 10 | 1970 | FO1 |  |  | FO1 |  |  | 13523 | 100 | 100 | 0 | RE | 4 | 1978 | 0 | 0 | 0 | 0 | [6 empty] | 0 | 0 | 0 | 9 | 1970 | 0 | 0 | E | [6 empty] | 0
3 |  | 221 | 6316 | 2 | IC | 100 |  |  | 12 | 1971 |  |  |  | FO1 |  |  | 0 | 0 | 0 | 0 | RE | 4 | 1983 | 0 | 0 | 0 | 0 | [6 empty] | 0 | 0 | 0 | 0 | 1971 | 0 | 0 | E | [6 empty] | 0
3 |  | 221 | 6316 | 3 | IC | 75 | P |  | 88 | 1971 | FO1 |  |  | FO1 |  |  | 13523 | 75 | 75 | 0 | RE | 6 | 1991 | 0 | 0 | 0 | 0 | [6 empty] | 0 | 0 | 0 | 11 | 1971 | 0 | 0 | [7 empty] | 0
3 |  | 221 | 6316 | 1A | IC | 150 | P | OP | 9 | 1978 | FO1 |  |  | FO1 |  |  | 13523 | 150 | 150 | 0 |  | 0 | 0 | 0 | 0 | 0 | 0 | [6 empty] | 0 | 0 | 0 | 9 | 1978 | 0 | 0 | [7 empty] | 0
3 |  | 221 | 6316 | 3A | IC | 145 | P | OP | 8 | 1991 | FO1 |  |  | FO1 |  |  | 13523 | 145 | 145 | 0 |  | 0 | 0 | 0 | 0 | 0 | 0 | [6 empty] | 0 | 0 | 0 | 8 | 1991 | 0 | 0 | [7 empty] | 0
3 |  | 221 | 6316 | IC2 | IC | 150 | P | OP | 5 | 1985 | FO1 |  |  | FO1 |  |  | 13523 | 150 | 150 | 0 |  | 0 | 0 | 0 | 0 | 0 | 0 | [6 empty] | 0 | 0 | 0 | 4 | 1985 | 0 | 0 | E | [6 empty] | 0
3 |  | 221 | 6317 | 1 | IC | 50 | P |  | 9 | 1969 | FO1 |  |  | FO1 |  |  | 13490 | 50 | 50 | 0 | RE | 10 | 1987 | 0 | 0 | 0 | 0 | [6 empty] | 0 | 0 | 0 | 8 | 1969 | 0 | 0 | E | [6 empty] | 0
3 |  | 221 | 6317 | 2 | IC | 75 | P |  | 4 | 1971 | FO1 |  |  | FO1 |  |  | 12653 | 75 | 75 | 0 | RE | 3 | 1991 | 0 | 0 | 0 | 0 | [6 empty] | 0 | 0 | 0 | 3 | 1971 | 0 | 0 | E | [6 empty] | 0
3 |  | 221 | 6317 | 3 | IC | 175 | P | OP | 11 | 1969 | FO1 |  |  | FO1 |  |  | 12653 | 175 | 175 | 0 |  | 0 | 0 | 0 | 0 | 0 | 0 | [6 empty] | 0 | 0 | 0 | 10 | 1969 | 0 | 0 | E | [6 empty] | 0
3 |  | 221 | 6317 | 1A | IC | 150 | P | OP | 10 | 1987 | FO1 |  |  | FO1 |  |  | 12653 | 150 | 150 | 0 |  | 0 | 0 | 0 | 0 | 0 | 0 | [6 empty] | 0 | 0 | 0 | 10 | 1987 | 0 | 0 | [7 empty] | 0
3 |  | 221 | 6317 | 2A | IC | 145 | P | OP | 4 | 1991 | FO1 |  |  | FO1 |  |  | 12653 | 145 | 145 | 0 |  | 0 | 0 | 0 | 0 | 0 | 0 | [6 empty] | 0 | 0 | 0 | 4 | 1991 | 0 | 0 | [7 empty] | 0
3 |  | 221 | 6318 | 1 | IC | 160 | P | OP | 10 | 1977 | FO1 |  |  | FO1 |  |  | 11020 | 160 | 160 | 0 |  | 0 | 0 | 0 | 0 | 0 | 0 | [6 empty] | 0 | 0 | 0 | 9 | 1977 | 0 | 0 | E | [6 empty] | 0
3 |  | 221 | 6318 | 2 | IC | 150 | P | OP | 12 | 1971 | FO1 |  |  | FO1 |  |  | 11020 | 150 | 150 | 0 |  | 0 | 0 | 0 | 0 | 0 | 0 | [6 empty] | 0 | 0 | 0 | 11 | 1971 | 0 | 0 | E | [6 empty] | 0
3 |  | 221 | 6318 | 3 | IC | 175 | P | OP | 9 | 1986 | FO1 |  |  | FO1 |  |  | 11020 | 175 | 175 | 0 |  | 0 | 0 | 0 | 0 | 0 | 0 | [6 empty] | 0 | 0 | 0 | 9 | 1986 | 0 | 0 | [7 empty] | 0
3 |  | 221 | 6319 | 1 | IC | 175 | P | OP | 12 | 1969 | FO1 |  |  | FO1 |  |  | 10555 | 175 | 175 | 0 |  | 0 | 0 | 0 | 0 | 0 | 0 | [6 empty] | 0 | 0 | 0 | 11 | 1969 | 0 | 0 | E | [6 empty] | 0
3 |  | 221 | 6319 | 3 | IC | 350 | P | OP | 7 | 1975 | FO1 |  |  | FO1 |  |  | 10555 | 350 | 350 | 0 |  | 0 | 0 | 0 | 0 | 0 | 0 | [6 empty] | 0 | 0 | 0 | 6 | 1975 | 0 | 0 | E | [6 empty] | 0
3 |  | 221 | 6319 | 4 | IC | 350 | P | OP | 7 | 1980 | FO1 |  |  | FO1 |  |  | 10555 | 350 | 350 | 0 |  | 0 | 0 | 0 | 0 | 0 | 0 | [6 empty] | 0 | 0 | 0 | 6 | 1980 | 0 | 0 | [7 empty] | 0
3 |  | 221 | 6319 | 5 | IC | 550 | P | OP | 9 | 1991 | FO1 |  |  | FO1 |  |  | 10555 | 550 | 550 | 0 |  | 0 | 0 | 0 | 0 | 0 | 0 | [6 empty] | 0 | 0 | 0 | 9 | 1991 | 0 | 0 | [7 empty] | 0
3 |  | 221 | 6320 | 1 | IC | 75 | P | OP | 11 | 1969 | FO1 |  |  | FO1 |  |  | 11680 | 75 | 75 | 0 |  | 0 | 0 | 0 | 0 | 0 | 0 | [6 empty] | 0 | 0 | 0 | 10 | 1969 | 0 | 0 | E | [6 empty] | 0
3 |  | 221 | 6320 | 2 | IC | 75 | P |  | 10 | 1972 | FO1 |  |  | FO1 |  |  | 13173 | 75 | 75 | 0 | RE | 8 | 1987 | 0 | 0 | 0 | 0 | [6 empty] | 0 | 0 | 0 | 8 | 1972 | 0 | 0 | E | [6 empty] | 0
3 |  | 221 | 6320 | 3 | IC | 175 | P | OP | 10 | 1984 | FO1 |  |  | FO1 |  |  | 11680 | 175 | 175 | 0 |  | 0 | 0 | 0 | 0 | 0 | 0 | [6 empty] | 0 | 0 | 0 | 9 | 1984 | 0 | 0 | E | [6 empty] | 0
3 |  | 221 | 6320 | 2A | IC | 175 | P | OP | 9 | 1987 | FO1 |  |  | FO1 |  |  | 11680 | 175 | 175 | 0 |  | 0 | 0 | 0 | 0 | 0 | 0 | [6 empty] | 0 | 0 | 0 | 8 | 1987 | 0 | 0 | [7 empty] | 0
3 |  | 221 | 6321 | 1 | IC | 160 | P | OP | 3 | 1983 | FO1 |  |  | FO1 |  |  | 12688 | 160 | 160 | 0 |  | 0 | 0 | 0 | 0 | 0 | 0 | [6 empty] | 0 | 0 | 0 | 2 | 1983 | 0 | 0 | E | [6 empty] | 0
3 |  | 221 | 6321 | 2 | IC | 100 | P |  | 12 | 1969 | FO1 |  |  | FO1 |  |  | 14309 | 100 | 100 | 0 | RE | 6 | 1986 | 0 | 0 | 0 | 0 | [6 empty] | 0 | 0 | 0 | 11 | 1969 | 0 | 0 | [7 empty] | 0
3 |  | 221 | 6321 | 3 | IC | 160 | P | OP | 5 | 1977 | FO1 |  |  | FO1 |  |  | 12688 | 160 | 160 | 0 |  | 0 | 0 | 0 | 0 | 0 | 0 | [6 empty] | 0 | 0 | 0 | 4 | 1977 | 0 | 0 | E | [6 empty] | 0
3 |  | 221 | 6321 | R1 | IC | 100 |  |  | 12 | 1969 |  |  |  | FO1 |  |  | 0 | 0 | 0 | 0 | RE | 0 | 0 | 0 | 0 | 0 | 0 | [6 empty] | 0 | 0 | 0 | 0 | 1969 | 0 | 0 | E | [6 empty] | 0
3 |  | 221 | 6321 | 2A | IC | 220 | P | OP | 10 | 1986 | FO1 |  |  | FO1 |  |  | 12688 | 220 | 220 | 0 |  | 0 | 0 | 0 | 0 | 0 | 0 | [6 empty] | 0 | 0 | 0 | 10 | 1986 | 0 | 0 | [7 empty] | 0
3 |  | 221 | 6322 | 1 | IC | 105 | P |  | 2 | 1974 | FO1 |  |  | FO1 |  |  | 12610 | 105 | 105 | 0 | RE | 6 | 1991 | 0 | 0 | 0 | 0 | [6 empty] | 0 | 0 | 0 | 1 | 1974 | 0 | 0 | E | [6 empty] | 0
3 |  | 221 | 6322 | 2 | IC | 175 | P | OP | 11 | 1972 | FO1 |  |  | FO1 |  |  | 12610 | 175 | 175 | 0 |  | 0 | 0 | 0 | 0 | 0 | 0 | [6 empty] | 0 | 0 | 0 | 10 | 1972 | 0 | 0 | E | [6 empty] | 0
3 |  | 221 | 6322 | 3 | IC | 155 | P | OP | 11 | 1984 | FO1 |  |  | FO1 |  |  | 12610 | 155 | 155 | 0 |  | 0 | 0 | 0 | 0 | 0 | 0 | [6 empty] | 0 | 0 | 0 | 10 | 1984 | 0 | 0 | E | [6 empty] | 0
3 |  | 221 | 6322 | 1A | IC | 145 | P | OP | 6 | 1991 | FO1 |  |  | FO1 |  |  | 12610 | 145 | 145 | 0 |  | 0 | 0 | 0 | 0 | 0 | 0 | [6 empty] | 0 | 0 | 0 | 6 | 1991 | 0 | 0 | [7 empty] | 0
3 |  | 221 | 6323 | 1 | IC | 300 | P |  | 3 | 1975 | FO1 |  |  | FO1 |  |  | 11521 | 300 | 300 | 0 | RE | 4 | 1990 | 0 | 0 | 0 | 0 | [6 empty] | 0 | 0 | 0 | 2 | 1975 | 0 | 0 | E | [6 empty] | 0
3 |  | 221 | 6323 | 2 | IC | 300 | P | OP | 12 | 1977 | FO1 |  |  | FO1 |  |  | 11521 | 300 | 300 | 0 |  | 0 | 0 | 0 | 0 | 0 | 0 | [6 empty] | 0 | 0 | 0 | 11 | 1977 | 0 | 0 | E | [6 empty] | 0
3 |  | 221 | 6323 | 3 | IC | 100 | P |  | 1 | 1970 | FO1 |  |  | FO1 |  |  | 11521 | 100 | 100 | 0 | RE | 4 | 1990 | 0 | 0 | 0 | 0 | [6 empty] | 0 | 0 | 0 | 12 | 1969 | 0 | 0 | E | [6 empty] | 0
3 |  | 221 | 6323 | 4 | IC | 220 | P | OP | 7 | 1984 | FO1 |  |  | FO1 |  |  | 11521 | 220 | 220 | 0 |  | 0 | 0 | 0 | 0 | 0 | 0 | [6 empty] | 0 | 0 | 0 | 6 | 1984 | 0 | 0 | E | [6 empty] | 0
3 |  | 221 | 6323 | 1A | IC | 250 | P | OP | 9 | 1990 | FO1 |  |  | FO1 |  |  | 11521 | 250 | 250 | 0 |  | 0 | 0 | 0 | 0 | 0 | 0 | [6 empty] | 0 | 0 | 0 | 8 | 1990 | 0 | 0 | [7 empty] | 0
3 |  | 221 | 6324 | 1 | IC | 160 | P | OP | 9 | 1975 | FO1 |  |  | FO1 |  |  | 12135 | 160 | 160 | 0 |  | 0 | 0 | 0 | 0 | 0 | 0 | [6 empty] | 0 | 0 | 0 | 8 | 1975 | 0 | 0 | E | [6 empty] | 0
3 |  | 221 | 6324 | 2 | IC | 300 | P | OP | 10 | 1977 | FO1 |  |  | FO1 |  |  | 12135 | 300 | 300 | 0 |  | 0 | 0 | 0 | 0 | 0 | 0 | [6 empty] | 0 | 0 | 0 | 9 | 1977 | 0 | 0 | E | [6 empty] | 0
3 |  | 221 | 6324 | 3 | IC | 155 | P | OP | 2 | 1984 | FO1 |  |  | FO1 |  |  | 12135 | 155 | 155 | 0 |  | 0 | 0 | 0 | 0 | 0 | 0 | [6 empty] | 0 | 0 | 0 | 1 | 1984 | 0 | 0 | E | [6 empty] | 0
3 |  | 221 | 6324 | 4 | IC | 175 | P | OP | 3 | 1988 | FO1 |  |  | FO1 |  |  | 12135 | 175 | 175 | 0 |  | 0 | 0 | 0 | 0 | 0 | 0 | [6 empty] | 0 | 0 | 0 | 3 | 1988 | 0 | 0 | [7 empty] | 0
3 |  | 221 | 6324 | R3 | IC | 100 |  |  | 99 | 1975 |  |  |  | FO1 |  |  | 0 | 0 | 0 | 0 | RE | 0 | 0 | 0 | 0 | 0 | 0 | [6 empty] | 0 | 0 | 0 | 0 | 1975 | 0 | 0 | E | [6 empty] | 0
3 |  | 221 | 6325 | 1 | IC | 175 | P | OP | 12 | 1968 | FO1 |  |  | FO1 |  |  | 11808 | 175 | 175 | 0 |  | 0 | 0 | 0 | 0 | 0 | 0 | [6 empty] | 0 | 0 | 0 | 11 | 1968 | 0 | 0 | E | [6 empty] | 0
3 |  | 221 | 6325 | 2 | IC | 150 | P | OP | 11 | 1970 | FO1 |  |  | FO1 |  |  | 11808 | 150 | 150 | 0 |  | 0 | 0 | 0 | 0 | 0 | 0 | [6 empty] | 0 | 0 | 0 | 10 | 1970 | 0 | 0 | E | [6 empty] | 0
3 |  | 221 | 6325 | 3 | IC | 75 | P | OP | 11 | 1970 | FO1 |  |  | FO1 |  |  | 11808 | 75 | 75 | 0 |  | 0 | 0 | 0 | 0 | 0 | 0 | [6 empty] | 0 | 0 | 0 | 10 | 1970 | 0 | 0 | E | [6 empty] | 0
3 |  | 221 | 6326 | 1 | IC | 150 | P | OP | 2 | 1970 | FO1 |  |  | FO1 |  |  | 11180 | 150 | 150 | 0 |  | 0 | 0 | 0 | 0 | 0 | 0 | [6 empty] | 0 | 0 | 0 | 1 | 1970 | 0 | 0 | E | [6 empty] | 0
3 |  | 221 | 6326 | 2 | IC | 100 |  |  | 2 | 1971 |  |  |  | FO1 |  |  | 0 | 0 | 0 | 0 | RE | 0 | 0 | 0 | 0 | 0 | 0 | [6 empty] | 0 | 0 | 0 | 0 | 1971 | 0 | 0 | E | [6 empty] | 0
3 |  | 221 | 6326 | 3 | IC | 150 | P | OP | 2 | 1970 | FO1 |  |  | FO1 |  |  | 11180 | 150 | 150 | 0 |  | 0 | 0 | 0 | 0 | 0 | 0 | [6 empty] | 0 | 0 | 0 | 1 | 1970 | 0 | 0 | E | [6 empty] | 0
3 |  | 221 | 6326 | 2A | IC | 175 | P | OP | 5 | 1987 | FO1 |  |  | FO1 |  |  | 11180 | 175 | 175 | 0 |  | 0 | 0 | 0 | 0 | 0 | 0 | [6 empty] | 0 | 0 | 0 | 2 | 1987 | 0 | 0 | [7 empty] | 0
3 |  | 221 | 6327 | 1 | IC | 75 | P | OP | 12 | 1969 | FO1 |  |  | FO1 |  |  | 12308 | 75 | 75 | 0 |  | 0 | 0 | 0 | 0 | 0 | 0 | [6 empty] | 0 | 0 | 0 | 11 | 1969 | 0 | 0 | E | [6 empty] | 0
3 |  | 221 | 6327 | 2 | IC | 150 | P | OP | 1 | 1971 | FO1 |  |  | FO1 |  |  | 12308 | 150 | 150 | 0 |  | 0 | 0 | 0 | 0 | 0 | 0 | [6 empty] | 0 | 0 | 0 | 12 | 1970 | 0 | 0 | E | [6 empty] | 0
3 |  | 221 | 6327 | 3 | IC | 175 | P | OP | 12 | 1970 | FO1 |  |  | FO1 |  |  | 12308 | 175 | 175 | 0 |  | 0 | 0 | 0 | 0 | 0 | 0 | [6 empty] | 0 | 0 | 0 | 11 | 1970 | 0 | 0 | E | [6 empty] | 0
3 |  | 221 | 6328 | 1 | IC | 120 | P | OP | 9 | 1972 | FO1 |  |  | FO1 |  |  | 12708 | 120 | 120 | 0 |  | 0 | 0 | 0 | 0 | 0 | 0 | [6 empty] | 0 | 0 | 0 | 8 | 1972 | 0 | 0 | E | [6 empty] | 0
3 |  | 221 | 6328 | 2 | IC | 150 | P |  | 11 | 1971 | FO1 |  |  | FO1 |  |  | 14158 | 150 | 150 | 0 | RE | 2 | 1985 | 0 | 0 | 0 | 0 | [6 empty] | 0 | 0 | 0 | 10 | 1971 | 0 | 0 | E | [6 empty] | 0
3 |  | 221 | 6328 | 3 | IC | 150 | P |  | 11 | 1971 | FO1 |  |  | FO1 |  |  | 14158 | 150 | 150 | 0 | RE | 9 | 1985 | 0 | 0 | 0 | 0 | [6 empty] | 0 | 0 | 0 | 10 | 1971 | 0 | 0 | E | [6 empty] | 0
3 |  | 221 | 6328 | IC2 | IC | 150 | P | OP | 2 | 1985 | FO1 |  |  | FO1 |  |  | 12708 | 150 | 150 | 0 |  | 0 | 0 | 0 | 0 | 0 | 0 | [6 empty] | 0 | 0 | 0 | 1 | 1985 | 0 | 0 | E | [6 empty] | 0
3 |  | 221 | 6328 | IC3 | IC | 175 | P | OP | 9 | 1985 | FO1 |  |  | FO1 |  |  | 12708 | 175 | 175 | 0 |  | 0 | 0 | 0 | 0 | 0 | 0 | [6 empty] | 0 | 0 | 0 | 8 | 1985 | 0 | 0 | E | [6 empty] | 0
3 |  | 221 | 6329 | 1 | IC | 350 | P | OP | 4 | 1984 | FO1 |  |  | FO1 |  |  | 11058 | 350 | 350 | 0 |  | 0 | 0 | 0 | 0 | 0 | 0 | [6 empty] | 0 | 0 | 0 | 3 | 1984 | 0 | 0 | E | [6 empty] | 0
3 |  | 221 | 6329 | 2 | IC | 300 | P |  | 4 | 1975 | FO1 |  |  | FO1 |  |  | 11575 | 300 | 300 | 0 | RE | 10 | 1982 | 0 | 0 | 0 | 0 | [6 empty] | 0 | 0 | 0 | 3 | 1975 | 0 | 0 | E | [6 empty] | 0
3 |  | 221 | 6329 | 3 | IC | 300 | P | OP | 11 | 1982 | FO1 |  |  | FO1 |  |  | 11058 | 300 | 300 | 0 |  | 0 | 0 | 0 | 0 | 0 | 0 | [6 empty] | 0 | 0 | 0 | 10 | 1982 | 0 | 0 | E | [6 empty] | 0
3 |  | 221 | 6329 | 4 | IC | 440 | P | OP | 11 | 1982 | FO1 |  |  | FO1 |  |  | 11058 | 440 | 440 | 0 |  | 0 | 0 | 0 | 0 | 0 | 0 | [6 empty] | 0 | 0 | 0 | 11 | 1982 | 0 | 0 | [7 empty] | 0
3 |  | 221 | 6329 | 5 | IC | 550 | P | OP | 9 | 1988 | FO1 |  |  | FO1 |  |  | 11058 | 550 | 550 | 0 |  | 0 | 0 | 7 | 1988 | 0 | 0 | [6 empty] | 0 | 0 | 0 | 9 | 1988 | 0 | 0 | [7 empty] | 0
3 |  | 221 | 6330 | 1 | IC | 160 | P | OP | 8 | 1983 | FO1 |  |  | FO1 |  |  | 10875 | 160 | 160 | 0 |  | 0 | 0 | 0 | 0 | 0 | 0 | [6 empty] | 0 | 0 | 0 | 7 | 1983 | 0 | 0 | E | [6 empty] | 0
3 |  | 221 | 6330 | 2 | IC | 350 | P | OP | 8 | 1984 | FO1 |  |  | FO1 |  |  | 10875 | 350 | 350 | 0 |  | 0 | 0 | 0 | 0 | 0 | 0 | [6 empty] | 0 | 0 | 0 | 7 | 1984 | 0 | 0 | E | [6 empty] | 0
3 |  | 221 | 6330 | 3 | IC | 350 | P | OP | 4 | 1984 | FO1 |  |  | FO1 |  |  | 10875 | 350 | 350 | 0 |  | 0 | 0 | 0 | 0 | 0 | 0 | [6 empty] | 0 | 0 | 0 | 3 | 1984 | 0 | 0 | E | [6 empty] | 0
3 |  | 221 | 6331 | 1 | IC | 160 | P | OP | 11 | 1977 | FO1 |  |  | FO1 |  |  | 13167 | 160 | 160 | 0 |  | 0 | 0 | 0 | 0 | 0 | 0 | [6 empty] | 0 | 0 | 0 | 10 | 1977 | 0 | 0 | E | [6 empty] | 0
3 |  | 221 | 6331 | 2 | IC | 115 | P |  | 3 | 1970 | FO1 |  |  | FO1 |  |  | 14780 | 115 | 115 | 0 | RE | 10 | 1985 | 0 | 0 | 0 | 0 | [6 empty] | 0 | 0 | 0 | 2 | 1970 | 0 | 0 | E | [6 empty] | 0
3 |  | 221 | 6331 | 3 | IC | 100 |  |  | 11 | 1971 |  |  |  | FO1 |  |  | 0 | 0 | 0 | 0 | RE | 5 | 1983 | 0 | 0 | 0 | 0 | [6 empty] | 0 | 0 | 0 | 0 | 1971 | 0 | 0 | E | [6 empty] | 0
3 |  | 221 | 6331 | 4 | IC | 155 | P | OP | 10 | 1985 | FO1 |  |  | FO1 |  |  | 13167 | 155 | 155 | 0 |  | 0 | 0 | 0 | 0 | 0 | 0 | [6 empty] | 0 | 0 | 0 | 9 | 1985 | 0 | 0 | E | [6 empty] | 0
3 |  | 221 | 6331 | 5 | IC | 150 | P |  | 10 | 1985 | FO1 |  |  | FO1 |  |  | 13167 | 150 | 150 | 0 | RE | 4 | 1990 | 0 | 0 | 0 | 0 | [6 empty] | 0 | 0 | 0 | 9 | 1985 | 0 | 0 | E | [6 empty] | 0
3 |  | 221 | 6331 | 5A | IC | 250 | P | OP | 5 | 1990 | FO1 |  |  | FO1 |  |  | 13167 | 250 | 250 | 0 |  | 0 | 0 | 0 | 0 | 0 | 0 | [6 empty] | 0 | 0 | 0 | 4 | 1990 | 0 | 0 | [7 empty] | 0
3 |  | 221 | 6332 | 1 | IC | 250 | P | OP | 3 | 1976 | FO1 |  |  | FO1 |  |  | 11540 | 250 | 250 | 0 |  | 0 | 0 | 0 | 0 | 0 | 0 | [6 empty] | 0 | 0 | 0 | 2 | 1976 | 0 | 0 | E | [6 empty] | 0
3 |  | 221 | 6332 | 2 | IC | 160 | P | OP | 5 | 1981 | FO1 |  |  | FO1 |  |  | 11540 | 160 | 160 | 0 |  | 0 | 0 | 0 | 0 | 0 | 0 | [6 empty] | 0 | 0 | 0 | 4 | 1981 | 0 | 0 | E | [6 empty] | 0
3 |  | 221 | 6332 | 3 | IC | 250 | P |  | 2 | 1975 | FO1 |  |  | FO1 |  |  | 13851 | 250 | 250 | 0 | RE | 7 | 1987 | 0 | 0 | 0 | 0 | [6 empty] | 0 | 0 | 0 | 1 | 1975 | 0 | 0 | E | [6 empty] | 0
3 |  | 221 | 6332 | 3A | IC | 250 | P | OP | 8 | 1987 | FO1 |  |  | FO1 |  |  | 11540 | 250 | 250 | 0 |  | 0 | 0 | 0 | 0 | 0 | 0 | [6 empty] | 0 | 0 | 0 | 7 | 1987 | 0 | 0 | [7 empty] | 0
3 |  | 221 | 6333 | 1 | IC | 200 |  |  | 1 | 1970 |  |  |  | FO1 |  |  | 0 | 0 | 0 | 0 | RE | 6 | 1984 | 0 | 0 | 0 | 0 | [6 empty] | 0 | 0 | 0 | 0 | 1970 | 0 | 0 | E | [6 empty] | 0
3 |  | 221 | 6333 | 2 | IC | 350 | P | OP | 1 | 1976 | FO1 |  |  | FO1 |  |  | 10183 | 350 | 350 | 0 |  | 0 | 0 | 0 | 0 | 0 | 0 | [6 empty] | 0 | 0 | 0 | 12 | 1975 | 0 | 0 | E | [6 empty] | 0
3 |  | 221 | 6333 | 3 | IC | 300 | P | OP | 4 | 1976 | FO1 |  |  | FO1 |  |  | 10183 | 300 | 300 | 0 |  | 0 | 0 | 0 | 0 | 0 | 0 | [6 empty] | 0 | 0 | 0 | 3 | 1976 | 0 | 0 | E | [6 empty] | 0
3 |  | 221 | 6333 | 4 | IC | 480 | P | OP | 2 | 1986 | FO1 |  |  | FO1 |  |  | 10183 | 480 | 480 | 0 |  | 0 | 0 | 0 | 0 | 0 | 0 | [6 empty] | 0 | 0 | 0 | 2 | 1986 | 0 | 0 | [7 empty] | 0
3 |  | 221 | 6334 | 1 | IC | 105 | P |  | 1 | 1973 | FO1 |  |  | FO1 |  |  | 13655 | 105 | 105 | 0 | RE | 10 | 1986 | 0 | 0 | 0 | 0 | [6 empty] | 0 | 0 | 0 | 12 | 1972 | 0 | 0 | E | [6 empty] | 0
3 |  | 221 | 6334 | 2 | IC | 200 |  |  | 12 | 1972 |  |  |  | FO1 |  |  | 0 | 0 | 0 | 0 | RE | 7 | 1983 | 0 | 0 | 0 | 0 | [6 empty] | 0 | 0 | 0 | 0 | 1972 | 0 | 0 | E | [6 empty] | 0
3 |  | 221 | 6334 | 3 | IC | 175 | P | OP | 9 | 1989 | FO1 |  |  | FO1 |  |  | 0 | 175 | 175 | 0 |  | 0 | 0 | 0 | 0 | 0 | 0 | [6 empty] | 0 | 0 | 0 | 9 | 1989 | 0 | 0 | [7 empty] | 0
3 |  | 221 | 6334 | 1A | IC | 150 | P | OP | 11 | 1986 | FO1 |  |  | FO1 |  |  | 11791 | 150 | 150 | 0 |  | 0 | 0 | 0 | 0 | 0 | 0 | [6 empty] | 0 | 0 | 0 | 10 | 1986 | 0 | 0 | [7 empty] | 0
3 |  | 221 | 6334 | IC2 | IC | 150 | P | OP | 12 | 1984 | FO1 |  |  | FO1 |  |  | 11791 | 150 | 150 | 0 |  | 0 | 0 | 0 | 0 | 0 | 0 | [6 empty] | 0 | 0 | 0 | 11 | 1984 | 0 | 0 | E | [6 empty] | 0
3 |  | 221 | 6335 | 1 | IC | 150 | P | OP | 12 | 1970 | FO1 |  |  | FO1 |  |  | 11216 | 150 | 150 | 0 |  | 0 | 0 | 0 | 0 | 0 | 0 | [6 empty] | 0 | 0 | 0 | 11 | 1970 | 0 | 0 | E | [6 empty] | 0
3 |  | 221 | 6335 | 2 | IC | 285 | P |  | 8 | 1977 | FO1 |  |  | FO1 |  |  | 11216 | 285 | 285 | 0 | RE | 3 | 1987 | 0 | 0 | 0 | 0 | [6 empty] | 0 | 0 | 0 | 7 | 1977 | 0 | 0 | E | [6 empty] | 0
3 |  | 221 | 6335 | 3 | IC | 155 | P | OP | 12 | 1982 | FO1 |  |  | FO1 |  |  | 11216 | 155 | 155 | 0 |  | 0 | 0 | 0 | 0 | 0 | 0 | [6 empty] | 0 | 0 | 0 | 11 | 1982 | 0 | 0 | E | [6 empty] | 0
3 |  | 221 | 6335 | 2A | IC | 250 | P | OP | 4 | 1987 | FO1 |  |  | FO1 |  |  | 11216 | 250 | 250 | 0 |  | 0 | 0 | 0 | 0 | 0 | 0 | [6 empty] | 0 | 0 | 0 | 3 | 1987 | 0 | 0 | [7 empty] | 0
3 |  | 221 | 6337 | 1 | IC | 160 | P | OP | 3 | 1976 | FO1 |  |  | FO1 |  |  | 11562 | 160 | 160 | 0 |  | 0 | 0 | 0 | 0 | 0 | 0 | [6 empty] | 0 | 0 | 0 | 2 | 1976 | 0 | 0 | E | [6 empty] | 0
3 |  | 221 | 6337 | 2 | IC | 155 | P | OP | 12 | 1970 | FO1 |  |  | FO1 |  |  | 11562 | 155 | 155 | 0 |  | 0 | 0 | 0 | 0 | 0 | 0 | [6 empty] | 0 | 0 | 0 | 11 | 1970 | 0 | 0 | E | [6 empty] | 0
3 |  | 221 | 6337 | 3 | IC | 300 | P |  | 12 | 1970 | FO1 |  |  | FO1 |  |  | 13996 | 300 | 300 | 0 | RE | 11 | 1986 | 0 | 0 | 0 | 0 | [6 empty] | 0 | 0 | 0 | 11 | 1970 | 0 | 0 | E | [6 empty] | 0
3 |  | 221 | 6337 | 3A | IC | 250 | P | OP | 1 | 1987 | FO1 |  |  | FO1 |  |  | 11562 | 250 | 250 | 0 |  | 0 | 0 | 0 | 0 | 0 | 0 | [6 empty] | 0 | 0 | 0 | 1 | 1987 | 0 | 0 | [7 empty] | 0
3 |  | 221 | 6338 | 1 | IC | 460 | P | OP | 5 | 1977 | FO1 |  |  | FO1 |  |  | 10858 | 460 | 460 | 0 |  | 0 | 0 | 0 | 0 | 0 | 0 | [6 empty] | 0 | 0 | 0 | 4 | 1977 | 0 | 0 | E | [6 empty] | 0
3 |  | 221 | 6338 | 2 | IC | 550 | P | OP | 11 | 1980 | FO1 |  |  | FO1 |  |  | 10858 | 550 | 550 | 0 |  | 0 | 0 | 0 | 0 | 0 | 0 | [6 empty] | 0 | 0 | 0 | 10 | 1980 | 0 | 0 | E | [6 empty] | 0
3 |  | 221 | 6338 | 3 | IC | 300 | P | OP | 11 | 1974 | FO1 |  |  | FO1 |  |  | 10858 | 300 | 300 | 0 |  | 0 | 0 | 0 | 0 | 0 | 0 | [6 empty] | 0 | 0 | 0 | 10 | 1974 | 0 | 0 | E | [6 empty] | 0
3 |  | 221 | 6339 | 1 | IC | 105 | P |  | 1 | 1978 | FO1 |  |  | FO1 |  |  | 13111 | 105 | 105 | 0 | RE | 11 | 1991 | 0 | 0 | 0 | 0 | [6 empty] | 0 | 0 | 0 | 12 | 1977 | 0 | 0 | E | [6 empty] | 0
3 |  | 221 | 6339 | 2 | IC | 150 | P | OP | 11 | 1984 | FO1 |  |  | FO1 |  |  | 13111 | 150 | 150 | 0 |  | 0 | 0 | 0 | 0 | 0 | 0 | [6 empty] | 0 | 0 | 0 | 10 | 1984 | 0 | 0 | E | [6 empty] | 0
3 |  | 221 | 6339 | 3 | IC | 160 | P | OP | 5 | 1972 | FO1 |  |  | FO1 |  |  | 13111 | 160 | 160 | 0 |  | 0 | 0 | 0 | 0 | 0 | 0 | [6 empty] | 0 | 0 | 0 | 4 | 1972 | 0 | 0 | E | [6 empty] | 0
3 |  | 221 | 6340 | 1 | IC | 250 | P | OP | 1 | 1976 | FO1 |  |  | FO1 |  |  | 10875 | 250 | 250 | 0 |  | 0 | 0 | 0 | 0 | 0 | 0 | [6 empty] | 0 | 0 | 0 | 12 | 1975 | 0 | 0 | E | [6 empty] | 0
3 |  | 221 | 6340 | 2 | IC | 300 | P | OP | 3 | 1978 | FO1 |  |  | FO1 |  |  | 10875 | 300 | 300 | 0 |  | 0 | 0 | 0 | 0 | 0 | 0 | [6 empty] | 0 | 0 | 0 | 2 | 1978 | 0 | 0 | E | [6 empty] | 0
3 |  | 221 | 6340 | 3 | IC | 100 |  |  | 7 | 1971 | FO1 |  |  | FO1 |  |  | 10875 | 100 | 100 | 0 | RE | 8 | 1989 | 0 | 0 | 0 | 0 | [6 empty] | 0 | 0 | 0 | 6 | 1971 | 0 | 0 | E | [6 empty] | 0
3 |  | 221 | 6340 | 4 | IC | 250 | P | OP | 8 | 1987 | FO1 |  |  | FO1 |  |  | 10875 | 250 | 250 | 0 |  | 0 | 0 | 0 | 0 | 0 | 0 | [6 empty] | 0 | 0 | 0 | 8 | 1987 | 0 | 0 | [7 empty] | 0
3 |  | 221 | 6341 | 1 | IC | 350 | P | OP | 12 | 1974 | FO1 |  |  | FO1 |  |  | 12250 | 350 | 350 | 0 |  | 0 | 0 | 0 | 0 | 0 | 0 | [6 empty] | 0 | 0 | 0 | 11 | 1974 | 0 | 0 | E | [6 empty] | 0
3 |  | 221 | 6341 | 3 | IC | 100 | P |  | 3 | 1971 | FO1 |  |  | FO1 |  |  | 13290 | 100 | 100 | 0 | RE | 3 | 1987 | 0 | 0 | 0 | 0 | [6 empty] | 0 | 0 | 0 | 2 | 1971 | 0 | 0 | E | [6 empty] | 0
3 |  | 221 | 6341 | 4 | IC | 220 | P | OP | 9 | 1986 | FO1 |  |  | FO1 |  |  | 12250 | 220 | 220 | 0 |  | 0 | 0 | 88 | 1988 | 0 | 0 | [6 empty] | 0 | 0 | 0 | 9 | 1986 | 0 | 0 | [7 empty] | 0
3 |  | 221 | 6341 | 3A | IC | 350 | P | OP | 0 | 1978 | FO1 |  |  | FO1 |  |  | 12250 | 350 | 350 | 0 |  | 0 | 0 | 0 | 0 | 0 | 0 | [6 empty] | 0 | 0 | 0 | 0 | 1978 | 0 | 0 | [7 empty] | 0
3 |  | 221 | 6342 | 1 | IC | 100 | P |  | 11 | 1974 | FO1 |  |  | FO1 |  |  | 15640 | 100 | 100 | 0 | RE | 4 | 1986 | 0 | 0 | 0 | 0 | [6 empty] | 0 | 0 | 0 | 10 | 1974 | 0 | 0 | E | [6 empty] | 0
3 |  | 221 | 6342 | 2 | IC | 105 | P | OP | 11 | 1974 | FO1 |  |  | FO1 |  |  | 11645 | 105 | 105 | 0 |  | 0 | 0 | 0 | 0 | 0 | 0 | [6 empty] | 0 | 0 | 0 | 10 | 1974 | 0 | 0 | E | [6 empty] | 0
3 |  | 221 | 6342 | 3 | IC | 175 | P | OP | 6 | 1986 | FO1 |  |  | FO1 |  |  | 11645 | 175 | 175 | 0 |  | 0 | 0 | 0 | 0 | 0 | 0 | [6 empty] | 0 | 0 | 0 | 6 | 1986 | 0 | 0 | [7 empty] | 0
3 |  | 221 | 6342 | 1A | IC | 175 | P | OP | 5 | 1987 | FO1 |  |  | FO1 |  |  | 11645 | 175 | 175 | 0 |  | 0 | 0 | 0 | 0 | 0 | 0 | [6 empty] | 0 | 0 | 0 | 5 | 1987 | 0 | 0 | [7 empty] | 0
3 |  | 221 | 6343 | 1 | IC | 50 | P |  | 5 | 1984 | FO1 |  |  | FO1 |  |  | 15261 | 50 | 50 | 0 | RE | 11 | 1990 | 0 | 0 | 0 | 0 | [6 empty] | 0 | 0 | 0 | 4 | 1984 | 0 | 0 | E | [6 empty] | 0
3 |  | 221 | 6343 | 2 | IC | 75 | P | OP | 4 | 1971 | FO1 |  |  | FO1 |  |  | 15261 | 75 | 75 | 0 |  | 0 | 0 | 0 | 0 | 0 | 0 | [6 empty] | 0 | 0 | 0 | 3 | 1971 | 0 | 0 | E | [6 empty] | 0
3 |  | 221 | 6343 | 3 | IC | 75 | P | OP | 4 | 1971 | FO1 |  |  | FO1 |  |  | 15261 | 75 | 75 | 0 |  | 0 | 0 | 0 | 0 | 0 | 0 | [6 empty] | 0 | 0 | 0 | 3 | 1971 | 0 | 0 | E | [6 empty] | 0
3 |  | 221 | 6343 | 1A | IC | 145 | P | OP | 2 | 1991 | FO1 |  |  | FO1 |  |  | 15261 | 145 | 145 | 0 |  | 0 | 0 | 0 | 0 | 0 | 0 | [6 empty] | 0 | 0 | 0 | 2 | 1991 | 0 | 0 | [7 empty] | 0
3 |  | 221 | 6344 | 1 | IC | 75 | P | OP | 12 | 1971 | FO1 |  |  | FO2 |  |  | 11771 | 75 | 75 | 0 |  | 0 | 0 | 0 | 0 | 0 | 0 | [6 empty] | 0 | 0 | 0 | 11 | 1971 | 0 | 0 | E | [6 empty] | 0
3 |  | 221 | 6344 | 2 | IC | 75 |  |  | 6 | 1971 | FO1 |  |  | FO1 |  |  | 14667 | 75 | 75 | 0 | RE | 10 | 1987 | 0 | 0 | 0 | 0 | [6 empty] | 0 | 0 | 0 | 5 | 1971 | 0 | 0 | E | [6 empty] | 0
3 |  | 221 | 6344 | 3 | IC | 175 | P |  | 1 | 1971 | FO1 |  |  | FO1 |  |  | 11771 | 175 | 175 | 0 | RE | 12 | 1987 | 0 | 0 | 0 | 0 | [6 empty] | 0 | 0 | 0 | 12 | 1970 | 0 | 0 | E | [6 empty] | 0
3 |  | 221 | 6344 | 2A | IC | 150 | P | OP | 11 | 1987 | FO1 |  |  | FO1 |  |  | 11771 | 150 | 150 | 0 |  | 0 | 0 | 0 | 0 | 0 | 0 | [6 empty] | 0 | 0 | 0 | 10 | 1987 | 0 | 0 | [7 empty] | 0
3 |  | 221 | 6344 | 3A | IC | 175 | P | OP | 11 | 1988 | FO1 |  |  | FO1 |  |  | 11771 | 175 | 175 | 0 |  | 0 | 0 | 0 | 0 | 0 | 0 | [6 empty] | 0 | 0 | 0 | 10 | 1988 | 0 | 0 | [7 empty] | 0
3 |  | 221 | 6345 | 1 | IC | 100 |  |  | 10 | 1970 |  |  |  | FO1 |  |  | 0 | 0 | 0 | 0 | RE | 0 | 0 | 0 | 0 | 0 | 0 | [6 empty] | 0 | 0 | 0 | 0 | 1970 | 0 | 0 | E | [6 empty] | 0
3 |  | 221 | 6345 | 2 | IC | 300 | P | OP | 12 | 1976 | FO1 |  |  | FO1 |  |  | 11287 | 300 | 300 | 0 |  | 0 | 0 | 0 | 0 | 0 | 0 | [6 empty] | 0 | 0 | 0 | 11 | 1976 | 0 | 0 | E | [6 empty] | 0
3 |  | 221 | 6345 | 3 | IC | 300 | P | OP | 2 | 1977 | FO1 |  |  | FO1 |  |  | 11287 | 300 | 300 | 0 |  | 0 | 0 | 0 | 0 | 0 | 0 | [6 empty] | 0 | 0 | 0 | 1 | 1977 | 0 | 0 | E | [6 empty] | 0
3 |  | 221 | 6345 | 4 | IC | 250 | P | OP | 2 | 1988 | FO1 |  |  | FO1 |  |  | 11287 | 250 | 250 | 0 |  | 0 | 0 | 0 | 0 | 0 | 0 | [6 empty] | 0 | 0 | 0 | 2 | 1988 | 0 | 0 | [7 empty] | 0
3 |  | 221 | 6346 | 1 | IC | 105 | P |  | 3 | 1974 | FO1 |  |  | FO1 |  |  | 12082 | 105 | 105 | 0 | RE | 2 | 1991 | 0 | 0 | 0 | 0 | [6 empty] | 0 | 0 | 0 | 2 | 1974 | 0 | 0 | E | [6 empty] | 0
3 |  | 221 | 6346 | 2 | IC | 250 | P | OP | 12 | 1981 | FO1 |  |  | FO1 |  |  | 12082 | 250 | 250 | 0 |  | 0 | 0 | 0 | 0 | 0 | 0 | [6 empty] | 0 | 0 | 0 | 11 | 1981 | 0 | 0 | E | [6 empty] | 0
3 |  | 221 | 6346 | 3 | IC | 200 |  |  | 1 | 1977 |  |  |  | FO1 |  |  | 0 | 0 | 0 | 0 | RE | 5 | 1983 | 0 | 0 | 0 | 0 | [6 empty] | 0 | 0 | 0 | 0 | 1977 | 0 | 0 | E | [6 empty] | 0
3 |  | 221 | 6346 | 4 | IC | 155 | P | OP | 4 | 1985 | FO1 |  |  | FO1 |  |  | 12082 | 155 | 155 | 0 |  | 0 | 0 | 0 | 0 | 0 | 0 | [6 empty] | 0 | 0 | 0 | 3 | 1985 | 0 | 0 | E | [6 empty] | 0
3 |  | 221 | 6346 | 5 | IC | 250 | P | OP | 3 | 1991 | FO1 |  |  | FO1 |  |  | 12082 | 250 | 250 | 0 |  | 0 | 0 | 0 | 0 | 0 | 0 | [6 empty] | 0 | 0 | 0 | 3 | 1991 | 0 | 0 | [7 empty] | 0
3 |  | 221 | 6346 | IC3 | IC | 155 | P | OP | 12 | 1985 | FO1 |  |  | FO1 |  |  | 12082 | 155 | 155 | 0 |  | 0 | 0 | 0 | 0 | 0 | 0 | [6 empty] | 0 | 0 | 0 | 11 | 1985 | 0 | 0 | E | [6 empty] | 0
3 |  | 221 | 6347 | 1 | IC | 150 | P | OP | 11 | 1983 | FO1 |  |  | FO1 |  |  | 13609 | 150 | 150 | 0 |  | 0 | 0 | 0 | 0 | 0 | 0 | [6 empty] | 0 | 0 | 0 | 10 | 1983 | 0 | 0 | E | [6 empty] | 0
3 |  | 221 | 6347 | 2 | IC | 150 | P | OP | 1 | 1983 | FO1 |  |  | FO1 |  |  | 13609 | 150 | 150 | 0 |  | 0 | 0 | 0 | 0 | 0 | 0 | [6 empty] | 0 | 0 | 0 | 12 | 1982 | 0 | 0 | E | [6 empty] | 0
3 |  | 221 | 6347 | 3 | IC | 100 |  |  | 1 | 1972 |  |  |  | FO1 |  |  | 0 | 0 | 0 | 0 | RE | 11 | 1983 | 0 | 0 | 0 | 0 | [6 empty] | 0 | 0 | 0 | 0 | 1972 | 0 | 0 | E | [6 empty] | 0
3 |  | 221 | 6347 | 3A | IC | 175 | P | OP | 5 | 1990 | FO1 |  |  | FO1 |  |  | 13609 | 175 | 175 | 0 |  | 0 | 0 | 0 | 0 | 0 | 0 | [6 empty] | 0 | 0 | 0 | 5 | 1990 | 0 | 0 | [7 empty] | 0
3 |  | 221 | 6348 | 1 | IC | 100 |  |  | 12 | 1977 |  |  |  | FO1 |  |  | 0 | 0 | 0 | 0 | RE | 0 | 0 | 0 | 0 | 0 | 0 | [6 empty] | 0 | 0 | 0 | 0 | 1977 | 0 | 0 | E | [6 empty] | 0
3 |  | 221 | 6348 | 2 | IC | 300 | P | OP | 3 | 1970 | FO1 |  |  | FO1 |  |  | 11019 | 300 | 300 | 0 |  | 0 | 0 | 0 | 0 | 0 | 0 | [6 empty] | 0 | 0 | 0 | 2 | 1970 | 0 | 0 | E | [6 empty] | 0
3 |  | 221 | 6348 | 3 | IC | 160 |  |  | 3 | 1976 |  |  |  | FO1 |  |  | 0 | 160 | 160 | 0 | RE | 9 | 1986 | 0 | 0 | 0 | 0 | [6 empty] | 0 | 0 | 0 | 2 | 1976 | 0 | 0 | E | [6 empty] | 0
3 |  | 221 | 6348 | 4 | IC | 300 | P | OP | 11 | 1986 | FO1 |  |  | FO1 |  |  | 11019 | 300 | 300 | 0 |  | 0 | 0 | 88 | 1988 | 0 | 0 | [6 empty] | 0 | 0 | 0 | 11 | 1986 | 0 | 0 | [7 empty] | 0
3 |  | 221 | 6348 | 5 | IC | 350 | P | OP | 10 | 1986 | FO1 |  |  | FO1 |  |  | 11019 | 350 | 350 | 0 |  | 0 | 0 | 0 | 0 | 0 | 0 | [6 empty] | 0 | 0 | 0 | 10 | 1986 | 0 | 0 | [7 empty] | 0
3 |  | 221 | 6349 | 1 | IC | 300 | P | OP | 12 | 1975 | FO1 |  |  | FO1 |  |  | 12481 | 300 | 300 | 0 |  | 0 | 0 | 0 | 0 | 0 | 0 | [6 empty] | 0 | 0 | 0 | 11 | 1975 | 0 | 0 | E | [6 empty] | 0
3 |  | 221 | 6349 | 2 | IC | 150 | P |  | 8 | 1984 | FO1 |  |  | FO1 |  |  | 12481 | 150 | 150 | 0 | RE | 5 | 1991 | 0 | 0 | 0 | 0 | [6 empty] | 0 | 0 | 0 | 7 | 1984 | 0 | 0 | E | [6 empty] | 0
3 |  | 221 | 6349 | 3 | IC | 155 | P | OP | 7 | 1984 | FO1 |  |  | FO1 |  |  | 12481 | 155 | 155 | 0 |  | 0 | 0 | 0 | 0 | 0 | 0 | [6 empty] | 0 | 0 | 0 | 6 | 1984 | 0 | 0 | E | [6 empty] | 0
3 |  | 221 | 6349 | 2A | IC | 250 | P | OP | 5 | 1991 | FO1 |  |  | FO1 |  |  | 12481 | 250 | 250 | 0 |  | 0 | 0 | 0 | 0 | 0 | 0 | [6 empty] | 0 | 0 | 0 | 5 | 1991 | 0 | 0 | [7 empty] | 0
3 |  | 221 | 6350 | 1 | IC | 175 | P | OP | 8 | 1970 | FO1 |  |  | FO1 |  |  | 11875 | 175 | 175 | 0 |  | 0 | 0 | 0 | 0 | 0 | 0 | [6 empty] | 0 | 0 | 0 | 7 | 1970 | 0 | 0 | E | [6 empty] | 0
3 |  | 221 | 6350 | 2 | IC | 125 | P |  | 1 | 1970 |  |  |  | FO1 |  |  | 14025 | 125 | 125 | 0 | RE | 11 | 1987 | 0 | 0 | 0 | 0 | [6 empty] | 0 | 0 | 0 | 12 | 1969 | 0 | 0 | E | [6 empty] | 0
3 |  | 221 | 6350 | 3 | IC | 75 | P | OP | 8 | 1970 | FO1 |  |  | FO1 |  |  | 11875 | 75 | 75 | 0 |  | 0 | 0 | 0 | 0 | 0 | 0 | [6 empty] | 0 | 0 | 0 | 7 | 1970 | 0 | 0 | E | [6 empty] | 0
3 |  | 221 | 6350 | 2A | IC | 150 | P | OP | 11 | 1987 | FO1 |  |  | FO1 |  |  | 11875 | 150 | 150 | 0 |  | 0 | 0 | 0 | 0 | 0 | 0 | [6 empty] | 0 | 0 | 0 | 11 | 1987 | 0 | 0 | [7 empty] | 0
3 |  | 221 | 6351 | 1 | IC | 75 |  |  | 11 | 1972 |  |  |  | FO1 |  |  | 0 | 105 | 105 | 0 | RE | 8 | 1985 | 0 | 0 | 0 | 0 | [6 empty] | 0 | 0 | 0 | 10 | 1972 | 0 | 0 | E | [6 empty] | 0
3 |  | 221 | 6351 | 2 | IC | 100 |  |  | 11 | 1972 |  |  |  | FO1 |  |  | 0 | 0 | 0 | 0 | RE | 0 | 0 | 0 | 0 | 0 | 0 | [6 empty] | 0 | 0 | 0 | 0 | 1972 | 0 | 0 | E | [6 empty] | 0
3 |  | 221 | 6351 | 3 | IC | 50 | P | OP | 11 | 1972 | FO1 |  |  | FO1 |  |  | 11315 | 50 | 50 | 0 |  | 0 | 0 | 0 | 0 | 0 | 0 | [6 empty] | 0 | 0 | 0 | 10 | 1972 | 0 | 0 | E | [6 empty] | 0
3 |  | 221 | 6351 | 1A | IC | 145 | P | OP | 12 | 1987 | FO1 |  |  | FO1 |  |  | 11315 | 145 | 145 | 0 |  | 0 | 0 | 0 | 0 | 0 | 0 | [6 empty] | 0 | 0 | 0 | 12 | 1987 | 0 | 0 | [7 empty] | 0
3 |  | 221 | 6351 | IC2 | IC | 75 | P | OP | 8 | 1985 | FO1 |  |  | FO1 |  |  | 11315 | 75 | 75 | 0 |  | 0 | 0 | 0 | 0 | 0 | 0 | [6 empty] | 0 | 0 | 0 | 7 | 1985 | 0 | 0 | E | [6 empty] | 0
3 |  | 221 | 6556 | 1 | IC | 155 | P | OP | 12 | 1984 | FO1 |  |  | FO1 |  |  | 11739 | 155 | 155 | 0 |  | 0 | 0 | 0 | 0 | 0 | 0 | [6 empty] | 0 | 0 | 0 | 11 | 1984 | 0 | 0 | E | [6 empty] | 0
3 |  | 221 | 6556 | 2 | IC | 200 |  |  | 2 | 1977 |  |  |  | FO1 |  |  | 0 | 0 | 0 | 0 | RE | 5 | 1983 | 0 | 0 | 0 | 0 | [6 empty] | 0 | 0 | 0 | 0 | 1977 | 0 | 0 | E | [6 empty] | 0
3 |  | 221 | 6556 | 3 | IC | 100 | P |  | 2 | 1977 | FO1 |  |  | FO1 |  |  | 11739 | 100 | 100 | 0 | RE | 4 | 1990 | 0 | 0 | 0 | 0 | [6 empty] | 0 | 0 | 0 | 1 | 1977 | 0 | 0 | E | [6 empty] | 0
3 |  | 221 | 6556 | 3A | IC | 250 | P | OP | 1 | 1991 | FO1 |  |  | FO1 |  |  | 11739 | 250 | 250 | 0 |  | 0 | 0 | 0 | 0 | 0 | 0 | [6 empty] | 0 | 0 | 0 | 1 | 1991 | 0 | 0 | [7 empty] | 0
3 |  | 221 | 6556 | IC2 | IC | 155 | P | OP | 1 | 1985 | FO1 |  |  | FO1 |  |  | 11739 | 155 | 155 | 0 |  | 0 | 0 | 0 | 0 | 0 | 0 | [6 empty] | 0 | 0 | 0 | 12 | 1984 | 0 | 0 | E | [6 empty] | 0
3 |  | 221 | 6557 | 1 | IC | 175 | P | OP | 5 | 1980 | FO1 |  |  | FO1 |  |  | 10983 | 175 | 175 | 0 |  | 0 | 0 | 0 | 0 | 0 | 0 | [6 empty] | 0 | 0 | 0 | 4 | 1980 | 0 | 0 | E | [6 empty] | 0
3 |  | 221 | 6557 | 2 | IC | 175 | P | OP | 5 | 1980 | FO1 |  |  | FO1 |  |  | 10983 | 175 | 175 | 0 |  | 0 | 0 | 0 | 0 | 0 | 0 | [6 empty] | 0 | 0 | 0 | 4 | 1980 | 0 | 0 | E | [6 empty] | 0
3 |  | 221 | 6557 | 3 | IC | 145 | P | OP | 2 | 1991 | FO1 |  |  | FO1 |  |  | 10983 | 145 | 145 | 0 |  | 0 | 0 | 0 | 0 | 0 | 0 | [6 empty] | 0 | 0 | 0 | 2 | 1991 | 0 | 0 | [7 empty] | 0
3 |  | 221 | 7049 | 1 | IC | 120 | P | OP | 2 | 1986 | FO1 |  |  | FO1 |  |  | 12955 | 120 | 120 | 0 |  | 0 | 0 | 0 | 0 | 0 | 0 | [6 empty] | 0 | 0 | 0 | 2 | 1986 | 0 | 0 | [7 empty] | 0
3 |  | 221 | 7049 | 2 | IC | 120 | P | OP | 10 | 1986 | FO1 |  |  | FO1 |  |  | 12955 | 120 | 120 | 0 |  | 0 | 0 | 0 | 0 | 0 | 0 | [6 empty] | 0 | 0 | 0 | 10 | 1986 | 0 | 0 | [7 empty] | 0
3 |  | 221 | 7049 | 1A | IC | 145 | P | OP | 3 | 1990 | FO1 |  |  | FO1 |  |  | 12955 | 145 | 145 | 0 |  | 0 | 0 | 0 | 0 | 0 | 0 | [6 empty] | 0 | 0 | 0 | 3 | 1990 | 0 | 0 | [7 empty] | 0
3 |  | 228 | 2113 | 1 | IC | 2100 | P | OP | 9 | 1969 | FO2 |  |  | FO2 |  |  | 0 | 2100 | 2100 | 0 |  | 0 | 0 | 0 | 0 | 0 | 0 | [6 empty] | 0 | 0 | 0 | 8 | 1969 | 0 | 0 | E | [6 empty] | 0
3 |  | 228 | 2113 | 2 | IC | 1000 | P | OP | 5 | 1978 | FO2 |  |  | FO2 |  |  | 0 | 1000 | 1000 | 0 |  | 0 | 0 | 0 | 0 | 0 | 0 | [6 empty] | 0 | 0 | 0 | 4 | 1978 | 0 | 0 | E | [6 empty] | 0
3 |  | 228 | 2113 | 3 | IC | 750 | P | OP | 6 | 1954 | FO2 |  |  | FO2 |  |  | 0 | 650 | 650 | 0 |  | 0 | 0 | 0 | 0 | 0 | 0 | [6 empty] | 0 | 0 | 0 | 5 | 1954 | 0 | 0 | E | [6 empty] | 0
3 |  | 228 | 2113 | 4 | IC | 300 | P | OP | 99 | 1946 | FO2 |  |  | FO2 |  |  | 0 | 250 | 250 | 0 |  | 0 | 0 | 0 | 0 | 0 | 0 | [6 empty] | 0 | 0 | 0 | 0 | 1946 | 0 | 0 | E | [6 empty] | 0
3 |  | 228 | 2113 | IC5 | IC | 1200 | P | OP | 5 | 1983 | FO2 |  |  | FO2 |  |  | 0 | 1200 | 1200 | 0 |  | 0 | 0 | 0 | 0 | 0 | 0 | [6 empty] | 0 | 0 | 0 | 4 | 1983 | 0 | 0 | E | [6 empty] | 0
3 |  | 228 | 2113 | IC6 | IC | 1200 | P | OP | 5 | 1983 | FO2 |  |  | FO2 |  |  | 0 | 1200 | 1200 | 0 |  | 0 | 0 | 0 | 0 | 0 | 0 | [6 empty] | 0 | 0 | 0 | 4 | 1983 | 0 | 0 | E | [6 empty] | 0
3 |  | 288 | 4252 | GT1 | GT | 37910 | C | OP | 9 | 1986 | NG | FO2 |  | FO2 | NG |  | 15096 | 37910 | 42000 | 0 |  | 0 | 0 | 10 | 1985 | 9 | 1986 | [6 empty] | 0 | 0 | 0 | 7 | 1985 | 0 | 0 | [7 empty] | 0
3 |  | 288 | 7017 | GT1 | GT | 0 |  |  | 0 | 0 | [6 empty] | 0 | 0 | 0 | 78400 | IP | 1 | 1988 | 11 | 1990 | 0 | 0 |  |  |  | FO2 | NG |  | 78400 | 95749 | 0 | 0 | 0 | 64399 | 77317 | [7 empty] | 0
3 |  | 295 | 1958 | 1 | ST | 800 |  |  | 99 | 1929 |  |  |  | FO2 | NG |  | 0 | 0 | 0 | 0 | RE | 12 | 1981 | 0 | 0 | 0 | 0 | [6 empty] | 0 | 0 | 0 | 0 | 1929 | 0 | 0 | E | [6 empty] | 0
3 |  | 295 | 1958 | 2 | ST | 1500 |  |  | 99 | 1934 |  |  |  | FO2 | NG |  | 0 | 0 | 0 | 0 | RE | 12 | 1981 | 0 | 0 | 0 | 0 | [6 empty] | 0 | 0 | 0 | 0 | 1934 | 0 | 0 | E | [6 empty] | 0
3 |  | 295 | 1958 | 3 | ST | 3000 |  |  | 99 | 1949 |  |  |  | BIT | FO2 |  | 0 | 0 | 0 | 0 | RE | 12 | 1981 | 0 | 0 | 0 | 0 | [6 empty] | 0 | 0 | 0 | 0 | 1949 | 0 | 0 | E | [6 empty] | 0
3 |  | 295 | 1958 | IC1 | IC | 1245 |  | SB | 88 | 1948 | FO2 |  |  | FO2 |  |  | 11090 | 950 | 950 | 0 |  | 0 | 0 | 0 | 0 | 0 | 0 | [6 empty] | 0 | 0 | 0 | 0 | 1948 | 0 | 0 | E | [6 empty] | 0
3 |  | 295 | 1958 | IC2 | IC | 4000 |  | SB | 88 | 1967 | FO2 |  |  | FO2 | NG |  | 11550 | 3736 | 3736 | 0 |  | 0 | 0 | 0 | 0 | 0 | 0 | [6 empty] | 0 | 0 | 0 | 0 | 1967 | 0 | 0 | E | [6 empty] | 0
3 |  | 295 | 1958 | IC3 | IC | 4000 |  | SB | 88 | 1967 | FO2 |  |  | FO2 | NG |  | 11180 | 3739 | 3739 | 0 |  | 0 | 0 | 0 | 0 | 0 | 0 | [6 empty] | 0 | 0 | 0 | 0 | 1967 | 0 | 0 | E | [6 empty] | 0
3 |  | 298 | 6558 | 1 | ST | 17500 |  | SB | 99 | 1957 | NG |  |  | NG | FO2 |  | 13500 | 16500 | 16500 | 0 |  | 0 | 0 | 0 | 0 | 0 | 0 | [6 empty] | 0 | 0 | 0 | 0 | 1957 | 0 | 0 | E | [6 empty] | 0
3 |  | 298 | 6558 | 2 | ST | 17500 |  | SB | 99 | 1957 | NG |  |  | NG | FO2 |  | 13500 | 16500 | 16500 | 0 |  | 0 | 0 | 0 | 0 | 0 | 0 | [6 empty] | 0 | 0 | 0 | 0 | 1957 | 0 | 0 | E | [6 empty] | 0
3 |  | 298 | 6558 | 3 | ST | 55000 |  | OP | 99 | 1965 | NG |  |  | NG | FO2 |  | 12000 | 54963 | 54963 | 0 |  | 0 | 0 | 0 | 0 | 0 | 0 | [6 empty] | 0 | 0 | 0 | 0 | 1965 | 0 | 0 | E | [6 empty] | 0
3 |  | 298 | 6558 | 4 | ST | 85000 |  | OP | 2 | 1974 | NG |  |  | NG | FO2 |  | 11500 | 83492 | 83492 | 0 |  | 0 | 0 | 0 | 0 | 0 | 0 | [6 empty] | 0 | 0 | 0 | 11 | 1973 | 0 | 0 | E | [6 empty] | 0
3 |  | 309 | 1120 | 1 | IC | 2200 | C | OP | 10 | 1951 | FO2 |  |  | FO2 | NG |  | 10500 | 1760 | 1760 | 0 |  | 0 | 0 | 0 | 0 | 0 | 0 | [6 empty] | 0 | 0 | 0 | 9 | 1951 | 0 | 0 | E | [6 empty] | 0
3 |  | 309 | 1120 | 2 | IC | 700 | C | OP | 88 | 1931 | FO2 |  |  | FO2 | NG |  | 14000 | 500 | 500 | 0 |  | 0 | 0 | 0 | 0 | 0 | 0 | [6 empty] | 0 | 0 | 0 | 0 | 1931 | 0 | 0 | E | [6 empty] | 0
3 |  | 309 | 1120 | 3 | IC | 700 | C | OP | 88 | 1938 | FO2 |  |  | FO2 | NG |  | 11000 | 600 | 600 | 0 |  | 0 | 0 | 0 | 0 | 0 | 0 | [6 empty] | 0 | 0 | 0 | 0 | 1938 | 0 | 0 | E | [6 empty] | 0
3 |  | 309 | 1120 | 4 | IC | 1000 | C | OP | 88 | 1941 | FO2 |  |  | FO2 | NG |  | 11000 | 800 | 800 | 0 |  | 0 | 0 | 0 | 0 | 0 | 0 | [6 empty] | 0 | 0 | 0 | 0 | 1941 | 0 | 0 | E | [6 empty] | 0
3 |  | 309 | 1120 | 5 | IC | 1500 | C | OP | 88 | 1947 | FO2 |  |  | FO2 | NG |  | 10500 | 1100 | 1100 | 0 |  | 0 | 0 | 0 | 0 | 0 | 0 | [6 empty] | 0 | 0 | 0 | 0 | 1947 | 0 | 0 | E | [6 empty] | 0
3 |  | 309 | 1120 | 6 | IC | 3200 | C | OP | 12 | 1965 | FO2 |  |  | FO2 | NG |  | 10500 | 3200 | 3200 | 0 |  | 0 | 0 | 0 | 0 | 0 | 0 | [6 empty] | 0 | 0 | 0 | 11 | 1965 | 0 | 0 | E | [6 empty] | 0
3 |  | 309 | 1120 | 7 | IC | 4100 | C | OP | 9 | 1970 | FO2 |  |  | FO2 | NG |  | 10500 | 4100 | 4100 | 0 |  | 0 | 0 | 0 | 0 | 0 | 0 | [6 empty] | 0 | 0 | 0 | 8 | 1970 | 0 | 0 | E | [6 empty] | 0
3 |  | 316 | 8223 | 1 | ST | 424800 | B | OP | 6 | 1985 | FO2 |  |  | SUB |  |  | 9663 | 360000 | 360000 | 0 |  | 0 | 0 | 0 | 0 | 0 | 0 | [6 empty] | 0 | 0 | 0 | 2 | 1985 | 0 | 0 | [7 empty] | 0
3 |  | 316 | 8223 | 3 | ST | 0 |  |  | 0 | 0 | [6 empty] | 0 | 0 | 0 | 397000 | CO | 0 | 0 | 6 | 1990 | 6 | 1999 | LO |  |  | SUB |  |  | 360000 | 360000 | 0 | 0 | 0 | 370630 | 378262 | [7 empty] | 0
3 |  | 316 | 8223 | 2 | ST | 424800 | B | OP | 6 | 1990 | FO2 |  |  | SUB |  |  | 9632 | 360000 | 360000 | 0 |  | 0 | 0 | 0 | 0 | 0 | 0 | [6 empty] | 0 | 0 | 0 | 4 | 1990 | 0 | 0 | [7 empty] | 0
3 |  | 332 | 7128 | 1 | HC | 7023 | B | OP | 6 | 1988 | WAT |  |  | WAT |  |  | 0 | 2400 | 7200 | 0 |  | 0 | 0 | 4 | 1988 | 0 | 0 | [6 empty] | 0 | 0 | 0 | 4 | 1988 | 0 | 0 | [7 empty] | 0
3 |  | 332 | 7128 | 2 | HC | 14744 | B | OP | 6 | 1988 | WAT |  |  | WAT |  |  | 0 | 5200 | 14800 | 0 |  | 0 | 0 | 4 | 1988 | 0 | 0 | [6 empty] | 0 | 0 | 0 | 4 | 1988 | 0 | 0 | [7 empty] | 0
3 |  | 367 | 2212 | 1 | ST | 2000 |  |  | 88 | 1931 |  |  |  | NG | BIT |  | 0 | 0 | 0 | 0 | RE | 88 | 1955 | 0 | 0 | 0 | 0 | [6 empty] | 0 | 0 | 0 | 0 | 1931 | 0 | 0 | E | [6 empty] | 0
3 |  | 367 | 2212 | 2 | ST | 2000 |  |  | 88 | 1940 |  |  |  | NG | BIT |  | 0 | 0 | 0 | 0 | RE | 88 | 1955 | 0 | 0 | 0 | 0 | [6 empty] | 0 | 0 | 0 | 0 | 1940 | 0 | 0 | E | [6 empty] | 0
3 |  | 367 | 2212 | 3 | ST | 5000 |  |  | 88 | 1950 |  |  |  | NG | BIT |  | 0 | 0 | 0 | 0 | RE | 88 | 1979 | 0 | 0 | 0 | 0 | [6 empty] | 0 | 0 | 0 | 0 | 1950 | 0 | 0 | E | [6 empty] | 0
3 |  | 367 | 2212 | 4 | ST | 7500 | P |  | 8 | 1960 | NG | BIT |  | NG | BIT |  | 11271 | 6800 | 6800 | 0 | RE | 12 | 1990 | 0 | 0 | 0 | 0 | [6 empty] | 0 | 0 | 0 | 7 | 1960 | 0 | 0 | E | [6 empty] | 0
3 |  | 392 | 1687 | 1 | HC | 600 |  |  | 88 | 1913 |  |  |  | WAT |  |  | 0 | 600 | 600 | 0 | SD | 9 | 1990 | 0 | 0 | 0 | 0 | [6 empty] | 0 | 0 | 0 | 0 | 1913 | 0 | 0 | E | [6 empty] | 0
3 |  | 392 | 1687 | 2 | HC | 600 |  |  | 88 | 1919 |  |  |  | WAT |  |  | 0 | 600 | 600 | 0 | SD | 9 | 1990 | 0 | 0 | 0 | 0 | [6 empty] | 0 | 0 | 0 | 0 | 1919 | 0 | 0 | E | [6 empty] | 0
3 |  | 392 | 1687 | 3 | HC | 600 |  |  | 88 | 1920 |  |  |  | WAT |  |  | 0 | 600 | 600 | 0 | SD | 9 | 1990 | 0 | 0 | 0 | 0 | [6 empty] | 0 | 0 | 0 | 0 | 1920 | 0 | 0 | E | [6 empty] | 0
3 |  | 392 | 1688 | 1 | HC | 250 |  |  | 88 | 1947 |  |  |  | WAT |  |  | 0 | 250 | 250 | 0 | SD | 9 | 1990 | 0 | 0 | 0 | 0 | [6 empty] | 0 | 0 | 0 | 0 | 1947 | 0 | 0 | E | [6 empty] | 0
3 |  | 392 | 1689 | 1 | HC | 400 |  |  | 88 | 1910 |  |  |  | WAT |  |  | 0 | 400 | 400 | 0 | SD | 9 | 1990 | 0 | 0 | 0 | 0 | [6 empty] | 0 | 0 | 0 | 0 | 1910 | 0 | 0 | E | [6 empty] | 0
3 |  | 392 | 1689 | 2 | HC | 400 |  |  | 88 | 1910 |  |  |  | WAT |  |  | 0 | 400 | 400 | 0 | SD | 9 | 1990 | 0 | 0 | 0 | 0 | [6 empty] | 0 | 0 | 0 | 0 | 1910 | 0 | 0 | E | [6 empty] | 0
3 |  | 392 | 1689 | 3 | HC | 400 |  |  | 88 | 1910 |  |  |  | WAT |  |  | 0 | 400 | 400 | 0 | SD | 9 | 1990 | 0 | 0 | 0 | 0 | [6 empty] | 0 | 0 | 0 | 0 | 1910 | 0 | 0 | E | [6 empty] | 0
3 |  | 392 | 1690 | 1 | HC | 2800 |  |  | 88 | 1924 |  |  |  | WAT |  |  | 0 | 2800 | 2800 | 0 | SD | 9 | 1990 | 0 | 0 | 0 | 0 | [6 empty] | 0 | 0 | 0 | 0 | 1924 | 0 | 0 | E | [6 empty] | 0
3 |  | 392 | 1690 | 2 | HC | 1200 |  |  | 88 | 1924 |  |  |  | WAT |  |  | 0 | 1200 | 1200 | 0 | SD | 9 | 1990 | 0 | 0 | 0 | 0 | [6 empty] | 0 | 0 | 0 | 0 | 1924 | 0 | 0 | E | [6 empty] | 0
3 |  | 405 | 1121 | 1 | IC | 1000 |  | OP | 88 | 1947 | FO2 |  |  | FO2 |  |  | 0 | 950 | 1000 | 0 |  | 0 | 0 | 0 | 0 | 0 | 0 | [6 empty] | 0 | 0 | 0 | 0 | 1947 | 0 | 0 | E | [6 empty] | 0
3 |  | 405 | 1121 | 2 | IC | 300 |  |  | 88 | 1936 | FO2 |  |  | FO2 |  |  | 0 | 200 | 200 | 0 | RE | 2 | 1991 | 0 | 0 | 0 | 0 | [6 empty] | 0 | 0 | 0 | 0 | 1936 | 0 | 0 | E | [6 empty] | 0
3 |  | 405 | 1121 | 3 | IC | 1150 |  | OP | 6 | 1990 |  |  |  | FO2 | NG |  | 0 | 1000 | 1100 | 0 |  | 0 | 0 | 0 | 0 | 0 | 0 | [6 empty] | 0 | 0 | 0 | 6 | 1990 | 0 | 0 | [7 empty] | 0
3 |  | 488 | 32 | 1 | HC | 0 |  |  | 0 | 0 | [6 empty] | 0 | 0 | 0 | 48000 | CN | 99 | 9999 | 7 | 1985 | 7 | 1985 |  |  |  | WAT |  |  | 0 | 0 | 0 | 0 | 0 | 53000 | 50000 | [7 empty] | 0
3 |  | 488 | 32 | 2 | HC | 0 |  |  | 0 | 0 | [6 empty] | 0 | 0 | 0 | 48000 | CN | 99 | 9999 | 7 | 1985 | 7 | 1985 |  |  |  | WAT |  |  | 0 | 0 | 0 | 0 | 0 | 53000 | 50000 | [7 empty] | 0
3 |  | 488 | 211 | 1 | ST | 0 |  |  | 0 | 0 | [6 empty] | 0 | 0 | 0 | 1300000 | IP | 2 | 1986 | 12 | 1983 | 0 | 0 | LO |  |  | COL |  |  | 0 | 0 | 0 | 0 | 0 | 1191158 | 1214967 | [7 empty] | 0
3 |  | 488 | 211 | 2 | ST | 0 |  |  | 0 | 0 | [6 empty] | 0 | 0 | 0 | 1300000 | IP | 2 | 1986 | 12 | 1983 | 0 | 0 | LO |  |  | COL |  |  | 0 | 0 | 0 | 0 | 0 | 1191158 | 1214967 | [7 empty] | 0
3 |  | 550 | 6638 | 1 | ST | 0 |  |  | 0 | 0 | [6 empty] | 0 | 0 | 0 | 630000 | CN | 99 | 9999 | 3 | 1983 | 9 | 1990 |  |  |  | BIT |  |  | 0 | 0 | 0 | 0 | 0 | 584000 | 596000 | [7 empty] | 0
3 |  | 550 | 6638 | 2 | ST | 0 |  |  | 0 | 0 | [6 empty] | 0 | 0 | 0 | 630000 | CN | 99 | 9999 | 3 | 1984 | 9 | 1992 |  |  |  | BIT |  |  | 0 | 0 | 0 | 0 | 0 | 584000 | 596000 | [7 empty] | 0
3 |  | 554 | 1122 | 2 | ST | 3000 |  |  | 99 | 1932 |  |  |  | BIT | MF |  | 0 | 0 | 0 | 0 | RE | 0 | 0 | 0 | 0 | 0 | 0 | [6 empty] | 0 | 0 | 0 | 0 | 1932 | 0 | 0 | E | [6 empty] | 0
3 |  | 554 | 1122 | 3 | ST | 3000 |  |  | 99 | 1938 |  |  |  | BIT | MF |  | 0 | 0 | 0 | 0 | RE | 0 | 0 | 0 | 0 | 0 | 0 | [6 empty] | 0 | 0 | 0 | 0 | 1938 | 0 | 0 | E | [6 empty] | 0
3 |  | 554 | 1122 | 4 | IC | 1000 | P | SB | 88 | 1947 | FO2 |  |  | FO2 |  |  | 16000 | 1000 | 1000 | 0 |  | 0 | 0 | 0 | 0 | 0 | 0 | [6 empty] | 0 | 0 | 0 | 0 | 1947 | 0 | 0 | E | [6 empty] | 0
3 |  | 554 | 1122 | 5 | ST | 7500 | C |  | 88 | 1950 | BIT |  |  | BIT |  |  | 15250 | 7500 | 7500 | 7500 | RE | 7 | 1984 | 0 | 0 | 0 | 0 | [6 empty] | 0 | 0 | 0 | 0 | 1950 | 0 | 0 | E | [6 empty] | 0
3 |  | 554 | 1122 | 6 | ST | 12600 | C |  | 88 | 1958 | BIT |  |  | BIT |  |  | 14250 | 12000 | 12000 | 0 | RE | 8 | 1986 | 0 | 0 | 0 | 0 | [6 empty] | 0 | 0 | 0 | 0 | 1958 | 0 | 0 | E | [6 empty] | 0
3 |  | 554 | 1122 | 7 | ST | 33000 | C | OP | 88 | 1968 | FO2 |  |  | SUB | REF |  | 11650 | 30000 | 30000 | 0 |  | 0 | 0 | 0 | 0 | 0 | 0 | [6 empty] | 0 | 0 | 0 | 0 | 1968 | 0 | 0 | E | [6 empty] | 0
3 |  | 554 | 1122 | 8 | ST | 65000 | B | OP | 3 | 1982 | FO2 |  |  | SUB | REF |  | 10600 | 65000 | 65000 | 0 |  | 0 | 0 | 0 | 0 | 0 | 0 | [6 empty] | 0 | 0 | 0 | 11 | 1981 | 0 | 0 | E | [6 empty] | 0
3 |  | 554 | 6463 | GT1 | GT | 22000 | P | OP | 88 | 1972 | NG |  |  | FO2 |  |  | 16500 | 16000 | 18000 | 0 |  | 0 | 0 | 0 | 0 | 0 | 0 | [6 empty] | 0 | 0 | 0 | 0 | 1972 | 0 | 0 | E | [6 empty] | 0
3 |  | 588 | 2971 | 1 | IC | 1000 |  |  | 99 | 1961 |  |  |  | NG | FO2 |  | 0 | 0 | 0 | 0 | RE | 11 | 1982 | 0 | 0 | 0 | 0 | [6 empty] | 0 | 0 | 0 | 0 | 1961 | 0 | 0 | E | [6 empty] | 0
3 |  | 588 | 2971 | 2 | IC | 500 |  |  | 99 | 1939 |  |  |  | NG | FO2 |  | 0 | 0 | 0 | 0 | RE | 11 | 1982 | 0 | 0 | 0 | 0 | [6 empty] | 0 | 0 | 0 | 0 | 1939 | 0 | 0 | E | [6 empty] | 0
3 |  | 588 | 2971 | 3 | IC | 600 |  |  | 99 | 1948 |  |  |  | NG | FO2 |  | 0 | 0 | 0 | 0 | RE | 11 | 1982 | 0 | 0 | 0 | 0 | [6 empty] | 0 | 0 | 0 | 0 | 1948 | 0 | 0 | E | [6 empty] | 0
3 |  | 588 | 2971 | 4 | IC | 2000 |  |  | 99 | 1948 |  |  |  | NG | FO2 |  | 0 | 0 | 0 | 0 | RE | 11 | 1982 | 0 | 0 | 0 | 0 | [6 empty] | 0 | 0 | 0 | 0 | 1948 | 0 | 0 | E | [6 empty] | 0
3 |  | 588 | 2971 | 5 | IC | 7000 |  |  | 99 | 1948 |  |  |  | NG | FO2 |  | 0 | 0 | 0 | 0 | RE | 11 | 1982 | 0 | 0 | 0 | 0 | [6 empty] | 0 | 0 | 0 | 0 | 1948 | 0 | 0 | E | [6 empty] | 0
3 |  | 599 | 75 | 1 | GT | 12500 | P | OP | 11 | 1962 |  |  |  | NG | FO2 |  | 15600 | 14000 | 16200 | 0 |  | 0 | 0 | 0 | 0 | 0 | 0 | [6 empty] | 0 | 0 | 0 | 10 | 1962 | 0 | 0 | E | [6 empty] | 0
3 |  | 599 | 75 | 2 | GT | 12500 | P | OP | 3 | 1962 |  |  |  | NG | FO2 |  | 15600 | 14000 | 16200 | 0 |  | 0 | 0 | 0 | 0 | 0 | 0 | [6 empty] | 0 | 0 | 0 | 2 | 1962 | 0 | 0 | E | [6 empty] | 0
3 |  | 599 | 75 | 3 | GT | 16320 | P | OP | 12 | 1968 |  |  |  | NG | FO2 |  | 14850 | 17700 | 19400 | 0 |  | 0 | 0 | 0 | 0 | 0 | 0 | [6 empty] | 0 | 0 | 0 | 11 | 1968 | 0 | 0 | E | [6 empty] | 0
3 |  | 599 | 75 | 4 | GT | 27000 | P | OP | 3 | 1972 |  |  |  | NG | FO2 |  | 14030 | 31100 | 33200 | 0 |  | 0 | 0 | 0 | 0 | 0 | 0 | [6 empty] | 0 | 0 | 0 | 2 | 1972 | 0 | 0 | E | [6 empty] | 0
3 |  | 599 | 75 | D1 | IC | 1100 | P | SB | 0 | 1972 |  |  |  | FO2 |  |  | 0 | 1200 | 1200 | 0 |  | 0 | 0 | 0 | 0 | 0 | 0 | [6 empty] | 0 | 0 | 0 | 0 | 1972 | 0 | 0 | [7 empty] | 0
3 |  | 599 | 75 | D2 | IC | 1136 | P | SB | 0 | 1972 |  |  |  | FO2 |  |  | 0 | 1400 | 1400 | 0 |  | 0 | 0 | 0 | 0 | 0 | 0 | [6 empty] | 0 | 0 | 0 | 0 | 1972 | 0 | 0 | [7 empty] | 0
3 |  | 599 | 6559 | 5 | CT | 38100 | B | OP | 12 | 1975 |  |  |  | NG | FO2 |  | 13680 | 33800 | 37400 | 0 |  | 0 | 0 | 0 | 0 | 0 | 0 | [6 empty] | 0 | 0 | 0 | 11 | 1975 | 0 | 0 | E | [6 empty] | 0
3 |  | 599 | 6559 | 6 | CW | 33000 | B | OP | 3 | 1979 |  |  |  | WH |  |  | 13355 | 34000 | 37500 | 0 |  | 0 | 0 | 0 | 0 | 0 | 0 | [6 empty] | 0 | 0 | 0 | 12 | 1978 | 0 | 0 | E | [6 empty] | 0
3 |  | 599 | 6559 | 7 | CT | 102600 | B | OP | 6 | 1979 |  |  |  | NG | FO2 |  | 12573 | 74400 | 81800 | 0 |  | 0 | 0 | 0 | 0 | 0 | 0 | [6 empty] | 0 | 0 | 0 | 5 | 1979 | 0 | 0 | E | [6 empty] | 0
3 |  | 599 | 6559 | GT8 | GT | 92647 | P | OP | 12 | 1984 |  |  |  | NG | FO2 |  | 12039 | 77700 | 86500 | 0 |  | 0 | 0 | 0 | 0 | 0 | 0 | [6 empty] | 0 | 0 | 0 | 11 | 1984 | 0 | 0 | E | [6 empty] | 0
3 |  | 682 | 1123 | 1 | IC | 169 | P | SB | 10 | 1939 | FO2 |  |  | FO2 |  |  | 0 | 120 | 150 | 0 |  | 0 | 0 | 0 | 0 | 0 | 0 | [6 empty] | 0 | 0 | 0 | 9 | 1939 | 0 | 0 | E | [6 empty] | 0
3 |  | 682 | 1123 | 2 | IC | 228 | P | SB | 10 | 1939 | FO2 |  |  | FO2 |  |  | 0 | 160 | 200 | 0 |  | 0 | 0 | 0 | 0 | 0 | 0 | [6 empty] | 0 | 0 | 0 | 9 | 1939 | 0 | 0 | E | [6 empty] | 0
3 |  | 682 | 1123 | 3 | IC | 350 | P | SB | 3 | 1951 | FO2 |  |  | FO2 |  |  | 0 | 240 | 300 | 0 |  | 0 | 0 | 0 | 0 | 0 | 0 | [6 empty] | 0 | 0 | 0 | 2 | 1951 | 0 | 0 | E | [6 empty] | 0
3 |  | 695 | 2214 | 1 | IC | 245 |  | SB | 99 | 1953 | FO2 |  |  | FO2 |  |  | 0 | 180 | 180 | 0 |  | 0 | 0 | 0 | 0 | 0 | 0 | [6 empty] | 0 | 0 | 0 | 0 | 1953 | 0 | 0 | E | [6 empty] | 0
3 |  | 695 | 2214 | 2 | IC | 640 |  | SB | 99 | 1963 | FO2 |  |  | NG |  |  | 0 | 600 | 600 | 0 |  | 0 | 0 | 0 | 0 | 0 | 0 | [6 empty] | 0 | 0 | 0 | 0 | 1963 | 0 | 0 | E | [6 empty] | 0
3 |  | 695 | 2214 | 3 | IC | 900 |  | SB | 99 | 1969 | FO2 |  |  | NG |  |  | 0 | 850 | 850 | 0 |  | 0 | 0 | 0 | 0 | 0 | 0 | [6 empty] | 0 | 0 | 0 | 0 | 1969 | 0 | 0 | E | [6 empty] | 0
3 |  | 701 | 1258 | 1 | ST | 3000 |  |  | 99 | 1961 |  |  |  | NG | FO2 |  | 0 | 0 | 0 | 0 | RE | 99 | 1980 | 0 | 0 | 0 | 0 | [6 empty] | 0 | 0 | 0 | 0 | 1961 | 0 | 0 | E | [6 empty] | 0
3 |  | 701 | 1258 | 2 | ST | 1500 |  |  | 99 | 1948 |  |  |  | NG | FO2 |  | 0 | 0 | 0 | 0 | RE | 99 | 1980 | 0 | 0 | 0 | 0 | [6 empty] | 0 | 0 | 0 | 0 | 1948 | 0 | 0 | E | [6 empty] | 0
3 |  | 701 | 1258 | 3 | ST | 800 |  |  | 99 | 1939 |  |  |  | NG | FO2 |  | 0 | 0 | 0 | 0 | RE | 99 | 1980 | 0 | 0 | 0 | 0 | [6 empty] | 0 | 0 | 0 | 0 | 1939 | 0 | 0 | E | [6 empty] | 0
3 |  | 701 | 1258 | IC1 | IC | 4100 |  | OP | 88 | 1972 | FO2 |  |  | NG | FO2 |  | 10622 | 4100 | 4100 | 0 |  | 0 | 0 | 0 | 0 | 0 | 0 | [6 empty] | 0 | 0 | 0 | 0 | 1972 | 0 | 0 | E | [6 empty] | 0
3 |  | 701 | 1258 | IC2 | IC | 3000 | P | OP | 6 | 1976 | NG |  |  | NG |  |  | 11639 | 3000 | 3000 | 0 |  | 0 | 0 | 0 | 0 | 0 | 0 | [6 empty] | 0 | 0 | 0 | 5 | 1976 | 0 | 0 | E | [6 empty] | 0
3 |  | 701 | 1258 | IC3 | IC | 4000 |  | OP | 7 | 1981 | FO2 |  |  | NG | FO2 |  | 11164 | 4000 | 4000 | 0 |  | 0 | 0 | 0 | 0 | 0 | 0 | [6 empty] | 0 | 0 | 0 | 6 | 1981 | 0 | 0 | E | [6 empty] | 0
3 | B151 | 733 | 3772 | 1 | HC | 2835 |  | OP | 88 | 1912 |  |  |  | WAT |  |  | 0 | 10000 | 10000 | 0 |  | 0 | 0 | 0 | 0 | 0 | 0 | [6 empty] | 0 | 0 | 0 | 0 | 1912 | 0 | 0 | E | [6 empty] | 0
3 | B151 | 733 | 3772 | 2 | HC | 2835 |  | OP | 88 | 1912 |  |  |  | WAT |  |  | 0 | 0 | 0 | 0 |  | 0 | 0 | 0 | 0 | 0 | 0 | [6 empty] | 0 | 0 | 0 | 0 | 1912 | 0 | 0 | E | [6 empty] | 0
3 | B151 | 733 | 3772 | 3 | HC | 2835 |  | OP | 88 | 1912 |  |  |  | WAT |  |  | 0 | 0 | 0 | 0 |  | 0 | 0 | 0 | 0 | 0 | 0 | [6 empty] | 0 | 0 | 0 | 0 | 1912 | 0 | 0 | E | [6 empty] | 0
3 |  | 733 | 3773 | 1 | HC | 5400 |  | OP | 88 | 1912 |  |  |  | WAT |  |  | 0 | 5400 | 5400 | 0 |  | 0 | 0 | 0 | 0 | 0 | 0 | [6 empty] | 0 | 0 | 0 | 0 | 1912 | 0 | 0 | E | [6 empty] | 0
3 |  | 733 | 3773 | 2 | HC | 5400 |  | OP | 88 | 1912 |  |  |  | WAT |  |  | 0 | 5400 | 5400 | 0 |  | 0 | 0 | 0 | 0 | 0 | 0 | [6 empty] | 0 | 0 | 0 | 0 | 1912 | 0 | 0 | E | [6 empty] | 0
3 |  | 733 | 3773 | 3 | HC | 5400 |  | OP | 88 | 1912 |  |  |  | WAT |  |  | 0 | 5400 | 5400 | 0 |  | 0 | 0 | 0 | 0 | 0 | 0 | [6 empty] | 0 | 0 | 0 | 0 | 1912 | 0 | 0 | E | [6 empty] | 0
3 |  | 733 | 3773 | 4 | HC | 5400 |  | OP | 88 | 1912 |  |  |  | WAT |  |  | 0 | 5400 | 5400 | 0 |  | 0 | 0 | 0 | 0 | 0 | 0 | [6 empty] | 0 | 0 | 0 | 0 | 1912 | 0 | 0 | E | [6 empty] | 0
3 | C021 | 733 | 3774 | 1 | HC | 18750 |  | OP | 8 | 1939 |  |  |  | WAT |  |  | 0 | 76000 | 76000 | 0 |  | 0 | 0 | 0 | 0 | 0 | 0 | [6 empty] | 0 | 0 | 0 | 0 | 1939 | 0 | 0 | E | [6 empty] | 0
3 | C021 | 733 | 3774 | 2 | HC | 18750 |  | OP | 8 | 1939 |  |  |  | WAT |  |  | 0 | 0 | 0 | 0 |  | 0 | 0 | 0 | 0 | 0 | 0 | [6 empty] | 0 | 0 | 0 | 0 | 1939 | 0 | 0 | E | [6 empty] | 0
3 | C021 | 733 | 3774 | 3 | HC | 18750 |  | OP | 8 | 1939 |  |  |  | WAT |  |  | 0 | 0 | 0 | 0 |  | 0 | 0 | 0 | 0 | 0 | 0 | [6 empty] | 0 | 0 | 0 | 0 | 1939 | 0 | 0 | E | [6 empty] | 0
3 | C021 | 733 | 3774 | 4 | HC | 18750 |  | OP | 8 | 1939 |  |  |  | WAT |  |  | 0 | 0 | 0 | 0 |  | 0 | 0 | 0 | 0 | 0 | 0 | [6 empty] | 0 | 0 | 0 | 0 | 1939 | 0 | 0 | E | [6 empty] | 0
3 |  | 733 | 3775 | 1 | ST | 237500 | B | OP | 9 | 1958 | FO2 |  |  | BIT |  |  | 8995 | 230000 | 235000 | 0 |  | 0 | 0 | 0 | 0 | 0 | 0 | [6 empty] | 0 | 0 | 0 | 8 | 1958 | 0 | 0 | E | [6 empty] | 0
3 |  | 733 | 3775 | 2 | ST | 237500 | B | OP | 12 | 1958 | FO2 |  |  | BIT |  |  | 9035 | 230000 | 235000 | 0 |  | 0 | 0 | 0 | 0 | 0 | 0 | [6 empty] | 0 | 0 | 0 | 11 | 1958 | 0 | 0 | E | [6 empty] | 0
3 |  | 733 | 3775 | 3 | ST | 237500 | B | OP | 12 | 1961 | FO2 |  |  | BIT |  |  | 9055 | 230000 | 235000 | 0 |  | 0 | 0 | 0 | 0 | 0 | 0 | [6 empty] | 0 | 0 | 0 | 10 | 1961 | 0 | 0 | E | [6 empty] | 0
3 |  | 733 | 3776 | 3 | ST | 34000 |  |  | 99 | 1924 |  |  |  | BIT | FO2 |  | 0 | 0 | 0 | 0 | RE | 9 | 1974 | 0 | 0 | 0 | 0 | [6 empty] | 0 | 0 | 0 | 0 | 1924 | 0 | 0 | E | [6 empty] | 0
3 |  | 733 | 3776 | 4 | ST | 34000 |  |  | 99 | 1927 |  |  |  | BIT | FO2 |  | 0 | 0 | 0 | 0 | RE | 9 | 1974 | 0 | 0 | 0 | 0 | [6 empty] | 0 | 0 | 0 | 0 | 1927 | 0 | 0 | E | [6 empty] | 0
3 |  | 733 | 3776 | 5 | ST | 100000 | B | OP | 6 | 1944 | FO2 |  |  | BIT |  |  | 11449 | 90000 | 95000 | 0 |  | 0 | 0 | 0 | 0 | 0 | 0 | [6 empty] | 0 | 0 | 0 | 5 | 1944 | 0 | 0 | E | [6 empty] | 0
3 |  | 733 | 3776 | 6 | ST | 237500 | B | OP | 5 | 1957 | FO2 |  |  | BIT |  |  | 8889 | 235000 | 240000 | 0 |  | 0 | 0 | 0 | 0 | 0 | 0 | [6 empty] | 0 | 0 | 0 | 4 | 1957 | 0 | 0 | E | [6 empty] | 0
3 | C022 | 733 | 3777 | 1 | HC | 20000 |  | OP | 2 | 1964 |  |  |  | WAT |  |  | 0 | 40000 | 40000 | 0 |  | 0 | 0 | 0 | 0 | 0 | 0 | [6 empty] | 0 | 0 | 0 | 0 | 1964 | 0 | 0 | E | [6 empty] | 0
3 | C022 | 733 | 3777 | 2 | HC | 20000 |  | OP | 3 | 1964 |  |  |  | WAT |  |  | 0 | 0 | 0 | 0 |  | 0 | 0 | 0 | 0 | 0 | 0 | [6 empty] | 0 | 0 | 0 | 0 | 1964 | 0 | 0 | E | [6 empty] | 0
3 | B152 | 733 | 3778 | 1 | HC | 1200 |  | OP | 6 | 1954 |  |  |  | WAT |  |  | 0 | 3000 | 3000 | 0 |  | 0 | 0 | 0 | 0 | 0 | 0 | [6 empty] | 0 | 0 | 0 | 0 | 1954 | 0 | 0 | E | [6 empty] | 0
3 | B152 | 733 | 3778 | 2 | HC | 1200 |  | OP | 5 | 1954 |  |  |  | WAT |  |  | 0 | 0 | 0 | 0 |  | 0 | 0 | 0 | 0 | 0 | 0 | [6 empty] | 0 | 0 | 0 | 0 | 1954 | 0 | 0 | E | [6 empty] | 0
3 | C023 | 733 | 3779 | 1 | HC | 2500 |  | OP | 88 | 1903 |  |  |  | WAT |  |  | 0 | 12000 | 12000 | 0 |  | 0 | 0 | 0 | 0 | 0 | 0 | [6 empty] | 0 | 0 | 0 | 0 | 1903 | 0 | 0 | E | [6 empty] | 0
3 | C023 | 733 | 3779 | 2 | HC | 2500 |  | OP | 88 | 1903 |  |  |  | WAT |  |  | 0 | 0 | 0 | 0 |  | 0 | 0 | 0 | 0 | 0 | 0 | [6 empty] | 0 | 0 | 0 | 0 | 1903 | 0 | 0 | E | [6 empty] | 0
3 | C023 | 733 | 3779 | 3 | HC | 2500 |  | OP | 88 | 1903 |  |  |  | WAT |  |  | 0 | 0 | 0 | 0 |  | 0 | 0 | 0 | 0 | 0 | 0 | [6 empty] | 0 | 0 | 0 | 0 | 1903 | 0 | 0 | E | [6 empty] | 0
3 | C023 | 733 | 3779 | 4 | HC | 2500 |  | OP | 88 | 1903 |  |  |  | WAT |  |  | 0 | 0 | 0 | 0 |  | 0 | 0 | 0 | 0 | 0 | 0 | [6 empty] | 0 | 0 | 0 | 0 | 1903 | 0 | 0 | E | [6 empty] | 0
3 | C023 | 733 | 3779 | 5 | HC | 2500 |  | OP | 88 | 1903 |  |  |  | WAT |  |  | 0 | 0 | 0 | 0 |  | 0 | 0 | 0 | 0 | 0 | 0 | [6 empty] | 0 | 0 | 0 | 0 | 1903 | 0 | 0 | E | [6 empty] | 0
3 |  | 733 | 3780 | 1 | HR | 66025 |  | OP | 12 | 1965 |  |  |  | WAT |  |  | 0 | 70000 | 70000 | 0 |  | 0 | 0 | 0 | 0 | 0 | 0 | [6 empty] | 0 | 0 | 0 | 9 | 1965 | 0 | 0 | E | [6 empty] | 0
3 |  | 733 | 3780 | 2 | HC | 150100 |  | OP | 12 | 1965 |  |  |  | WAT |  |  | 0 | 160000 | 160000 | 0 |  | 0 | 0 | 0 | 0 | 0 | 0 | [6 empty] | 0 | 0 | 0 | 9 | 1965 | 0 | 0 | E | [6 empty] | 0
3 |  | 733 | 3780 | 3 | HR | 115344 |  | OP | 6 | 1980 |  |  |  | WAT |  |  | 0 | 105000 | 105000 | 0 |  | 0 | 0 | 0 | 0 | 0 | 0 | [6 empty] | 0 | 0 | 0 | 3 | 1980 | 0 | 0 | E | [6 empty] | 0
3 |  | 733 | 3780 | 4 | HC | 150100 |  | OP | 2 | 1966 |  |  |  | WAT |  |  | 0 | 160000 | 160000 | 0 |  | 0 | 0 | 0 | 0 | 0 | 0 | [6 empty] | 0 | 0 | 0 | 11 | 1965 | 0 | 0 | E | [6 empty] | 0
3 |  | 733 | 3780 | 5 | HR | 66025 |  | OP | 2 | 1966 |  |  |  | WAT |  |  | 0 | 70000 | 70000 | 0 |  | 0 | 0 | 0 | 0 | 0 | 0 | [6 empty] | 0 | 0 | 0 | 11 | 1965 | 0 | 0 | E | [6 empty] | 0
3 |  | 733 | 3934 | 3 | ST | 25000 |  |  | 99 | 1919 |  |  |  | BIT |  |  | 0 | 0 | 0 | 0 | RE | 9 | 1974 | 0 | 0 | 0 | 0 | [6 empty] | 0 | 0 | 0 | 0 | 1919 | 0 | 0 | E | [6 empty] | 0
3 |  | 733 | 3934 | 4 | ST | 22000 |  |  | 99 | 1921 |  |  |  | BIT |  |  | 0 | 0 | 0 | 0 | RE | 9 | 1974 | 0 | 0 | 0 | 0 | [6 empty] | 0 | 0 | 0 | 0 | 1921 | 0 | 0 | E | [6 empty] | 0
3 |  | 733 | 3934 | 8 | ST | 85000 |  |  | 9 | 1942 |  |  |  | BIT |  |  | 0 | 0 | 0 | 0 | RE | 8 | 1981 | 0 | 0 | 0 | 0 | [6 empty] | 0 | 0 | 0 | 0 | 1942 | 0 | 0 | E | [6 empty] | 0
3 |  | 733 | 3934 | 9 | ST | 85000 |  |  | 8 | 1943 |  |  |  | BIT |  |  | 0 | 0 | 0 | 0 | RE | 8 | 1981 | 0 | 0 | 0 | 0 | [6 empty] | 0 | 0 | 0 | 0 | 1943 | 0 | 0 | E | [6 empty] | 0
3 |  | 733 | 3935 | 1 | ST | 816300 | B | OP | 9 | 1971 | FO2 |  |  | BIT |  |  | 8975 | 800000 | 800000 | 0 |  | 0 | 0 | 0 | 0 | 0 | 0 | [6 empty] | 0 | 0 | 0 | 6 | 1971 | 0 | 0 | E | [6 empty] | 0
3 |  | 733 | 3935 | 2 | ST | 816300 | B | OP | 6 | 1972 | FO2 |  |  | BIT |  |  | 8979 | 800000 | 800000 | 0 |  | 0 | 0 | 0 | 0 | 0 | 0 | [6 empty] | 0 | 0 | 0 | 3 | 1972 | 0 | 0 | E | [6 empty] | 0
3 |  | 733 | 3935 | 3 | ST | 1300000 | B | OP | 10 | 1973 | FO2 |  |  | BIT |  |  | 9337 | 1300000 | 1300000 | 0 |  | 0 | 0 | 0 | 0 | 0 | 0 | [6 empty] | 0 | 0 | 0 | 7 | 1973 | 0 | 0 | E | [6 empty] | 0
3 |  | 733 | 3936 | 1 | ST | 219688 | B | OP | 7 | 1953 | FO2 |  |  | BIT |  |  | 9272 | 195000 | 200000 | 0 |  | 0 | 0 | 0 | 0 | 0 | 0 | [6 empty] | 0 | 0 | 0 | 6 | 1953 | 0 | 0 | E | [6 empty] | 0
3 |  | 733 | 3936 | 2 | ST | 219688 | B | OP | 12 | 1953 | FO2 |  |  | BIT |  |  | 9303 | 195000 | 200000 | 0 |  | 0 | 0 | 0 | 0 | 0 | 0 | [6 empty] | 0 | 0 | 0 | 11 | 1953 | 0 | 0 | E | [6 empty] | 0
3 |  | 733 | 6007 | 1 | HR | 0 |  |  | 0 | 0 | [6 empty] | 0 | 0 | 0 | 200000 | CN | 99 | 9999 | 10 | 1981 | 0 | 0 |  |  |  | WAT |  |  | 0 | 0 | 0 | 0 | 0 | 205000 | 505000 | [7 empty] | 0
3 |  | 733 | 6007 | 2 | HR | 0 |  |  | 0 | 0 | [6 empty] | 0 | 0 | 0 | 200000 | CN | 99 | 9999 | 10 | 1981 | 0 | 0 |  |  |  | WAT |  |  | 0 | 0 | 0 | 0 | 0 | 205000 | 505000 | [7 empty] | 0
3 |  | 733 | 6007 | 3 | HR | 0 |  |  | 0 | 0 | [6 empty] | 0 | 0 | 0 | 200000 | CN | 99 | 9999 | 10 | 1981 | 0 | 0 |  |  |  | WAT |  |  | 0 | 0 | 0 | 0 | 0 | 205000 | 505000 | [7 empty] | 0
3 |  | 733 | 6007 | 4 | HR | 0 |  |  | 0 | 0 | [6 empty] | 0 | 0 | 0 | 200000 | CN | 99 | 9999 | 10 | 1981 | 0 | 0 |  |  |  | WAT |  |  | 0 | 0 | 0 | 0 | 0 | 205000 | 505000 | [7 empty] | 0
3 |  | 733 | 6007 | 5 | HR | 0 |  |  | 0 | 0 | [6 empty] | 0 | 0 | 0 | 200000 | CN | 99 | 9999 | 10 | 1981 | 0 | 0 |  |  |  | WAT |  |  | 0 | 0 | 0 | 0 | 0 | 205000 | 505000 | [7 empty] | 0
3 |  | 733 | 6007 | 6 | HR | 0 |  |  | 0 | 0 | [6 empty] | 0 | 0 | 0 | 200000 | CN | 99 | 9999 | 10 | 1981 | 0 | 0 |  |  |  | WAT |  |  | 0 | 0 | 0 | 0 | 0 | 205000 | 505000 | [7 empty] | 0
3 |  | 733 | 6007 | 7 | HR | 0 |  |  | 0 | 0 | [6 empty] | 0 | 0 | 0 | 200000 | CN | 99 | 9999 | 10 | 1981 | 0 | 0 |  |  |  | WAT |  |  | 0 | 0 | 0 | 0 | 0 | 205000 | 505000 | [7 empty] | 0
3 |  | 733 | 6007 | 8 | HR | 0 |  |  | 0 | 0 | [6 empty] | 0 | 0 | 0 | 200000 | CN | 99 | 9999 | 10 | 1981 | 0 | 0 |  |  |  | WAT |  |  | 0 | 0 | 0 | 0 | 0 | 205000 | 505000 | [7 empty] | 0
3 |  | 733 | 6007 | 9 | HC | 0 |  |  | 0 | 0 | [6 empty] | 0 | 0 | 0 | 100000 | CN | 99 | 9999 | 10 | 1981 | 0 | 0 |  |  |  | WAT |  |  | 0 | 0 | 0 | 0 | 0 | 113000 | 106000 | [7 empty] | 0
3 |  | 733 | 6007 | 10 | HC | 0 |  |  | 0 | 0 | [6 empty] | 0 | 0 | 0 | 100000 | CN | 99 | 9999 | 10 | 1981 | 0 | 0 |  |  |  | WAT |  |  | 0 | 0 | 0 | 0 | 0 | 113000 | 106000 | [7 empty] | 0
3 |  | 733 | 6264 | 1 | ST | 1300000 | B | OP | 9 | 1980 | FO2 |  |  | BIT |  |  | 9482 | 1300000 | 1300000 | 0 |  | 0 | 0 | 0 | 0 | 0 | 0 | [6 empty] | 0 | 0 | 0 | 5 | 1980 | 0 | 0 | E | [6 empty] | 0
3 | B154 | 733 | 6560 | 1 | HC | 4800 |  | OP | 12 | 1935 |  |  |  | WAT |  |  | 0 | 16000 | 16000 | 0 |  | 0 | 0 | 0 | 0 | 0 | 0 | [6 empty] | 0 | 0 | 0 | 0 | 1935 | 0 | 0 | E | [6 empty] | 0
3 | B154 | 733 | 6560 | 2 | HC | 4800 |  | OP | 12 | 1935 |  |  |  | WAT |  |  | 0 | 0 | 0 | 0 |  | 0 | 0 | 0 | 0 | 0 | 0 | [6 empty] | 0 | 0 | 0 | 0 | 1935 | 0 | 0 | E | [6 empty] | 0
3 | B154 | 733 | 6560 | 3 | HC | 4800 |  | OP | 12 | 1935 |  |  |  | WAT |  |  | 0 | 0 | 0 | 0 |  | 0 | 0 | 0 | 0 | 0 | 0 | [6 empty] | 0 | 0 | 0 | 0 | 1935 | 0 | 0 | E | [6 empty] | 0
3 | B153 | 733 | 6561 | 1 | HC | 4800 |  | OP | 12 | 1935 |  |  |  | WAT |  |  | 0 | 16000 | 16000 | 0 |  | 0 | 0 | 0 | 0 | 0 | 0 | [6 empty] | 0 | 0 | 0 | 0 | 1935 | 0 | 0 | E | [6 empty] | 0
3 | B153 | 733 | 6561 | 2 | HC | 4800 |  | OP | 12 | 1935 |  |  |  | WAT |  |  | 0 | 0 | 0 | 0 |  | 0 | 0 | 0 | 0 | 0 | 0 | [6 empty] | 0 | 0 | 0 | 0 | 1935 | 0 | 0 | E | [6 empty] | 0
3 | B153 | 733 | 6561 | 3 | HC | 4800 |  | OP | 12 | 1935 |  |  |  | WAT |  |  | 0 | 0 | 0 | 0 |  | 0 | 0 | 0 | 0 | 0 | 0 | [6 empty] | 0 | 0 | 0 | 0 | 1935 | 0 | 0 | E | [6 empty] | 0
3 |  | 733 | 6562 | 1 | HC | 4920 |  | OP | 1 | 1938 |  |  |  | WAT |  |  | 0 | 6500 | 6500 | 0 |  | 0 | 0 | 0 | 0 | 0 | 0 | [6 empty] | 0 | 0 | 0 | 10 | 1937 | 0 | 0 | E | [6 empty] | 0
3 |  | 733 | 6562 | 2 | HC | 4920 |  | OP | 1 | 1938 |  |  |  | WAT |  |  | 0 | 6500 | 6500 | 0 |  | 0 | 0 | 0 | 0 | 0 | 0 | [6 empty] | 0 | 0 | 0 | 10 | 1937 | 0 | 0 | E | [6 empty] | 0
3 |  | 733 | 6562 | 3 | HC | 4920 |  | OP | 1 | 1938 |  |  |  | WAT |  |  | 0 | 6500 | 6500 | 0 |  | 0 | 0 | 0 | 0 | 0 | 0 | [6 empty] | 0 | 0 | 0 | 10 | 1937 | 0 | 0 | E | [6 empty] | 0
3 |  | 765 | 4100 | 1 | IC | 1360 | P | SB | 99 | 1956 | FO2 |  |  | FO2 |  |  | 0 | 1286 | 1286 | 0 |  | 0 | 0 | 0 | 0 | 0 | 0 | [6 empty] | 0 | 0 | 0 | 0 | 1956 | 0 | 0 | E | [6 empty] | 0
3 |  | 765 | 4100 | 2 | IC | 980 | P | SB | 99 | 1948 | FO2 |  |  | FO2 |  |  | 0 | 964 | 964 | 0 |  | 0 | 0 | 0 | 0 | 0 | 0 | [6 empty] | 0 | 0 | 0 | 0 | 1948 | 0 | 0 | E | [6 empty] | 0
3 |  | 765 | 4100 | 3 | IC | 473 | P | SB | 99 | 1940 | FO2 |  |  | FO2 |  |  | 0 | 435 | 435 | 0 |  | 0 | 0 | 0 | 0 | 0 | 0 | [6 empty] | 0 | 0 | 0 | 0 | 1940 | 0 | 0 | E | [6 empty] | 0
3 |  | 765 | 4100 | 4 | IC | 240 | P | SB | 99 | 1930 | FO2 |  |  | FO2 |  |  | 0 | 242 | 242 | 0 |  | 0 | 0 | 0 | 0 | 0 | 0 | [6 empty] | 0 | 0 | 0 | 0 | 1930 | 0 | 0 | E | [6 empty] | 0
3 |  | 765 | 4100 | 5 | IC | 3090 | P | SB | 99 | 1972 | FO2 |  |  | NG | FO2 |  | 0 | 3017 | 3017 | 0 |  | 0 | 0 | 0 | 0 | 0 | 0 | [6 empty] | 0 | 0 | 0 | 0 | 1972 | 0 | 0 | E | [6 empty] | 0
3 |  | 765 | 4100 | 6 | IC | 3000 | P | SB | 9 | 1986 | FO2 |  |  | NG | FO2 |  | 0 | 3165 | 3165 | 0 |  | 0 | 0 | 0 | 0 | 0 | 0 | [6 empty] | 0 | 0 | 0 | 9 | 1986 | 0 | 0 | [7 empty] | 0
3 |  | 768 | 2902 | 1 | IC | 750 |  | SB | 9 | 1951 | FO2 |  |  | FO2 |  |  | 0 | 684 | 771 | 0 |  | 0 | 0 | 0 | 0 | 0 | 0 | [6 empty] | 0 | 0 | 0 | 8 | 1951 | 0 | 0 | E | E | E |  |  |  |  | 0
3 |  | 768 | 2902 | 2 | IC | 550 |  | SB | 10 | 1946 | FO2 |  |  | FO2 |  |  | 0 | 500 | 561 | 0 |  | 0 | 0 | 0 | 0 | 0 | 0 | [6 empty] | 0 | 0 | 0 | 9 | 1946 | 0 | 0 | E | E | E |  |  |  |  | 0
3 |  | 792 | 7810 | 1 | HC | 50 | B | OS | 88 | 1929 | WAT |  |  | WAT |  |  | 0 | 40 | 30 | 0 |  | 0 | 0 | 0 | 0 | 0 | 0 | [6 empty] | 0 | 0 | 0 | 0 | 1929 | 0 | 0 | E | [6 empty] | 0
3 |  | 792 | 7810 | 2 | IC | 300 | P |  | 88 | 1947 | FO2 |  |  | FO2 |  |  | 0 | 350 | 360 | 0 | RE | 12 | 1989 | 0 | 0 | 0 | 0 | [6 empty] | 0 | 0 | 0 | 0 | 1947 | 0 | 0 | E | [6 empty] | 0
3 |  | 792 | 7810 | 3 | IC | 1136 | P | SB | 88 | 1973 | FO2 |  |  | FO2 |  |  | 0 | 1175 | 1200 | 0 |  | 0 | 0 | 0 | 0 | 0 | 0 | [6 empty] | 0 | 0 | 0 | 0 | 1973 | 0 | 0 | E | [6 empty] | 0
3 |  | 792 | 7810 | 4 | IC | 1136 |  | SB | 10 | 1989 |  |  |  | FO2 |  |  | 0 | 1175 | 1200 | 0 |  | 0 | 0 | 0 | 0 | 0 | 0 | [6 empty] | 0 | 0 | 0 | 10 | 1989 | 0 | 0 | [7 empty] | 0
3 |  | 796 | 160 | GT1 | CT | 10046 | P | OP | 2 | 1963 | NG |  |  | NG |  |  | 16750 | 10000 | 10000 | 0 |  | 0 | 0 | 0 | 0 | 0 | 0 | [6 empty] | 0 | 0 | 0 | 1 | 1963 | 0 | 0 | E | [6 empty] | 0
3 |  | 796 | 160 | GT2 | GT | 21300 | P | OP | 6 | 1972 | NG | FO2 |  | NG | FO2 |  | 14362 | 20000 | 20000 | 0 |  | 0 | 0 | 0 | 0 | 0 | 0 | [6 empty] | 0 | 0 | 0 | 5 | 1972 | 0 | 0 | E | [6 empty] | 0
3 |  | 796 | 160 | GT3 | GT | 70031 | P | OP | 6 | 1975 | NG | FO2 |  | NG | FO2 |  | 12990 | 69000 | 69000 | 0 |  | 0 | 0 | 0 | 0 | 0 | 0 | [6 empty] | 0 | 0 | 0 | 5 | 1975 | 0 | 0 | E | [6 empty] | 0
3 |  | 796 | 160 | ST1 | CA | 75000 | P | OP | 11 | 1964 | NG | FO2 |  | NG | FO2 | FO6 | 11861 | 71000 | 71000 | 0 |  | 0 | 0 | 0 | 0 | 0 | 0 | [6 empty] | 0 | 0 | 0 | 9 | 1964 | 0 | 0 | E | [6 empty] | 0
3 |  | 796 | 160 | ST2 | ST | 194703 | B | OP | 1 | 1979 | NG |  |  | SUB | NG |  | 10293 | 175000 | 175000 | 0 |  | 0 | 0 | 0 | 0 | 0 | 0 | [6 empty] | 0 | 0 | 0 | 10 | 1978 | 0 | 0 | E | [6 empty] | 0
3 |  | 796 | 160 | ST3 | ST | 194703 | B | OP | 9 | 1979 | NG |  |  | SUB |  |  | 10293 | 175000 | 175000 | 0 |  | 0 | 0 | 0 | 0 | 10 | 1988 | [6 empty] | 175000 | 175000 | 0 | 6 | 1979 | 0 | 0 | E | [6 empty] | 0
3 |  | 796 | 5026 | 1 | ST | 0 |  |  | 0 | 0 | [6 empty] | 0 | 0 | 0 | 360000 | CN | 99 | 9999 | 6 | 1988 | 88 | 1990 |  |  |  | COL |  |  | 0 | 0 | 0 | 0 | 0 | 337000 | 344000 | [7 empty] | 0
3 |  | 796 | 5026 | 2 | ST | 0 |  |  | 0 | 0 | [6 empty] | 0 | 0 | 0 | 360000 | CN | 99 | 9999 | 6 | 1990 | 88 | 1995 |  |  |  | COL |  |  | 0 | 0 | 0 | 0 | 0 | 337000 | 344000 | [7 empty] | 0
3 |  | 798 | 6277 | 1 | HC | 0 |  |  | 0 | 0 | [6 empty] | 0 | 0 | 0 | 250000 | CN | 0 | 0 | 0 | 0 | 0 | 0 |  |  |  | WAT |  |  | 0 | 0 | 0 | 0 | 0 | 292000 | 271000 | [7 empty] | 0
3 |  | 798 | 6277 | 2 | NB | 0 |  |  | 0 | 0 | [6 empty] | 0 | 0 | 0 | 250000 | CN | 99 | 0 | 6 | 1980 | 4 | 1982 |  |  |  | UR |  |  | 0 | 0 | 0 | 0 | 0 | 0 | 0 | [7 empty] | 0
3 |  | 803 | 112 | 1 | HC | 1800 | B | OP | 6 | 1909 | WAT |  |  | WAT |  |  | 0 | 1400 | 1400 | 0 |  | 0 | 0 | 0 | 0 | 0 | 0 | [6 empty] | 0 | 0 | 0 | 3 | 1909 | 0 | 0 | E | [6 empty] | 0
3 |  | 803 | 112 | 2 | HC | 1800 | B | OP | 7 | 1909 | WAT |  |  | WAT |  |  | 0 | 1400 | 1400 | 0 |  | 0 | 0 | 0 | 0 | 0 | 0 | [6 empty] | 0 | 0 | 0 | 4 | 1909 | 0 | 0 | E | [6 empty] | 0
3 |  | 803 | 112 | 3 | HC | 1800 | B | OP | 9 | 1909 | WAT |  |  | WAT |  |  | 0 | 1400 | 1400 | 0 |  | 0 | 0 | 0 | 0 | 0 | 0 | [6 empty] | 0 | 0 | 0 | 6 | 1909 | 0 | 0 | E | [6 empty] | 0
3 |  | 803 | 113 | 1 | ST | 113636 | C | OP | 5 | 1962 | NG |  |  | BIT |  |  | 10326 | 110000 | 110000 | 0 |  | 0 | 0 | 0 | 0 | 0 | 0 | [6 empty] | 0 | 0 | 0 | 3 | 1962 | 0 | 0 | E | [6 empty] | 0
3 |  | 803 | 113 | 2 | ST | 288900 | C | OP | 6 | 1978 | FO2 |  |  | BIT |  |  | 10629 | 235000 | 235000 | 288900 | MO | 0 | 0 | 1 | 1998 | 1 | 1996 |  |  |  | BIT |  |  | 269000 | 269000 | 0 | 3 | 1978 | 271066 | 276691 | E | [6 empty] | 0
3 |  | 803 | 113 | 3 | ST | 288900 | C | OP | 5 | 1980 | FO2 |  |  | BIT |  |  | 10492 | 245000 | 245000 | 288900 | MO | 0 | 0 | 1 | 1996 | 1 | 1996 |  |  |  | BIT |  |  | 260000 | 260000 | 0 | 1 | 1980 | 271066 | 276691 | E | [6 empty] | 0
3 |  | 803 | 113 | 4 | ST | 414000 | B | OP | 6 | 1981 | FO2 |  |  | BIT |  |  | 10102 | 350000 | 350000 | 0 |  | 0 | 0 | 1 | 1996 | 0 | 0 | [6 empty] | 0 | 0 | 0 | 2 | 1981 | 0 | 0 | E | [6 empty] | 0
3 |  | 803 | 113 | 5 | ST | 0 |  |  | 0 | 0 | [6 empty] | 0 | 0 | 0 | 375000 | PL | 0 | 0 | 5 | 1983 | 6 | 2009 |  |  |  | BIT |  |  | 340000 | 340000 | 0 | 0 | 0 | 350406 | 357632 | [7 empty] | 0
3 |  | 803 | 114 | 1 | GT | 26100 | P | OP | 5 | 1972 | FO2 |  |  | FO2 |  |  | 14619 | 20700 | 20700 | 0 |  | 0 | 0 | 0 | 0 | 0 | 0 | [6 empty] | 0 | 0 | 0 | 4 | 1972 | 0 | 0 | E | [6 empty] | 0
3 |  | 803 | 115 | 1 | HC | 1600 | B | OP | 4 | 1916 |  |  |  | WAT |  |  | 0 | 1400 | 1400 | 0 |  | 0 | 0 | 0 | 0 | 0 | 0 | [6 empty] | 0 | 0 | 0 | 1 | 1916 | 0 | 0 | E | [6 empty] | 0
3 |  | 803 | 116 | 1 | ST | 113636 | P | OP | 6 | 1960 | NG | FO6 |  | NG | FO6 |  | 10786 | 114900 | 114900 | 113636 | MO | 0 | 0 | 1 | 1997 | 5 | 2001 |  |  |  | NG | FO6 |  | 146400 | 146400 | 0 | 5 | 1960 | 108201 | 110498 | E | [6 empty] | 0
3 |  | 803 | 116 | 2 | ST | 113636 | P | OP | 3 | 1960 | NG | FO6 |  | NG | FO6 |  | 10571 | 114500 | 114500 | 113636 | MO | 0 | 0 | 1 | 1997 | 1 | 1998 |  |  |  | NG | FO6 |  | 146400 | 146400 | 0 | 2 | 1960 | 108201 | 110498 | E | [6 empty] | 0
3 |  | 803 | 116 | GT1 | GT | 53125 | P | OP | 5 | 1972 | NG | FO2 |  | NG | FO2 |  | 14277 | 55900 | 55900 | 0 |  | 0 | 0 | 0 | 0 | 0 | 0 | [6 empty] | 0 | 0 | 0 | 4 | 1972 | 0 | 0 | E | [6 empty] | 0
3 |  | 803 | 116 | GT2 | GT | 53125 | P | OP | 7 | 1973 | NG | FO2 |  | NG | FO2 |  | 14277 | 55900 | 55900 | 0 |  | 0 | 0 | 0 | 0 | 0 | 0 | [6 empty] | 0 | 0 | 0 | 6 | 1973 | 0 | 0 | E | [6 empty] | 0
3 |  | 803 | 117 | 4 | ST | 34500 | P | SB | 7 | 1948 | NG | FO6 |  | NG | FO6 |  | 12420 | 33300 | 33300 | 0 |  | 0 | 0 | 0 | 0 | 0 | 0 | [6 empty] | 0 | 0 | 0 | 7 | 1948 | 0 | 0 | [7 empty] | 0
3 |  | 803 | 117 | 5 | ST | 16000 | P | SB | 6 | 1949 | NG | FO6 |  | NG | FO6 |  | 14100 | 12000 | 12000 | 0 |  | 0 | 0 | 0 | 0 | 0 | 0 | [6 empty] | 0 | 0 | 0 | 5 | 1949 | 0 | 0 | E | [6 empty] | 0
3 |  | 803 | 117 | 6 | ST | 69000 | P | SB | 4 | 1950 | NG | FO6 |  | NG | FO6 |  | 12550 | 63000 | 63000 | 0 |  | 0 | 0 | 0 | 0 | 0 | 0 | [6 empty] | 0 | 0 | 0 | 3 | 1950 | 0 | 0 | E | [6 empty] | 0
3 |  | 803 | 117 | 1B | CS | 132000 | C | OP | 6 | 1976 | NG | FO2 | FO6 | NG | FO2 | FO6 | 9201 | 84500 | 84500 | 132000 | MO | 0 | 0 | 1 | 1997 | 5 | 2000 |  |  |  | NG |  |  | 98200 | 98200 | 0 | 3 | 1976 | 107696 | 111613 | E | [6 empty] | 0
3 |  | 803 | 117 | 2B | CS | 132000 | C | OP | 6 | 1976 | NG | FO2 | FO6 | NG | FO2 | FO6 | 9201 | 84500 | 84500 | 132000 | MO | 0 | 0 | 1 | 1998 | 1 | 1999 |  |  |  | NG |  |  | 98200 | 98200 | 0 | 3 | 1976 | 107696 | 111613 | E | [6 empty] | 0
3 |  | 803 | 117 | 3B | CS | 132000 | C | OP | 6 | 1976 | NG | FO2 | FO6 | NG | FO2 | FO6 | 9201 | 84500 | 84500 | 132000 | MO | 0 | 0 | 1 | 1998 | 5 | 1999 |  |  |  | NG |  |  | 98200 | 98200 | 0 | 3 | 1976 | 107696 | 111613 | E | [6 empty] | 0
3 |  | 803 | 117 | GT1 | GT | 53125 | P | OP | 5 | 1972 | NG | FO2 |  | NG | FO2 |  | 14277 | 56200 | 56200 | 0 |  | 0 | 0 | 0 | 0 | 0 | 0 | [6 empty] | 0 | 0 | 0 | 4 | 1972 | 0 | 0 | E | [6 empty] | 0
3 |  | 803 | 117 | GT2 | GT | 53125 | P | OP | 7 | 1973 | NG | FO2 |  | NG | FO2 |  | 14277 | 56200 | 56200 | 0 |  | 0 | 0 | 0 | 0 | 0 | 0 | [6 empty] | 0 | 0 | 0 | 6 | 1973 | 0 | 0 | E | [6 empty] | 0
3 |  | 803 | 118 | 1 | ST | 125000 | P | OP | 7 | 1954 | NG | FO6 |  | NG | FO6 |  | 11763 | 115000 | 115000 | 0 |  | 0 | 0 | 0 | 0 | 0 | 0 | [6 empty] | 0 | 0 | 0 | 6 | 1954 | 0 | 0 | E | [6 empty] | 0
3 |  | 803 | 118 | 2 | ST | 125000 | P | OP | 6 | 1955 | NG | FO6 |  | NG | FO6 |  | 11971 | 99000 | 99000 | 0 |  | 0 | 0 | 0 | 0 | 0 | 0 | [6 empty] | 0 | 0 | 0 | 5 | 1955 | 0 | 0 | E | [6 empty] | 0
3 |  | 803 | 118 | GT1 | GT | 53125 | P | OP | 5 | 1972 | NG | FO2 |  | NG | FO2 |  | 14277 | 54500 | 54500 | 0 |  | 0 | 0 | 0 | 0 | 0 | 0 | [6 empty] | 0 | 0 | 0 | 4 | 1972 | 0 | 0 | E | [6 empty] | 0
3 |  | 803 | 118 | GT2 | GT | 53125 | P | OP | 7 | 1973 | NG | FO2 |  | NG | FO2 |  | 14277 | 54500 | 54500 | 0 |  | 0 | 0 | 0 | 0 | 0 | 0 | [6 empty] | 0 | 0 | 0 | 6 | 1973 | 0 | 0 | E | [6 empty] | 0
3 |  | 803 | 118 | GT3 | GT | 0 |  |  | 0 | 0 | [6 empty] | 0 | 0 | 0 | 50000 | CN | 3 | 1987 | 5 | 1987 | 0 | 0 | LO |  |  | NG | FO2 |  | 0 | 0 | 0 | 0 | 0 | 41000 | 50000 | [7 empty] | 0
3 |  | 803 | 119 | 1 | IC | 6000 |  |  | 88 | 1917 |  |  |  | FO6 |  |  | 0 | 6000 | 6000 | 0 | RE | 0 | 1958 | 0 | 0 | 0 | 0 | [6 empty] | 0 | 0 | 0 | 0 | 1917 | 0 | 0 | E | E | E |  |  |  |  | 0
3 |  | 803 | 119 | 2 | IC | 2500 |  |  | 88 | 1917 |  |  |  | FO6 |  |  | 0 | 0 | 0 | 0 | RE | 9 | 1958 | 0 | 0 | 0 | 0 | [6 empty] | 0 | 0 | 0 | 0 | 1917 | 0 | 0 | E | [6 empty] | 0
3 |  | 803 | 120 | GT1 | GT | 23580 | P | OP | 7 | 1971 | NG | FO2 |  | NG | FO2 |  | 13998 | 19100 | 19100 | 0 |  | 0 | 0 | 0 | 0 | 0 | 0 | [6 empty] | 0 | 0 | 0 | 6 | 1971 | 0 | 0 | E | [6 empty] | 0
3 |  | 803 | 120 | GT2 | GT | 23580 | P | OP | 7 | 1971 | NG | FO2 |  | NG | FO2 |  | 13998 | 19100 | 19100 | 0 |  | 0 | 0 | 0 | 0 | 0 | 0 | [6 empty] | 0 | 0 | 0 | 6 | 1971 | 0 | 0 | E | [6 empty] | 0
3 |  | 803 | 120 | GT3 | GT | 72400 | P | OP | 6 | 1973 | NG | FO2 |  | NG | FO2 |  | 14277 | 54600 | 54600 | 0 |  | 0 | 0 | 0 | 0 | 0 | 0 | [6 empty] | 0 | 0 | 0 | 5 | 1973 | 0 | 0 | E | [6 empty] | 0
3 |  | 803 | 120 | GT4 | GT | 72400 | P | OP | 7 | 1974 | FO2 |  |  | FO2 |  |  | 13714 | 53900 | 53900 | 0 |  | 0 | 0 | 0 | 0 | 0 | 0 | [6 empty] | 0 | 0 | 0 | 6 | 1974 | 0 | 0 | E | [6 empty] | 0
3 |  | 803 | 121 | 1 | ST | 86700 | P | OP | 4 | 1959 | NG | FO6 |  | NG | FO6 |  | 10257 | 75000 | 75000 | 0 |  | 0 | 0 | 0 | 0 | 0 | 0 | [6 empty] | 0 | 0 | 0 | 3 | 1959 | 0 | 0 | E | [6 empty] | 0
3 |  | 803 | 121 | GT1 | GT | 0 |  |  | 0 | 0 | [6 empty] | 0 | 0 | 0 | 0 | CN | 99 | 9999 | 4 | 1978 | 4 | 1979 |  |  |  | FO2 |  |  | 0 | 0 | 0 | 0 | 0 | 0 | 0 | [7 empty] | 0
3 |  | 803 | 923 | GT1 | GT | 0 |  |  | 0 | 0 | [6 empty] | 0 | 0 | 0 | 80000 | PL | 0 | 0 | 5 | 1992 | 6 | 2000 |  |  |  | NG | FO2 |  | 75000 | 75000 | 0 | 0 | 0 | 65684 | 78861 | [7 empty] | 0
3 |  | 803 | 923 | GT2 | GT | 0 |  |  | 0 | 0 | [6 empty] | 0 | 0 | 0 | 80000 | PL | 0 | 0 | 6 | 1997 | 6 | 2001 |  |  |  | NG | FO2 |  | 75000 | 75000 | 0 | 0 | 0 | 65684 | 78861 | [7 empty] | 0
3 |  | 803 | 923 | GT3 | GT | 0 |  |  | 0 | 0 | [6 empty] | 0 | 0 | 0 | 80000 | PL | 0 | 0 | 6 | 1999 | 6 | 2004 |  |  |  | NG | FO2 |  | 75000 | 75000 | 0 | 0 | 0 | 65684 | 78861 | [7 empty] | 0
3 |  | 803 | 923 | GT4 | CS | 0 |  |  | 0 | 0 | [6 empty] | 0 | 0 | 0 | 230000 | PL | 0 | 0 | 6 | 1999 | 6 | 2003 |  |  |  | NG | FO2 |  | 225000 | 225000 | 0 | 0 | 0 | 183443 | 184395 | [7 empty] | 0
3 |  | 803 | 923 | GT5 | CS | 0 |  |  | 0 | 0 | [6 empty] | 0 | 0 | 0 | 230000 | PL | 0 | 0 | 6 | 1999 | 6 | 2006 |  |  |  | NG | FO2 |  | 225000 | 225000 | 0 | 0 | 0 | 183443 | 184395 | [7 empty] | 0
3 |  | 803 | 923 | GT6 | GT | 0 |  |  | 0 | 0 | [6 empty] | 0 | 0 | 0 | 75000 | CN | 12 | 1991 | 6 | 2000 | 0 | 0 |  |  |  | NG | FO2 |  | 70000 | 70000 | 0 | 0 | 0 | 61665 | 74034 | [7 empty] | 0
3 |  | 803 | 2442 | 1 | ST | 190080 | B | OP | 5 | 1963 | NG |  |  | BIT |  |  | 10750 | 170000 | 170000 | 0 |  | 0 | 0 | 0 | 0 | 0 | 0 | [6 empty] | 0 | 0 | 0 | 3 | 1963 | 0 | 0 | E | [6 empty] | 0
3 |  | 803 | 2442 | 2 | ST | 190080 | B | OP | 6 | 1963 | NG |  |  | BIT |  |  | 10980 | 170000 | 170000 | 0 |  | 0 | 0 | 0 | 0 | 0 | 0 | [6 empty] | 0 | 0 | 0 | 4 | 1963 | 0 | 0 | E | [6 empty] | 0
3 |  | 803 | 2442 | 3 | ST | 253440 | B | OP | 8 | 1964 | NG |  |  | BIT |  |  | 11029 | 220000 | 220000 | 0 |  | 0 | 0 | 0 | 0 | 0 | 0 | [6 empty] | 0 | 0 | 0 | 6 | 1964 | 0 | 0 | E | [6 empty] | 0
3 |  | 803 | 2442 | 4 | ST | 818100 | B | OP | 7 | 1969 | NG | BIT |  | BIT |  |  | 9894 | 740000 | 740000 | 0 |  | 0 | 0 | 0 | 0 | 0 | 0 | [6 empty] | 0 | 0 | 0 | 5 | 1969 | 0 | 0 | E | [6 empty] | 0
3 |  | 803 | 2442 | 5 | ST | 818100 | B | OP | 7 | 1970 | NG | BIT |  | BIT |  |  | 9701 | 740000 | 740000 | 0 |  | 0 | 0 | 0 | 0 | 0 | 0 | [6 empty] | 0 | 0 | 0 | 5 | 1970 | 0 | 0 | E | [6 empty] | 0
3 |  | 803 | 6008 | 1 | NP | 1403190 | B | OP | 1 | 1986 |  |  |  | UR |  |  | 10400 | 1270000 | 1270000 | 0 |  | 0 | 0 | 11 | 1980 | 0 | 0 | [6 empty] | 0 | 0 | 1270000 | 6 | 1985 | 0 | 0 | [7 empty] | 0
3 |  | 803 | 6008 | 2 | NP | 1403190 | B | OP | 9 | 1986 |  |  |  | UR |  |  | 10400 | 1270000 | 1270000 | 0 |  | 0 | 0 | 11 | 1981 | 0 | 0 | [6 empty] | 0 | 0 | 1270000 | 4 | 1986 | 0 | 0 | [7 empty] | 0
3 |  | 803 | 6008 | 3 | NP | 1403190 | B | OP | 1 | 1988 |  |  |  | UR |  |  | 10400 | 1270000 | 1270000 | 0 |  | 0 | 0 | 5 | 1982 | 0 | 0 | [6 empty] | 0 | 0 | 1270000 | 11 | 1987 | 0 | 0 | [7 empty] | 0
3 |  | 803 | 6008 | 4 | NP | 0 |  |  | 0 | 0 | [6 empty] | 0 | 0 | 0 | 1333000 | CN | 88 | 1979 | 5 | 1988 | 88 | 1988 |  |  |  | UR |  |  | 0 | 0 | 0 | 0 | 0 | 0 | 0 | [7 empty] | 0
3 |  | 803 | 6008 | 5 | NP | 0 |  |  | 0 | 0 | [6 empty] | 0 | 0 | 0 | 1333000 | CN | 88 | 1979 | 5 | 1990 | 88 | 1988 |  |  |  | UR |  |  | 0 | 0 | 0 | 0 | 0 | 0 | 0 | [7 empty] | 0
3 |  | 807 | 201 | 1 | ST | 60000 | P | SB | 5 | 1963 | NG |  |  | NG | FO6 |  | 11622 | 59000 | 59000 | 0 |  | 0 | 0 | 0 | 0 | 0 | 0 | [6 empty] | 0 | 0 | 0 | 3 | 1963 | 0 | 0 | E | [6 empty] | 0
3 |  | 807 | 202 | 1 | ST | 122000 | P | SC | 7 | 1966 | NG |  |  | NG | FO6 |  | 10785 | 122000 | 122000 | 0 |  | 0 | 0 | 0 | 0 | 0 | 0 | [6 empty] | 0 | 0 | 0 | 5 | 1966 | 0 | 0 | E | [6 empty] | 0
3 |  | 807 | 203 | 1 | ST | 133000 | P | SC | 5 | 1972 | NG |  |  | NG | FO6 |  | 10868 | 134000 | 134000 | 0 |  | 0 | 0 | 0 | 0 | 0 | 0 | [6 empty] | 0 | 0 | 0 | 2 | 1972 | 0 | 0 | E | [6 empty] | 0
3 |  | 807 | 7040 | 1 | HC | 10800 | B | OP | 12 | 1988 | WAT |  |  | WAT |  |  | 0 | 10800 | 10800 | 0 |  | 0 | 0 | 10 | 1988 | 0 | 0 | [6 empty] | 0 | 0 | 0 | 10 | 1988 | 0 | 0 | [7 empty] | 0
3 |  | 807 | 7040 | 2 | HC | 10800 | B | OP | 12 | 1988 |  |  |  | WAT |  |  | 0 | 10800 | 10800 | 0 |  | 0 | 0 | 10 | 1988 | 0 | 0 | [6 empty] | 0 | 0 | 0 | 10 | 1988 | 0 | 0 | [7 empty] | 0
3 |  | 807 | 7040 | 3 | HC | 10800 | B | OP | 12 | 1988 | WAT |  |  | WAT |  |  | 0 | 10800 | 10800 | 0 |  | 0 | 0 | 10 | 1988 | 0 | 0 | [6 empty] | 0 | 0 | 0 | 11 | 1988 | 0 | 0 | [7 empty] | 0
3 |  | 807 | 7135 | 1 | HC | 0 |  |  | 0 | 0 | [6 empty] | 0 | 0 | 0 | 10800 | PL | 0 | 0 | 5 | 1993 | 5 | 1993 |  |  |  | WAT |  |  | 10800 | 10800 | 0 | 0 | 0 | 11233 | 10801 | [7 empty] | 0
3 |  | 807 | 7135 | 2 | HC | 0 |  |  | 0 | 0 | [6 empty] | 0 | 0 | 0 | 10800 | PL | 0 | 0 | 6 | 1993 | 6 | 1993 |  |  |  | WAT |  |  | 10800 | 10800 | 0 | 0 | 0 | 11233 | 10801 | [7 empty] | 0
3 |  | 807 | 7135 | 3 | HC | 0 |  |  | 0 | 0 | [6 empty] | 0 | 0 | 0 | 10800 | PL | 0 | 0 | 7 | 1993 | 7 | 1993 |  |  |  | WAT |  |  | 10800 | 10800 | 0 | 0 | 0 | 11233 | 10801 | [7 empty] | 0
3 |  | 807 | 7246 | 1 | GT | 0 |  |  | 0 | 0 | [6 empty] | 0 | 0 | 0 | 100000 | PL | 0 | 0 | 6 | 1999 | 6 | 1999 |  |  |  | NG |  |  | 100000 | 100000 | 0 | 0 | 0 | 81711 | 98112 | [7 empty] | 0
3 |  | 814 | 166 | 1 | HC | 28000 | C | OP | 1 | 1932 | WAT |  |  | WAT |  |  | 0 | 29000 | 29000 | 0 |  | 0 | 0 | 0 | 0 | 0 | 0 | [6 empty] | 0 | 0 | 0 | 10 | 1931 | 0 | 0 | E | [6 empty] | 0
3 |  | 814 | 166 | 2 | HC | 28000 | C | OP | 1 | 1932 | WAT |  |  | WAT |  |  | 0 | 30000 | 30000 | 0 |  | 0 | 0 | 0 | 0 | 0 | 0 | [6 empty] | 0 | 0 | 0 | 10 | 1931 | 0 | 0 | E | [6 empty] | 0
3 |  | 814 | 167 | 1 | ST | 34500 | C | SC | 5 | 1947 | NG |  |  | NG | FO2 |  | 13294 | 35000 | 35000 | 0 | RT | 12 | 1997 | 0 | 0 | 0 | 0 | [6 empty] | 0 | 0 | 0 | 4 | 1947 | 0 | 0 | E | [6 empty] | 0
3 |  | 814 | 167 | 2 | ST | 69000 | C | SC | 7 | 1949 | NG |  |  | NG | FO2 |  | 12566 | 74000 | 74000 | 0 | RT | 12 | 1999 | 0 | 0 | 0 | 0 | [6 empty] | 0 | 0 | 0 | 6 | 1949 | 0 | 0 | E | [6 empty] | 0
3 |  | 814 | 167 | 3 | ST | 156250 | C | SC | 6 | 1954 | NG |  |  | NG | FO2 |  | 12012 | 130000 | 130000 | 0 | RT | 12 | 2004 | 0 | 0 | 0 | 0 | [6 empty] | 0 | 0 | 0 | 5 | 1954 | 0 | 0 | E | [6 empty] | 0
3 |  | 814 | 167 | 4 | IC | 5848 | P | OP | 7 | 1967 | FO2 |  |  | FO2 |  |  | 0 | 6000 | 6000 | 0 |  | 0 | 0 | 0 | 0 | 0 | 0 | [6 empty] | 0 | 0 | 0 | 6 | 1967 | 0 | 0 | E | [6 empty] | 0
3 |  | 814 | 168 | 1 | ST | 69000 | C | SC | 5 | 1951 | NG |  |  | NG | FO6 |  | 12188 | 72000 | 72000 | 0 | RT | 12 | 2001 | 0 | 0 | 0 | 0 | [6 empty] | 0 | 0 | 0 | 4 | 1951 | 0 | 0 | E | [6 empty] | 0
3 |  | 814 | 168 | 2 | ST | 69000 | C | SC | 5 | 1951 | NG |  |  | NG | FO6 |  | 11818 | 72000 | 72000 | 0 | RT | 12 | 2001 | 0 | 0 | 0 | 0 | [6 empty] | 0 | 0 | 0 | 4 | 1951 | 0 | 0 | E | [6 empty] | 0
3 |  | 814 | 169 | 1 | ST | 26550 | C | OP | 10 | 1943 | NG |  |  | NG | FO6 |  | 13344 | 30000 | 30000 | 0 | RT | 12 | 1993 | 0 | 0 | 0 | 0 | [6 empty] | 0 | 0 | 0 | 9 | 1943 | 0 | 0 | E | [6 empty] | 0
3 |  | 814 | 169 | 2 | ST | 156250 | C | OP | 8 | 1954 | NG |  |  | NG | FO6 |  | 11320 | 131000 | 131000 | 0 | RT | 12 | 2004 | 0 | 0 | 0 | 0 | [6 empty] | 0 | 0 | 0 | 7 | 1954 | 0 | 0 | E | [6 empty] | 0
3 |  | 814 | 170 | 1 | ST | 40000 | C | OP | 4 | 1950 | NG |  |  | NG | FO6 |  | 13356 | 52000 | 52000 | 0 | RT | 12 | 2000 | 0 | 0 | 0 | 0 | [6 empty] | 0 | 0 | 0 | 3 | 1950 | 0 | 0 | E | [6 empty] | 0
3 |  | 814 | 170 | 2 | ST | 40000 | C | OP | 8 | 1950 | NG |  |  | NG | FO6 |  | 13226 | 51000 | 51000 | 0 | RT | 12 | 2000 | 0 | 0 | 0 | 0 | [6 empty] | 0 | 0 | 0 | 7 | 1950 | 0 | 0 | E | [6 empty] | 0
3 |  | 814 | 170 | 3 | ST | 119500 | C | OP | 4 | 1953 | NG |  |  | NG | FO6 |  | 12303 | 106000 | 106000 | 0 | RT | 12 | 2003 | 0 | 0 | 0 | 0 | [6 empty] | 0 | 0 | 0 | 3 | 1953 | 0 | 0 | E | [6 empty] | 0
3 |  | 814 | 170 | 4 | ST | 552500 | C | OP | 4 | 1970 | NG |  |  | NG | FO6 |  | 10736 | 547000 | 547000 | 0 | RT | 12 | 2020 | 0 | 0 | 0 | 0 | [6 empty] | 0 | 0 | 0 | 2 | 1970 | 0 | 0 | E | [6 empty] | 0
3 |  | 814 | 171 | 1 | GT | 19550 | P | OP | 12 | 1970 | NG |  |  | NG | FO2 |  | 13880 | 18000 | 18000 | 0 |  | 0 | 0 | 0 | 0 | 0 | 0 | [6 empty] | 0 | 0 | 0 | 11 | 1970 | 0 | 0 | E | [6 empty] | 0
3 |  | 814 | 171 | 2 | GT | 19550 | P | OP | 12 | 1970 | NG |  |  | NG | FO2 |  | 13880 | 18000 | 18000 | 0 |  | 0 | 0 | 0 | 0 | 0 | 0 | [6 empty] | 0 | 0 | 0 | 11 | 1970 | 0 | 0 | E | [6 empty] | 0
3 |  | 814 | 171 | 3 | GT | 19550 | P | OP | 12 | 1970 | NG |  |  | NG | FO2 |  | 13880 | 19000 | 19000 | 0 |  | 0 | 0 | 0 | 0 | 0 | 0 | [6 empty] | 0 | 0 | 0 | 11 | 1970 | 0 | 0 | E | [6 empty] | 0
3 |  | 814 | 171 | 4 | GT | 19550 | P | OP | 12 | 1970 | NG |  |  | NG | FO2 |  | 13880 | 18000 | 18000 | 0 | RT | 12 | 2005 | 0 | 0 | 0 | 0 | [6 empty] | 0 | 0 | 0 | 11 | 1970 | 0 | 0 | E | [6 empty] | 0
3 |  | 814 | 173 | 1 | ST | 359000 | C | OP | 6 | 1961 | NG |  |  | NG | FO6 |  | 9976 | 356000 | 356000 | 0 | RT | 12 | 2011 | 0 | 0 | 0 | 0 | [6 empty] | 0 | 0 | 0 | 4 | 1961 | 0 | 0 | E | [6 empty] | 0
3 |  | 814 | 173 | 2 | ST | 544600 | C | OP | 3 | 1968 | NG |  |  | NG | FO6 |  | 9898 | 544000 | 544000 | 0 | RT | 12 | 2018 | 0 | 0 | 0 | 0 | [6 empty] | 0 | 0 | 0 | 1 | 1968 | 0 | 0 | E | [6 empty] | 0
3 |  | 814 | 173 | GT1 | GT | 19550 | P | OP | 10 | 1970 | NG |  |  | NG | FO2 |  | 16050 | 18000 | 18000 | 0 |  | 0 | 0 | 0 | 0 | 0 | 0 | [6 empty] | 0 | 0 | 0 | 9 | 1970 | 0 | 0 | E | [6 empty] | 0
3 |  | 814 | 174 | 1 | HC | 3000 | C | OP | 1 | 1925 | WAT |  |  | WAT |  |  | 0 | 4000 | 4000 | 0 |  | 0 | 0 | 0 | 0 | 0 | 0 | [6 empty] | 0 | 0 | 0 | 10 | 1924 | 0 | 0 | E | [6 empty] | 0
3 |  | 814 | 174 | 2 | HC | 3000 | C | OP | 1 | 1925 | WAT |  |  | WAT |  |  | 0 | 4000 | 4000 | 0 |  | 0 | 0 | 0 | 0 | 0 | 0 | [6 empty] | 0 | 0 | 0 | 10 | 1924 | 0 | 0 | E | [6 empty] | 0
3 |  | 814 | 174 | 3 | HC | 3000 | C | OP | 1 | 1925 | WAT |  |  | WAT |  |  | 0 | 3000 | 3000 | 0 |  | 0 | 0 | 0 | 0 | 0 | 0 | [6 empty] | 0 | 0 | 0 | 10 | 1924 | 0 | 0 | E | [6 empty] | 0
3 |  | 814 | 2073 | 1 | ST | 30000 | C |  | 10 | 1950 | NG |  |  | NG | FO6 |  | 0 | 35000 | 35000 | 0 | RE | 1 | 1985 | 0 | 0 | 0 | 0 | [6 empty] | 0 | 0 | 0 | 9 | 1950 | 0 | 0 | E | [6 empty] | 0
3 |  | 814 | 6009 | 1 | ST | 850000 | C | OP | 8 | 1980 | FO2 |  |  | SUB |  |  | 10171 | 815000 | 815000 | 0 | RT | 12 | 2030 | 0 | 0 | 0 | 0 | [6 empty] | 0 | 0 | 0 | 4 | 1980 | 0 | 0 | E | [6 empty] | 0
3 |  | 814 | 6009 | 2 | ST | 850000 | C | OP | 7 | 1981 | FO2 |  |  | SUB |  |  | 10250 | 844000 | 844000 | 0 | RT | 12 | 2031 | 0 | 0 | 0 | 0 | [6 empty] | 0 | 0 | 0 | 3 | 1981 | 0 | 0 | E | [6 empty] | 0
3 |  | 814 | 6641 | 1 | ST | 850000 | C | OP | 1 | 1983 | FO2 |  |  | SUB |  |  | 9915 | 836000 | 836000 | 0 | RT | 12 | 2033 | 0 | 0 | 0 | 0 | [6 empty] | 0 | 0 | 0 | 9 | 1982 | 0 | 0 | E | [6 empty] | 0
3 |  | 814 | 6641 | 2 | ST | 850000 | C | OP | 12 | 1984 | FO2 |  |  | SUB |  |  | 9855 | 842000 | 842000 | 0 | RT | 12 | 2034 | 0 | 0 | 0 | 0 | [6 empty] | 0 | 0 | 0 | 8 | 1984 | 0 | 0 | E | [6 empty] | 0
3 |  | 814 | 8055 | 1 | NP | 902518 | B | OP | 12 | 1974 | UR |  |  | UR |  |  | 10401 | 836000 | 836000 | 0 |  | 0 | 0 | 0 | 0 | 0 | 0 | [6 empty] | 0 | 0 | 850000 | 5 | 1974 | 0 | 0 | [7 empty] | 0
3 |  | 814 | 8055 | 2 | NP | 942526 | B | OP | 3 | 1980 | UR |  |  | UR |  |  | 10577 | 858000 | 858000 | 0 |  | 0 | 0 | 0 | 0 | 0 | 0 | [6 empty] | 0 | 0 | 912000 | 12 | 1978 | 0 | 0 | [7 empty] | 0
3 |  | 814 | 8109 | 1 | GT | 64500 |  | OP | 10 | 1974 | FO2 |  |  | FO2 |  |  | 11234 | 63000 | 63000 | 0 |  | 0 | 0 | 0 | 0 | 0 | 0 | [6 empty] | 0 | 0 | 0 | 9 | 1974 | 0 | 0 | E | [6 empty] | 0
3 |  | 814 | 8109 | 2 | GT | 64500 |  | OP | 10 | 1974 | FO2 |  |  | FO2 |  |  | 12766 | 63000 | 63000 | 0 |  | 0 | 0 | 0 | 0 | 0 | 0 | [6 empty] | 0 | 0 | 0 | 9 | 1974 | 0 | 0 | E | [6 empty] | 0
3 |  | 814 | 8109 | 3 | GT | 64500 |  | OP | 10 | 1974 | FO2 |  |  | FO2 |  |  | 12881 | 63000 | 63000 | 0 |  | 0 | 0 | 0 | 0 | 0 | 0 | [6 empty] | 0 | 0 | 0 | 9 | 1974 | 0 | 0 | E | [6 empty] | 0
3 |  | 831 | 6214 | 1 | IC | 300 |  |  | 99 | 1949 |  |  |  | FO2 |  |  | 0 | 0 | 0 | 0 | RE | 12 | 1981 | 0 | 0 | 0 | 0 | [6 empty] | 0 | 0 | 0 | 0 | 1949 | 0 | 0 | E | [6 empty] | 0
3 |  | 831 | 6214 | 2 | IC | 300 |  |  | 99 | 1949 |  |  |  | FO2 |  |  | 0 | 0 | 0 | 0 | RE | 12 | 1981 | 0 | 0 | 0 | 0 | [6 empty] | 0 | 0 | 0 | 0 | 1949 | 0 | 0 | E | [6 empty] | 0
3 |  | 831 | 6214 | 3 | IC | 300 |  |  | 99 | 1949 |  |  |  | FO2 |  |  | 0 | 0 | 0 | 0 | RE | 12 | 1981 | 0 | 0 | 0 | 0 | [6 empty] | 0 | 0 | 0 | 0 | 1949 | 0 | 0 | E | [6 empty] | 0
3 |  | 871 | 2216 | 1 | IC | 560 | P | SB | 88 | 1960 | FO2 |  |  | FO2 |  |  | 12150 | 500 | 500 | 0 |  | 0 | 0 | 0 | 0 | 0 | 0 | [6 empty] | 0 | 0 | 0 | 0 | 1960 | 0 | 0 | E | [6 empty] | 0
3 |  | 871 | 2216 | 2 | IC | 150 |  | OS | 88 | 1928 | FO2 |  |  | FO2 |  |  | 0 | 134 | 148 | 0 |  | 0 | 0 | 0 | 0 | 0 | 0 | [6 empty] | 0 | 0 | 0 | 0 | 1928 | 0 | 0 | E | E | E |  |  |  |  | 0
3 |  | 871 | 2216 | 3 | IC | 200 | P | SB | 88 | 1941 | FO2 |  |  | FO2 |  |  | 12150 | 180 | 180 | 0 |  | 0 | 0 | 0 | 0 | 0 | 0 | [6 empty] | 0 | 0 | 0 | 0 | 1941 | 0 | 0 | E | [6 empty] | 0
3 |  | 871 | 2216 | 4 | IC | 300 | P | SB | 88 | 1949 | FO2 |  |  | FO2 |  |  | 12150 | 270 | 270 | 0 |  | 0 | 0 | 0 | 0 | 0 | 0 | [6 empty] | 0 | 0 | 0 | 0 | 1949 | 0 | 0 | E | [6 empty] | 0
3 |  | 911 | 1259 | 1 | IC | 675 | P | OP | 9 | 1953 | FO2 |  |  | NG | FO2 |  | 9614 | 650 | 675 | 0 |  | 0 | 0 | 0 | 0 | 0 | 0 | [6 empty] | 0 | 0 | 0 | 8 | 1953 | 0 | 0 | E | [6 empty] | 0
3 |  | 911 | 1259 | 2 | IC | 900 | P | OP | 9 | 1974 | FO2 |  |  | NG | FO2 |  | 9614 | 750 | 800 | 0 |  | 0 | 0 | 0 | 0 | 0 | 0 | [6 empty] | 0 | 0 | 0 | 8 | 1974 | 0 | 0 | E | [6 empty] | 0
3 |  | 911 | 1259 | 3 | IC | 1250 | C | OP | 5 | 1963 | FO2 |  |  | NG | FO2 |  | 9614 | 1100 | 1100 | 0 |  | 0 | 0 | 0 | 0 | 0 | 0 | [6 empty] | 0 | 0 | 0 | 4 | 1963 | 0 | 0 | E | [6 empty] | 0
3 |  | 911 | 1259 | 4 | IC | 1250 | C | OP | 4 | 1958 | FO2 |  |  | NG | FO2 |  | 9614 | 1100 | 1100 | 0 |  | 0 | 0 | 0 | 0 | 0 | 0 | [6 empty] | 0 | 0 | 0 | 3 | 1958 | 0 | 0 | E | [6 empty] | 0
3 |  | 911 | 1259 | 5 | IC | 900 | P | SB | 5 | 1971 | FO2 |  |  | FO2 |  |  | 7585 | 700 | 700 | 0 |  | 0 | 0 | 0 | 0 | 0 | 0 | [6 empty] | 0 | 0 | 0 | 4 | 1971 | 0 | 0 | E | [6 empty] | 0
3 |  | 924 | 780 | 1 | ST | 0 |  |  | 0 | 0 | [6 empty] | 0 | 0 | 0 | 630000 | CN | 1 | 1984 | 6 | 1991 | 0 | 0 |  |  |  | BIT |  |  | 580000 | 580000 | 0 | 0 | 0 | 583886 | 595772 | [7 empty] | 0
3 |  | 924 | 2167 | 1 | ST | 600000 | B | OP | 12 | 1972 | FO2 |  |  | BIT |  |  | 9800 | 580000 | 580000 | 0 |  | 0 | 0 | 0 | 0 | 0 | 0 | [6 empty] | 0 | 0 | 0 | 9 | 1972 | 0 | 0 | E | [6 empty] | 0
3 |  | 924 | 2167 | 2 | ST | 600000 | B | OP | 6 | 1977 | FO2 |  |  | BIT |  |  | 9800 | 580000 | 580000 | 0 |  | 0 | 0 | 0 | 0 | 0 | 0 | [6 empty] | 0 | 0 | 0 | 3 | 1977 | 0 | 0 | E | [6 empty] | 0
3 |  | 924 | 2168 | 1 | ST | 180000 | B | OP | 11 | 1966 | FO2 |  |  | BIT |  |  | 9900 | 175000 | 175000 | 0 |  | 0 | 0 | 0 | 0 | 0 | 0 | [6 empty] | 0 | 0 | 0 | 9 | 1966 | 0 | 0 | E | [6 empty] | 0
3 |  | 924 | 2168 | 2 | ST | 285000 | B | OP | 3 | 1969 | FO2 |  |  | BIT |  |  | 9800 | 275000 | 275000 | 0 |  | 0 | 0 | 0 | 0 | 0 | 0 | [6 empty] | 0 | 0 | 0 | 1 | 1969 | 0 | 0 | E | [6 empty] | 0
3 |  | 924 | 2168 | 3 | ST | 670000 | B | OP | 6 | 1982 | FO2 |  |  | BIT |  |  | 9800 | 670000 | 670000 | 0 |  | 0 | 0 | 0 | 0 | 0 | 0 | [6 empty] | 0 | 0 | 0 | 2 | 1982 | 0 | 0 | E | [6 empty] | 0
3 |  | 924 | 6563 | 1 | GT | 23000 | P | SB | 6 | 1976 | FO2 |  |  | FO2 |  |  | 13972 | 22500 | 22500 | 0 |  | 0 | 0 | 0 | 0 | 0 | 0 | [6 empty] | 0 | 0 | 0 | 5 | 1976 | 0 | 0 | E | [6 empty] | 0
3 |  | 924 | 6563 | 2 | GT | 23000 | P | SB | 6 | 1976 | FO2 |  |  | FO2 |  |  | 13972 | 22500 | 22500 | 0 |  | 0 | 0 | 0 | 0 | 0 | 0 | [6 empty] | 0 | 0 | 0 | 5 | 1976 | 0 | 0 | E | [6 empty] | 0
3 |  | 963 | 2378 | 1 | ST | 136000 | B | OP | 10 | 1962 | FO2 |  |  | BIT | FO6 |  | 9700 | 129000 | 129000 | 0 |  | 0 | 0 | 0 | 0 | 0 | 0 | [6 empty] | 0 | 0 | 0 | 8 | 1962 | 0 | 0 | E | [6 empty] | 0
3 |  | 963 | 2378 | 2 | ST | 163200 | B | OP | 11 | 1964 | FO2 |  |  | BIT | FO6 |  | 9600 | 160000 | 160000 | 0 |  | 0 | 0 | 0 | 0 | 0 | 0 | [6 empty] | 0 | 0 | 0 | 9 | 1964 | 0 | 0 | E | [6 empty] | 0
3 |  | 963 | 2378 | 3 | ST | 176400 | C | OP | 12 | 1974 | FO2 |  |  | FO6 |  |  | 10300 | 155000 | 160000 | 0 |  | 0 | 0 | 0 | 0 | 0 | 0 | [6 empty] | 0 | 0 | 0 | 9 | 1974 | 0 | 0 | E | [6 empty] | 0
3 |  | 963 | 2378 | IC1 | IC | 8000 | P | OP | 8 | 1961 | FO2 |  |  | FO2 |  |  | 10400 | 8000 | 8000 | 0 |  | 0 | 0 | 0 | 0 | 0 | 0 | [6 empty] | 0 | 0 | 0 | 7 | 1961 | 0 | 0 | E | [6 empty] | 0
3 |  | 963 | 2379 | 1 | GT | 41900 | P | OP | 4 | 1973 | NG |  |  | NG | KER |  | 14300 | 36000 | 43000 | 0 |  | 0 | 0 | 0 | 0 | 0 | 0 | [6 empty] | 0 | 0 | 0 | 3 | 1973 | 0 | 0 | E | [6 empty] | 0
3 |  | 963 | 2379 | 2 | GT | 41900 | P | OP | 5 | 1973 | NG |  |  | NG | KER |  | 14900 | 37000 | 43000 | 0 |  | 0 | 0 | 0 | 0 | 0 | 0 | [6 empty] | 0 | 0 | 0 | 4 | 1973 | 0 | 0 | E | [6 empty] | 0
3 |  | 963 | 2380 | 1 | GT | 41900 | P | OP | 6 | 1972 | KER |  |  | KER |  |  | 13400 | 46000 | 52000 | 0 |  | 0 | 0 | 0 | 0 | 0 | 0 | [6 empty] | 0 | 0 | 0 | 5 | 1972 | 0 | 0 | E | [6 empty] | 0
3 |  | 963 | 2380 | 2 | GT | 21200 | P | OP | 6 | 1972 | KER |  |  | KER |  |  | 13400 | 22000 | 26000 | 0 |  | 0 | 0 | 0 | 0 | 0 | 0 | [6 empty] | 0 | 0 | 0 | 5 | 1972 | 0 | 0 | E | [6 empty] | 0
3 |  | 963 | 2382 | 1 | GT | 21200 | P | OP | 6 | 1970 | KER |  |  | KER |  |  | 12700 | 20000 | 23000 | 0 |  | 0 | 0 | 0 | 0 | 0 | 0 | [6 empty] | 0 | 0 | 0 | 5 | 1970 | 0 | 0 | E | [6 empty] | 0
3 |  | 963 | 2382 | 2 | GT | 21200 | P | OP | 6 | 1970 | KER |  |  | KER |  |  | 13100 | 20000 | 23000 | 0 |  | 0 | 0 | 0 | 0 | 0 | 0 | [6 empty] | 0 | 0 | 0 | 5 | 1970 | 0 | 0 | E | [6 empty] | 0
3 |  | 963 | 2382 | 3 | GT | 37200 | P | OP | 5 | 1971 | KER |  |  | KER |  |  | 14600 | 37000 | 44000 | 0 |  | 0 | 0 | 0 | 0 | 0 | 0 | [6 empty] | 0 | 0 | 0 | 4 | 1971 | 0 | 0 | E | [6 empty] | 0
3 |  | 963 | 2383 | B | GT | 18600 | P | OP | 5 | 1969 |  |  |  | KER |  |  | 13500 | 20000 | 24000 | 0 |  | 0 | 0 | 0 | 0 | 0 | 0 | [6 empty] | 0 | 0 | 0 | 4 | 1969 | 0 | 0 | E | [6 empty] | 0
3 |  | 963 | 2383 | C | GT | 18600 | P | OP | 1 | 1969 | KER |  |  | KER |  |  | 13400 | 20000 | 24000 | 0 |  | 0 | 0 | 0 | 0 | 0 | 0 | [6 empty] | 0 | 0 | 0 | 12 | 1968 | 0 | 0 | E | [6 empty] | 0
3 |  | 963 | 2383 | D | GT | 18600 | P | OP | 2 | 1969 | KER |  |  | KER |  |  | 13500 | 20000 | 24000 | 0 |  | 0 | 0 | 0 | 0 | 0 | 0 | [6 empty] | 0 | 0 | 0 | 1 | 1969 | 0 | 0 | E | [6 empty] | 0
3 |  | 963 | 2383 | 6 | ST | 29000 |  |  | 0 | 1900 |  |  |  | BIT |  |  | 0 | 0 | 0 | 0 | RE | 12 | 1974 | 0 | 0 | 0 | 0 | [6 empty] | 0 | 0 | 0 | 0 | 1900 | 0 | 0 | E | [6 empty] | 0
3 |  | 963 | 2383 | 7 | ST | 29000 |  |  | 0 | 1900 |  |  |  | BIT |  |  | 0 | 0 | 0 | 0 | RE | 12 | 1974 | 0 | 0 | 0 | 0 | [6 empty] | 0 | 0 | 0 | 0 | 1900 | 0 | 0 | E | [6 empty] | 0
3 |  | 963 | 2384 | 1 | ST | 81600 | C | OP | 12 | 1958 | FO2 |  |  | NG | FO6 |  | 10600 | 86000 | 87000 | 0 |  | 0 | 0 | 0 | 0 | 0 | 0 | [6 empty] | 0 | 0 | 0 | 11 | 1958 | 0 | 0 | E | [6 empty] | 0
3 |  | 963 | 2384 | 3 | ST | 53000 | P |  | 3 | 1930 | FO6 |  |  | FO6 |  |  | 17700 | 21000 | 22000 | 0 | RE | 6 | 1991 | 0 | 0 | 0 | 0 | [6 empty] | 0 | 0 | 0 | 2 | 1930 | 0 | 0 | E | [6 empty] | 0
3 |  | 963 | 2384 | 4 | ST | 53000 | P | OP | 5 | 1930 | FO6 |  |  | FO6 |  |  | 13300 | 54000 | 54000 | 0 |  | 0 | 0 | 0 | 0 | 0 | 0 | [6 empty] | 0 | 0 | 0 | 4 | 1930 | 0 | 0 | E | [6 empty] | 0
3 |  | 963 | 2384 | 5 | ST | 20000 | B | OP | 3 | 1942 | FO2 |  |  | BIT | FO6 |  | 0 | 24000 | 24000 | 0 |  | 0 | 0 | 0 | 0 | 0 | 0 | [6 empty] | 0 | 0 | 0 | 2 | 1942 | 0 | 0 | E | [6 empty] | 0
3 |  | 963 | 2384 | 6 | ST | 73500 | B | OP | 12 | 1954 | FO2 |  |  | BIT | FO6 |  | 10300 | 80000 | 81000 | 0 |  | 0 | 0 | 0 | 0 | 0 | 0 | [6 empty] | 0 | 0 | 0 | 11 | 1954 | 0 | 0 | E | [6 empty] | 0
3 |  | 963 | 2384 | 7 | ST | 27200 | B | OP | 5 | 1957 | FO2 |  |  | BIT | FO6 |  | 0 | 24000 | 24000 | 0 |  | 0 | 0 | 0 | 0 | 0 | 0 | [6 empty] | 0 | 0 | 0 | 4 | 1957 | 0 | 0 | E | [6 empty] | 0
3 |  | 963 | 2384 | GTA | GT | 18600 | P | OP | 4 | 1967 | NG |  |  | NG | KER |  | 13200 | 19000 | 24000 | 0 |  | 0 | 0 | 0 | 0 | 0 | 0 | [6 empty] | 0 | 0 | 0 | 3 | 1967 | 0 | 0 | E | [6 empty] | 0
3 |  | 963 | 5083 | 1 | ST | 0 |  |  | 0 | 0 | [6 empty] | 0 | 0 | 0 | 290000 | CN | 99 | 9999 | 7 | 1988 | 88 | 1988 |  |  |  | COL |  |  | 0 | 0 | 0 | 0 | 0 | 272000 | 278000 | [7 empty] | 0
3 |  | 963 | 5083 | GT1 | GT | 91000 | P | OP | 5 | 1990 | NG | KER |  | NG | KER |  | 11700 | 84000 | 88000 | 0 |  | 0 | 0 | 0 | 0 | 0 | 0 | [6 empty] | 0 | 0 | 0 | 5 | 1990 | 0 | 0 | [7 empty] | 0
3 |  | 963 | 5084 | GT1 | GT | 0 |  |  | 0 | 0 | [6 empty] | 0 | 0 | 0 | 60000 | CN | 99 | 9999 | 5 | 1978 | 5 | 1994 |  |  |  | PET |  |  | 0 | 0 | 0 | 0 | 0 | 50000 | 60000 | [7 empty] | 0
3 |  | 963 | 5084 | GT2 | GT | 0 |  |  | 0 | 0 | [6 empty] | 0 | 0 | 0 | 60000 | CN | 99 | 9999 | 5 | 1979 | 5 | 1996 |  |  |  | PET |  |  | 0 | 0 | 0 | 0 | 0 | 50000 | 60000 | [7 empty] | 0
3 |  | 963 | 5084 | GT3 | GT | 0 |  |  | 0 | 0 | [6 empty] | 0 | 0 | 0 | 60000 | CN | 99 | 9999 | 5 | 1980 | 5 | 1999 |  |  |  | PET |  |  | 0 | 0 | 0 | 0 | 0 | 50000 | 60000 | [7 empty] | 0
3 |  | 963 | 5084 | GT4 | GT | 0 |  |  | 0 | 0 | [6 empty] | 0 | 0 | 0 | 60000 | CN | 99 | 9999 | 5 | 1980 | 5 | 1983 |  |  |  | PET |  |  | 0 | 0 | 0 | 0 | 0 | 50000 | 60000 | [7 empty] | 0
3 |  | 963 | 7288 | 1 | GT | 91000 |  | OP | 5 | 1991 | NG | KER |  | NG | KER |  | 11900 | 84000 | 88000 | 0 |  | 0 | 0 | 0 | 0 | 0 | 0 | [6 empty] | 0 | 0 | 0 | 5 | 1991 | 0 | 0 | [7 empty] | 0
3 |  | 963 | 8008 | 1 | GT | 71200 | P | OP | 6 | 1974 | NG |  |  | NG | KER |  | 12300 | 59000 | 79000 | 0 |  | 0 | 0 | 0 | 0 | 0 | 0 | [6 empty] | 0 | 0 | 0 | 5 | 1974 | 0 | 0 | E | [6 empty] | 0
3 |  | 965 | 1124 | 1 | IC | 4200 |  | OP | 9 | 1966 | FO2 |  |  | NG | FO2 |  | 9720 | 4000 | 4000 | 0 |  | 0 | 0 | 0 | 0 | 0 | 0 | [6 empty] | 0 | 0 | 0 | 8 | 1966 | 0 | 0 | E | [6 empty] | 0
3 |  | 965 | 1124 | 2 | ST | 5000 |  | SB | 6 | 1958 | NG |  |  | NG | FO6 |  | 13360 | 5000 | 5000 | 0 |  | 0 | 0 | 0 | 0 | 0 | 0 | [6 empty] | 0 | 0 | 0 | 5 | 1958 | 0 | 0 | E | [6 empty] | 0
3 |  | 965 | 1124 | 3 | ST | 3500 |  |  | 4 | 1949 | NG |  |  | NG | FO6 |  | 13360 | 3500 | 3500 | 0 | RE | 5 | 1986 | 0 | 0 | 0 | 0 | [6 empty] | 0 | 0 | 0 | 3 | 1949 | 0 | 0 | E | [6 empty] | 0
3 |  | 967 | 6700 | 1 | HC | 100 |  |  | 88 | 1963 |  |  |  | WAT |  |  | 0 | 0 | 0 | 0 | RE | 6 | 1984 | 0 | 0 | 0 | 0 | [6 empty] | 0 | 0 | 0 | 0 | 1963 | 0 | 0 | E | [6 empty] | 0
3 |  | 967 | 6700 | IC2 | IC | 100 |  |  | 88 | 1963 |  |  |  | FO2 |  |  | 0 | 0 | 0 | 0 | RE | 6 | 1984 | 0 | 0 | 0 | 0 | [6 empty] | 0 | 0 | 0 | 0 | 1963 | 0 | 0 | E | [6 empty] | 0
3 |  | 989 | 1260 | 1 | IC | 540 |  | OP | 88 | 1954 | FO2 |  |  | FO2 | NG |  | 1050 | 450 | 550 | 0 |  | 0 | 0 | 0 | 0 | 0 | 0 | [6 empty] | 0 | 0 | 0 | 0 | 1954 | 0 | 0 | E |  | E |  |  |  |  | 0
3 |  | 989 | 1260 | 2 | IC | 900 |  | OP | 88 | 1970 | FO2 |  |  | FO2 | NG |  | 10500 | 800 | 929 | 0 |  | 0 | 0 | 0 | 0 | 0 | 0 | [6 empty] | 0 | 0 | 0 | 0 | 1970 | 0 | 0 | E |  | E |  |  |  |  | 0
3 |  | 989 | 1260 | 3 | IC | 200 |  |  | 88 | 1948 |  |  |  | FO2 | NG |  | 0 | 0 | 0 | 0 | RE | 2 | 1984 | 0 | 0 | 0 | 0 | [6 empty] | 0 | 0 | 0 | 0 | 1948 | 0 | 0 | E | [6 empty] | 0
3 |  | 989 | 1260 | 4 | IC | 300 |  | OP | 88 | 1961 | NG |  |  | FO2 | NG |  | 10500 | 265 | 300 | 0 |  | 0 | 0 | 0 | 0 | 0 | 0 | [6 empty] | 0 | 0 | 0 | 0 | 1961 | 0 | 0 | E | [6 empty] | 0
3 |  | 989 | 1260 | 5 | IC | 300 |  | OP | 88 | 1961 | NG |  |  | FO2 | NG |  | 10500 | 250 | 250 | 0 |  | 0 | 0 | 0 | 0 | 0 | 0 | [6 empty] | 0 | 0 | 0 | 0 | 1961 | 0 | 0 | E | [6 empty] | 0
3 |  | 989 | 1260 | IC3 | IC | 1140 |  | OP | 5 | 1984 | FO2 |  |  | FO2 | NG |  | 10500 | 950 | 1184 | 0 |  | 0 | 0 | 0 | 0 | 0 | 0 | [6 empty] | 0 | 0 | 0 | 4 | 1984 | 0 | 0 | E |  | E |  |  |  |  | 0
3 |  | 993 | 2215 | 1 | IC | 2400 | P | OP | 4 | 1982 | FO2 |  |  | NG | FO2 |  | 10400 | 2160 | 2400 | 0 |  | 0 | 0 | 0 | 0 | 0 | 0 | [6 empty] | 0 | 0 | 0 | 3 | 1982 | 0 | 0 | E | [6 empty] | 0
3 |  | 993 | 2215 | 2 | IC | 1000 | P | OP | 88 | 1949 | FO2 |  |  | NG | FO2 |  | 10400 | 900 | 1000 | 0 |  | 0 | 0 | 0 | 0 | 0 | 0 | [6 empty] | 0 | 0 | 0 | 0 | 1949 | 0 | 0 | E | [6 empty] | 0
3 |  | 993 | 2215 | 3 | IC | 1000 | P | OP | 88 | 1947 | FO2 |  |  | NG | FO2 |  | 10400 | 900 | 1000 | 0 | RT | 1 | 1992 | 0 | 0 | 0 | 0 | [6 empty] | 0 | 0 | 0 | 0 | 1947 | 0 | 0 | E | [5 empty] | RE | 0
3 |  | 993 | 2215 | 4 | IC | 700 | P | SB | 88 | 1939 | FO2 |  |  | FO2 |  |  | 10400 | 630 | 700 | 0 | RT | 1 | 1992 | 0 | 0 | 0 | 0 | [6 empty] | 0 | 0 | 0 | 0 | 1939 | 0 | 0 | E | [5 empty] | RE | 0
3 |  | 993 | 2215 | 5 | IC | 3400 | P | OP | 7 | 1973 | FO2 |  |  | NG | FO2 |  | 10400 | 3060 | 3400 | 0 |  | 0 | 0 | 0 | 0 | 0 | 0 | [6 empty] | 0 | 0 | 0 | 6 | 1973 | 0 | 0 | E | [6 empty] | 0
3 |  | 993 | 2215 | 6 | IC | 2800 | P | OP | 5 | 1967 | FO2 |  |  | NG | FO2 |  | 10400 | 2520 | 2800 | 0 |  | 0 | 0 | 0 | 0 | 0 | 0 | [6 empty] | 0 | 0 | 0 | 4 | 1967 | 0 | 0 | E | [6 empty] | 0
3 |  | 993 | 2215 | 7 | IC | 5600 | P | OP | 0 | 1972 | FO2 |  |  | NG | FO2 |  | 10400 | 5040 | 5600 | 0 |  | 0 | 0 | 0 | 0 | 0 | 0 | [6 empty] | 0 | 0 | 0 | 0 | 1972 | 0 | 0 | [7 empty] | 0
3 |  | 993 | 2215 | 4A | IC | 0 |  |  | 0 | 0 | [6 empty] | 0 | 0 | 0 | 3750 | PL | 0 | 0 | 5 | 1993 | 5 | 1993 |  |  |  | NG |  |  | 3750 | 3750 | 0 | 0 | 0 | 3475 | 4013 | [7 empty] | 0
3 |  | 998 | 1261 | 1 | IC | 1136 | P | OP | 7 | 1954 | FO2 |  |  | NG | FO2 |  | 0 | 1025 | 1065 | 0 |  | 0 | 0 | 0 | 0 | 0 | 0 | [6 empty] | 0 | 0 | 0 | 6 | 1954 | 0 | 0 | E | [6 empty] | 0
3 |  | 998 | 1261 | 2 | IC | 375 | P | SB | 88 | 1929 | FO2 |  |  | FO2 |  |  | 0 | 400 | 375 | 0 |  | 0 | 0 | 0 | 0 | 0 | 0 | [6 empty] | 0 | 0 | 0 | 0 | 1929 | 0 | 0 | E | [6 empty] | 0
3 |  | 998 | 1261 | 3 | IC | 1000 | P | OP | 12 | 1949 | FO2 |  |  | NG | FO2 |  | 0 | 995 | 1000 | 0 |  | 0 | 0 | 0 | 0 | 0 | 0 | [6 empty] | 0 | 0 | 0 | 11 | 1949 | 0 | 0 | E | [6 empty] | 0
3 |  | 998 | 1261 | 4 | IC | 731 | P | SB | 88 | 1939 | FO2 |  |  | FO2 |  |  | 0 | 735 | 731 | 0 |  | 0 | 0 | 0 | 0 | 0 | 0 | [6 empty] | 0 | 0 | 0 | 0 | 1939 | 0 | 0 | E | [6 empty] | 0
3 |  | 998 | 1261 | 5 | IC | 2250 | P | OP | 6 | 1956 | FO2 |  |  | NG | FO2 |  | 0 | 2050 | 2250 | 0 |  | 0 | 0 | 0 | 0 | 0 | 0 | [6 empty] | 0 | 0 | 0 | 5 | 1956 | 0 | 0 | E | [6 empty] | 0
3 |  | 998 | 1261 | 6 | IC | 2250 | P | OP | 7 | 1956 | FO2 |  |  | NG | FO2 |  | 0 | 2100 | 2250 | 0 |  | 0 | 0 | 0 | 0 | 0 | 0 | [6 empty] | 0 | 0 | 0 | 6 | 1956 | 0 | 0 | E | [6 empty] | 0
3 |  | 998 | 1261 | 7 | IC | 2000 | P | OP | 4 | 1964 | FO2 |  |  | NG | FO2 |  | 0 | 1800 | 2000 | 0 |  | 0 | 0 | 0 | 0 | 0 | 0 | [6 empty] | 0 | 0 | 0 | 3 | 1964 | 0 | 0 | E | [6 empty] | 0
3 |  | 998 | 6791 | 1 | IC | 4000 | P | OP | 10 | 1968 | FO2 |  |  | NG | FO2 |  | 0 | 4050 | 4000 | 0 |  | 0 | 0 | 0 | 0 | 0 | 0 | [6 empty] | 0 | 0 | 0 | 9 | 1968 | 0 | 0 | E | [6 empty] | 0
3 |  | 998 | 6791 | 2 | IC | 4000 | P | OP | 7 | 1968 | FO2 |  |  | NG | FO2 |  | 0 | 4100 | 4000 | 0 |  | 0 | 0 | 0 | 0 | 0 | 0 | [6 empty] | 0 | 0 | 0 | 6 | 1968 | 0 | 0 | E | [6 empty] | 0
3 |  | 998 | 6791 | 3 | IC | 6000 | P | OP | 7 | 1981 | FO2 |  |  | NG | FO2 |  | 0 | 6250 | 6000 | 0 |  | 0 | 0 | 0 | 0 | 0 | 0 | [6 empty] | 0 | 0 | 0 | 6 | 1981 | 0 | 0 | E | [6 empty] | 0
3 |  | 1000 | 181 | 1 | IC | 1200 |  | SB | 88 | 1957 | FO2 |  |  | FO2 | NG |  | 0 | 1200 | 1200 | 0 |  | 0 | 0 | 0 | 0 | 0 | 0 | [6 empty] | 0 | 0 | 0 | 0 | 1957 | 0 | 0 | E | [6 empty] | 0
3 |  | 1000 | 181 | 2 | IC | 700 |  | SB | 88 | 1949 |  |  |  | FO2 | NG |  | 0 | 700 | 700 | 0 |  | 0 | 0 | 0 | 0 | 0 | 0 | [6 empty] | 0 | 0 | 0 | 0 | 1949 | 0 | 0 | E | [6 empty] | 0
3 |  | 1000 | 181 | 3 | IC | 300 |  | SB | 88 | 1945 | FO2 |  |  | FO2 |  |  | 0 | 300 | 300 | 0 |  | 0 | 0 | 0 | 0 | 0 | 0 | [6 empty] | 0 | 0 | 0 | 0 | 1945 | 0 | 0 | E | [6 empty] | 0
3 |  | 1000 | 181 | 4 | IC | 300 |  | SB | 88 | 1935 | FO2 |  |  | FO2 |  |  | 0 | 300 | 300 | 0 |  | 0 | 0 | 0 | 0 | 0 | 0 | [6 empty] | 0 | 0 | 0 | 0 | 1935 | 0 | 0 | E | [6 empty] | 0
3 |  | 1000 | 181 | 5 | IC | 100 |  | SB | 88 | 1929 | FO2 |  |  | FO2 |  |  | 0 | 100 | 100 | 0 |  | 0 | 0 | 0 | 0 | 0 | 0 | [6 empty] | 0 | 0 | 0 | 0 | 1929 | 0 | 0 | E | [6 empty] | 0
3 |  | 1009 | 1960 | 1 | ST | 5000 | P | OS | 0 | 1940 | NG |  |  | NG | FO6 |  | 12336 | 5300 | 5300 | 0 |  | 0 | 0 | 0 | 0 | 0 | 0 | [6 empty] | 0 | 0 | 0 | 0 | 1940 | 0 | 0 | [7 empty] | 0
3 |  | 1009 | 1960 | 2 | ST | 3500 |  | OS | 0 | 1935 | NG |  |  | NG | FO6 |  | 12544 | 3500 | 3500 | 0 |  | 0 | 0 | 0 | 0 | 0 | 0 | [6 empty] | 0 | 0 | 0 | 0 | 1935 | 0 | 0 | [7 empty] | 0
3 |  | 1009 | 1960 | 3 | ST | 7500 |  | OS | 0 | 1946 | NG |  |  | NG | FO6 |  | 13272 | 8800 | 8800 | 0 |  | 0 | 0 | 0 | 0 | 0 | 0 | [6 empty] | 0 | 0 | 0 | 0 | 1946 | 0 | 0 | [7 empty] | 0
3 |  | 1009 | 1960 | 4 | ST | 11500 | P | OS | 0 | 1955 | NG |  |  | NG | FO6 |  | 10446 | 12200 | 12200 | 0 |  | 0 | 0 | 0 | 0 | 0 | 0 | [6 empty] | 0 | 0 | 0 | 0 | 1955 | 0 | 0 | [7 empty] | 0
3 |  | 1009 | 1960 | 5 | GT | 6000 |  | SB | 0 | 1961 | NG |  |  | NG |  |  | 0 | 4800 | 5400 | 0 |  | 0 | 0 | 0 | 0 | 0 | 0 | [6 empty] | 0 | 0 | 0 | 0 | 1961 | 0 | 0 | [7 empty] | 0
3 |  | 1009 | 1961 | 1 | ST | 31900 |  | OP | 4 | 1971 | NG | BIT |  | BIT | NG |  | 9955 | 29340 | 29340 | 0 | RT | 10 | 2006 | 0 | 0 | 0 | 0 | [6 empty] | 0 | 0 | 0 | 1 | 1971 | 0 | 0 | E | [6 empty] | 0
3 |  | 1009 | 1961 | 2 | ST | 0 |  |  | 0 | 0 | [6 empty] | 0 | 0 | 0 | 44000 | CN | 99 | 9999 | 5 | 1980 | 5 | 1980 |  |  |  | BIT | NG |  | 0 | 0 | 0 | 0 | 0 | 43000 | 43000 | [7 empty] | 0
3 |  | 1015 | 3548 | 1 | ST | 321000 | C | OP | 7 | 1971 | NG |  |  | NG | FO2 |  | 10000 | 321000 | 321000 | 0 |  | 0 | 0 | 0 | 0 | 0 | 0 | [6 empty] | 0 | 0 | 0 | 8 | 1970 | 0 | 0 | [7 empty] | 0
3 |  | 1015 | 3548 | 2 | ST | 405000 | C | OP | 1 | 1978 | NG |  |  | NG | FO2 | FO5 | 10000 | 405000 | 405000 | 0 |  | 0 | 0 | 0 | 0 | 0 | 0 | [6 empty] | 0 | 0 | 0 | 8 | 1977 | 0 | 0 |  |  |  |  | U |  |  | 0
3 |  | 1015 | 3548 | GT1 | GT | 51570 | P | OP | 9 | 1988 | NG | FO2 |  | NG | FO2 |  | 12750 | 50000 | 50000 | 0 |  | 0 | 0 | 10 | 1987 | 0 | 0 | [6 empty] | 0 | 0 | 0 | 5 | 1988 | 0 | 0 | [7 empty] | 0
3 |  | 1015 | 3548 | GT2 | GT | 51570 | P | OP | 9 | 1988 | NG | FO2 |  | NG | FO2 |  | 12750 | 50000 | 50000 | 0 |  | 0 | 0 | 10 | 1987 | 0 | 0 | [6 empty] | 0 | 0 | 0 | 5 | 1988 | 0 | 0 | [7 empty] | 0
3 |  | 1015 | 3548 | GT3 | GT | 51570 | P | OP | 9 | 1988 | NG | FO2 |  | NG | FO2 |  | 12750 | 50000 | 50000 | 0 |  | 0 | 0 | 10 | 1987 | 0 | 0 | [6 empty] | 0 | 0 | 0 | 5 | 1988 | 0 | 0 | [7 empty] | 0
3 |  | 1015 | 3548 | GT4 | GT | 51570 | P | OP | 9 | 1988 | NG | FO2 |  | NG | FO2 |  | 12750 | 50000 | 50000 | 0 |  | 0 | 0 | 10 | 1987 | 0 | 0 | [6 empty] | 0 | 0 | 0 | 5 | 1988 | 0 | 0 | [7 empty] | 0
3 |  | 1015 | 3548 | PV3 | SP | 300 | P | OP | 7 | 1987 | SUN |  |  | SUN |  |  | 0 | 250 | 250 | 0 |  | 0 | 0 | 0 | 0 | 0 | 0 | [6 empty] | 0 | 0 | 0 | 12 | 1986 | 0 | 0 | [7 empty] | 0
3 |  | 1015 | 3549 | 1 | ST | 100000 | C | OP | 11 | 1960 | NG |  |  | NG | FO5 |  | 10500 | 100000 | 100000 | 0 |  | 0 | 0 | 0 | 0 | 0 | 0 | [6 empty] | 0 | 0 | 0 | 7 | 1960 | 0 | 0 | [7 empty] | 0
3 |  | 1015 | 3549 | 2 | ST | 100000 | C | OP | 6 | 1964 | NG |  |  | NG | FO5 |  | 10750 | 100000 | 100000 | 0 |  | 0 | 0 | 0 | 0 | 0 | 0 | [6 empty] | 0 | 0 | 0 | 12 | 1963 | 0 | 0 | [7 empty] | 0
3 |  | 1015 | 3549 | 3 | ST | 165000 | C | OP | 7 | 1967 | NG |  |  | NG | FO5 |  | 10750 | 165000 | 165000 | 0 |  | 0 | 0 | 0 | 0 | 0 | 0 | [6 empty] | 0 | 0 | 0 | 8 | 1966 | 0 | 0 | [7 empty] | 0
3 |  | 1015 | 3549 | 4 | ST | 193000 | C | OP | 7 | 1974 | NG |  |  | NG | FO2 |  | 10500 | 193000 | 193000 | 0 |  | 0 | 0 | 0 | 0 | 0 | 0 | [6 empty] | 0 | 0 | 0 | 5 | 1974 | 0 | 0 | [7 empty] | 0
3 |  | 1015 | 3550 | 5 | ST | 20000 | C | SC | 8 | 1951 | NG |  |  | NG | FO5 |  | 13500 | 20000 | 20000 | 0 | RT | 9 | 1995 | 0 | 0 | 0 | 0 | [6 empty] | 0 | 0 | 0 | 8 | 1951 | 0 | 0 | E | [6 empty] | 0
3 |  | 1015 | 3550 | 6 | ST | 20000 | C | SC | 6 | 1951 | NG |  |  | NG | FO5 |  | 13500 | 20000 | 20000 | 0 | RT | 9 | 1995 | 0 | 0 | 0 | 0 | [6 empty] | 0 | 0 | 0 | 6 | 1951 | 0 | 0 | [7 empty] | 0
3 |  | 1015 | 3550 | 7 | ST | 20000 | C | SB | 6 | 1955 | NG |  |  | NG | FO5 |  | 12500 | 20000 | 20000 | 0 | RT | 9 | 1995 | 0 | 0 | 0 | 0 | [6 empty] | 0 | 0 | 0 | 6 | 1955 | 0 | 0 | [7 empty] | 0
3 |  | 1015 | 3550 | 8 | ST | 20000 | C | SB | 9 | 1955 | NG |  |  | NG | FO5 |  | 12500 | 20000 | 20000 | 0 | RT | 9 | 1995 | 0 | 0 | 0 | 0 | [6 empty] | 0 | 0 | 0 | 9 | 1955 | 0 | 0 | [7 empty] | 0
3 |  | 1015 | 3550 | 9 | ST | 40000 | C | SB | 11 | 1958 | NG |  |  | NG | FO5 |  | 13000 | 40000 | 40000 | 0 |  | 0 | 0 | 0 | 0 | 0 | 0 | [6 empty] | 0 | 0 | 0 | 9 | 1958 | 0 | 0 | [7 empty] | 0
3 |  | 1015 | 4234 | ST1 | ST | 0 |  |  | 0 | 0 | [6 empty] | 0 | 0 | 0 | 200000 | CN | 1 | 1988 | 1 | 1993 | 0 | 0 | LO |  |  | BIT |  |  | 200000 | 200000 | 0 | 0 | 0 | 188745 | 192698 | [7 empty] | 0
3 |  | 1015 | 4235 | ST1 | ST | 0 |  |  | 0 | 0 | [6 empty] | 0 | 0 | 0 | 20000 | CN | 7 | 1988 | 4 | 1988 | 0 | 0 | LE |  |  | REF |  |  | 20000 | 20000 | 0 | 0 | 0 | 19572 | 20005 | [7 empty] | 0
3 |  | 1015 | 4236 | HC1 | HC | 0 |  |  | 0 | 0 | [6 empty] | 0 | 0 | 0 | 3127 | CN | 1 | 1987 | 1 | 1987 | 0 | 0 | OT |  |  | WAT |  |  | 0 | 0 | 0 | 0 | 0 | 3000 | 3000 | [7 empty] | 0
3 |  | 1015 | 4237 | CT1 | CT | 0 |  |  | 0 | 0 | [6 empty] | 0 | 0 | 0 | 100000 | CN | 1 | 1987 | 5 | 1990 | 0 | 0 |  |  |  | NG |  |  | 100000 | 100000 | 0 | 0 | 0 | 83000 | 87000 | [7 empty] | 0
3 |  | 1015 | 4237 | CW1 | CW | 0 |  |  | 0 | 0 | [6 empty] | 0 | 0 | 0 | 100000 | CN | 1 | 1987 | 5 | 1990 | 0 | 0 |  |  |  | WH |  |  | 100000 | 100000 | 0 | 0 | 0 | 83000 | 87000 | [7 empty] | 0
3 |  | 1046 | 2463 | 1 | IC | 800 |  |  | 88 | 1953 |  |  |  | NG |  |  | 0 | 800 | 800 | 0 | RE | 11 | 1988 | 0 | 0 | 0 | 0 | [6 empty] | 0 | 0 | 0 | 0 | 1953 | 0 | 0 | E | [6 empty] | 0
3 |  | 1046 | 2463 | 2 | IC | 800 |  |  | 88 | 1953 |  |  |  | NG |  |  | 0 | 800 | 800 | 0 | RE | 11 | 1988 | 0 | 0 | 0 | 0 | [6 empty] | 0 | 0 | 0 | 0 | 1953 | 0 | 0 | E | [6 empty] | 0
3 |  | 1062 | 3842 | 1 | HC | 500 | B |  | 88 | 1948 | WAT |  |  | WAT |  |  | 0 | 150 | 150 | 0 | SD | 3 | 1987 | 0 | 0 | 0 | 0 | LE | [5 empty] | 0 | 0 | 0 | 0 | 1948 | 0 | 0 | E | [6 empty] | 0
3 |  | 1124 | 3551 | 1 | IC | 300 |  |  | 99 | 1949 |  |  |  | NG | FO2 |  | 0 | 0 | 0 | 0 | RE | 99 | 1980 | 0 | 0 | 0 | 0 | [6 empty] | 0 | 0 | 0 | 0 | 1949 | 0 | 0 | E | [6 empty] | 0
3 |  | 1124 | 3551 | 2 | IC | 1000 |  |  | 99 | 1964 |  |  |  | NG | FO2 |  | 0 | 0 | 0 | 0 | RE | 99 | 1980 | 0 | 0 | 0 | 0 | [6 empty] | 0 | 0 | 0 | 0 | 1964 | 0 | 0 | E | [6 empty] | 0
3 |  | 1124 | 3551 | 3 | IC | 1000 |  |  | 99 | 1973 |  |  |  | NG | FO2 |  | 0 | 0 | 0 | 0 | RE | 99 | 1980 | 0 | 0 | 0 | 0 | [6 empty] | 0 | 0 | 0 | 0 | 1973 | 0 | 0 | E | [6 empty] | 0
3 |  | 1124 | 3551 | 4 | IC | 1000 |  |  | 99 | 1956 |  |  |  | NG | FO2 |  | 0 | 0 | 0 | 0 | RE | 99 | 1980 | 0 | 0 | 0 | 0 | [6 empty] | 0 | 0 | 0 | 0 | 1956 | 0 | 0 | E | [6 empty] | 0
3 |  | 1148 | 1262 | 1 | IC | 635 |  | OP | 4 | 1950 | FO2 |  |  | FO2 | NG |  | 0 | 400 | 400 | 0 |  | 0 | 0 | 0 | 0 | 0 | 0 | [6 empty] | 0 | 0 | 0 | 3 | 1950 | 0 | 0 | E | [6 empty] | 0
3 |  | 1148 | 1262 | 3 | IC | 1135 |  | OP | 5 | 1956 | FO2 |  |  | FO2 | NG |  | 0 | 1000 | 1000 | 0 |  | 0 | 0 | 0 | 0 | 0 | 0 | [6 empty] | 0 | 0 | 0 | 4 | 1956 | 0 | 0 | [7 empty] | 0
3 |  | 1148 | 1262 | 4 | IC | 2080 |  | OP | 5 | 1970 | FO2 |  |  | FO2 | NG |  | 0 | 1800 | 1800 | 0 |  | 0 | 0 | 0 | 0 | 0 | 0 | [6 empty] | 0 | 0 | 0 | 4 | 1970 | 0 | 0 | E | [6 empty] | 0
3 |  | 1148 | 1262 | 5 | IC | 1135 |  | OP | 10 | 1964 | FO2 |  |  | FO2 | NG |  | 0 | 700 | 1000 | 0 |  | 0 | 0 | 0 | 0 | 0 | 0 | [6 empty] | 0 | 0 | 0 | 9 | 1964 | 0 | 0 | E | [6 empty] | 0
3 |  | 1148 | 1262 | 6 | IC | 1135 |  | OP | 10 | 1964 | FO2 |  |  | FO2 | NG |  | 0 | 700 | 1000 | 0 |  | 0 | 0 | 0 | 0 | 0 | 0 | [6 empty] | 0 | 0 | 0 | 9 | 1964 | 0 | 0 | E | [6 empty] | 0
3 |  | 1167 | 602 | 1 | ST | 685080 | B | OP | 5 | 1984 | FO2 |  |  | BIT |  |  | 9807 | 642000 | 670000 | 0 |  | 0 | 0 | 6 | 1990 | 0 | 0 | [6 empty] | 0 | 0 | 0 | 2 | 1984 | 0 | 0 | [7 empty] | 0
3 |  | 1167 | 602 | 2 | ST | 685080 | B | OP | 5 | 1991 | FO2 |  |  | BIT |  |  | 9525 | 642000 | 670000 | 0 |  | 0 | 0 | 0 | 0 | 0 | 0 | [6 empty] | 0 | 0 | 0 | 2 | 1991 | 0 | 0 | [7 empty] | 0
3 |  | 1167 | 1552 | 1 | ST | 190400 | B | OP | 7 | 1961 | FO2 |  |  | BIT |  |  | 10527 | 188000 | 189000 | 0 |  | 0 | 0 | 0 | 0 | 0 | 0 | [6 empty] | 0 | 0 | 0 | 5 | 1961 | 0 | 0 | E | [6 empty] | 0
3 |  | 1167 | 1552 | 2 | ST | 209440 | B | OP | 2 | 1963 | FO2 |  |  | BIT |  |  | 10215 | 188000 | 189000 | 0 |  | 0 | 0 | 0 | 0 | 0 | 0 | [6 empty] | 0 | 0 | 0 | 11 | 1962 | 0 | 0 | [7 empty] | 0
3 |  | 1167 | 1552 | GT1 | GT | 16000 | P | OP | 8 | 1967 | FO2 |  |  | FO2 |  |  | 24318 | 14000 | 17000 | 0 |  | 0 | 0 | 0 | 0 | 0 | 0 | [6 empty] | 0 | 0 | 0 | 8 | 1967 | 0 | 0 | [7 empty] | 0
3 |  | 1167 | 1553 | 1 | ST | 33000 |  |  | 0 | 1900 |  |  |  | FO2 |  |  | 0 | 0 | 0 | 0 | RE | 5 | 1977 | 0 | 0 | 0 | 0 | [6 empty] | 0 | 0 | 0 | 0 | 1900 | 0 | 0 | E | [6 empty] | 0
3 |  | 1167 | 1553 | 2 | ST | 33000 |  |  | 0 | 1900 |  |  |  | FO2 |  |  | 9000 | 0 | 0 | 0 | RE | 5 | 1977 | 0 | 0 | 0 | 0 | [6 empty] | 0 | 0 | 0 | 0 | 1900 | 0 | 0 | E | [6 empty] | 0
3 |  | 1167 | 1553 | 3 | ST | 103500 | C | OP | 12 | 1952 | FO6 |  |  | FO6 |  |  | 11157 | 103000 | 104000 | 0 |  | 0 | 0 | 0 | 0 | 0 | 0 | [6 empty] | 0 | 0 | 0 | 11 | 1952 | 0 | 0 | E | [6 empty] | 0
3 |  | 1167 | 1554 | 1 | ST | 132813 | C | OP | 2 | 1956 | NG |  |  | NG | FO6 |  | 11174 | 137000 | 138000 | 0 |  | 0 | 0 | 0 | 0 | 0 | 0 | [6 empty] | 0 | 0 | 0 | 12 | 1955 | 0 | 0 | [7 empty] | 0
3 |  | 1167 | 1554 | 2 | ST | 136000 | C | OP | 1 | 1959 | NG |  |  | BIT |  |  | 10229 | 135000 | 135000 | 0 |  | 0 | 0 | 0 | 0 | 0 | 0 | [6 empty] | 0 | 0 | 0 | 12 | 1958 | 0 | 0 | E | [6 empty] | 0
3 |  | 1167 | 1554 | 3 | ST | 359041 | B | OP | 8 | 1966 | NG |  |  | BIT |  |  | 9376 | 319000 | 321000 | 0 |  | 0 | 0 | 0 | 0 | 0 | 0 | [6 empty] | 0 | 0 | 0 | 6 | 1966 | 0 | 0 | E | [6 empty] | 0
3 |  | 1167 | 1554 | 4 | ST | 414720 | C | OP | 8 | 1972 | NG |  |  | FO6 |  |  | 11278 | 398000 | 400000 | 0 |  | 0 | 0 | 0 | 0 | 0 | 0 | [6 empty] | 0 | 0 | 0 | 6 | 1972 | 0 | 0 | [7 empty] | 0
3 |  | 1167 | 1554 | GT1 | GT | 16000 | P | OP | 8 | 1967 | FO2 |  |  | FO2 |  |  | 18277 | 14000 | 17000 | 0 |  | 0 | 0 | 0 | 0 | 0 | 0 | [6 empty] | 0 | 0 | 0 | 8 | 1967 | 0 | 0 | [7 empty] | 0
3 |  | 1167 | 1555 | GT1 | GT | 18000 | P | OP | 6 | 1969 | NG |  |  | NG |  |  | 14979 | 16000 | 17000 | 0 |  | 0 | 0 | 0 | 0 | 0 | 0 | [6 empty] | 0 | 0 | 0 | 6 | 1969 | 0 | 0 | [7 empty] | 0
3 |  | 1167 | 1555 | GT2 | GT | 18000 | P | OP | 6 | 1969 | NG |  |  | NG |  |  | 14937 | 16000 | 17000 | 0 |  | 0 | 0 | 0 | 0 | 0 | 0 | [6 empty] | 0 | 0 | 0 | 6 | 1969 | 0 | 0 | [7 empty] | 0
3 |  | 1167 | 1555 | GT3 | GT | 18000 | P | OP | 6 | 1969 | NG |  |  | NG |  |  | 14874 | 16000 | 17000 | 0 |  | 0 | 0 | 0 | 0 | 0 | 0 | [6 empty] | 0 | 0 | 0 | 6 | 1969 | 0 | 0 | [7 empty] | 0
3 |  | 1167 | 1555 | GT4 | GT | 18000 | P | OP | 6 | 1969 | NG |  |  | NG |  |  | 14919 | 16000 | 17000 | 0 |  | 0 | 0 | 0 | 0 | 0 | 0 | [6 empty] | 0 | 0 | 0 | 6 | 1969 | 0 | 0 | [7 empty] | 0
3 |  | 1167 | 1555 | GT5 | GT | 18000 | P | OP | 6 | 1969 | NG |  |  | NG |  |  | 14844 | 16000 | 17000 | 0 |  | 0 | 0 | 0 | 0 | 0 | 0 | [6 empty] | 0 | 0 | 0 | 5 | 1969 | 0 | 0 | E | [6 empty] | 0
3 |  | 1167 | 1555 | GT6 | GT | 18000 | P | OP | 6 | 1969 | NG |  |  | NG |  |  | 14919 | 16000 | 17000 | 0 |  | 0 | 0 | 0 | 0 | 0 | 0 | [6 empty] | 0 | 0 | 0 | 5 | 1969 | 0 | 0 | E | [6 empty] | 0
3 |  | 1167 | 1555 | GT7 | GT | 18000 | P | OP | 6 | 1969 | NG |  |  | NG |  |  | 15023 | 16000 | 17000 | 0 |  | 0 | 0 | 0 | 0 | 0 | 0 | [6 empty] | 0 | 0 | 0 | 5 | 1969 | 0 | 0 | E | [6 empty] | 0
3 |  | 1167 | 1555 | GT8 | GT | 18000 | P | OP | 6 | 1969 | NG |  |  | NG |  |  | 14531 | 16000 | 17000 | 0 |  | 0 | 0 | 0 | 0 | 0 | 0 | [6 empty] | 0 | 0 | 0 | 5 | 1969 | 0 | 0 | E | [6 empty] | 0
3 |  | 1167 | 1556 | 5 | CW | 0 |  |  | 0 | 0 | [6 empty] | 0 | 0 | 0 | 131360 | PL | 0 | 0 | 6 | 1992 | 6 | 1995 | LO |  |  | WH |  |  | 130855 | 131360 | 0 | 0 | 0 | 107195 | 111123 | [7 empty] | 0
3 |  | 1167 | 1556 | 6 | CW | 0 |  |  | 0 | 0 | [6 empty] | 0 | 0 | 0 | 131360 | PL | 0 | 0 | 6 | 2000 | 6 | 2000 |  |  |  | WH |  |  | 130855 | 131360 | 0 | 0 | 0 | 107195 | 111123 | [7 empty] | 0
3 |  | 1167 | 1556 | 7 | CW | 0 |  |  | 0 | 0 | [6 empty] | 0 | 0 | 0 | 131360 | PL | 0 | 0 | 6 | 2001 | 6 | 2001 |  |  |  | WH |  |  | 130855 | 131360 | 0 | 0 | 0 | 107195 | 111123 | [7 empty] | 0
3 |  | 1167 | 1556 | 51 | CT | 0 |  |  | 0 | 0 | [6 empty] | 0 | 0 | 0 | 192000 | PL | 0 | 0 | 6 | 1996 | 6 | 1994 | LO |  |  | NG | FO2 |  | 139527 | 174520 | 0 | 0 | 0 | 154269 | 156618 | [7 empty] | 0
3 |  | 1167 | 1556 | 52 | CT | 0 |  |  | 0 | 0 | [6 empty] | 0 | 0 | 0 | 192000 | PL | 0 | 0 | 6 | 1997 | 6 | 1994 | LO |  |  | NG | FO2 |  | 139527 | 174520 | 0 | 0 | 0 | 154269 | 156618 | [7 empty] | 0
3 |  | 1167 | 1556 | 61 | CT | 0 |  |  | 0 | 0 | [6 empty] | 0 | 0 | 0 | 192000 | PL | 0 | 0 | 6 | 1997 | 6 | 1997 | LO |  |  | NG | FO2 |  | 139527 | 174520 | 0 | 0 | 0 | 154269 | 156618 | [7 empty] | 0
3 |  | 1167 | 1556 | 62 | CT | 0 |  |  | 0 | 0 | [6 empty] | 0 | 0 | 0 | 192000 | PL | 0 | 0 | 6 | 1998 | 6 | 1999 |  |  |  | NG | FO2 |  | 139527 | 174520 | 0 | 0 | 0 | 154269 | 156618 | [7 empty] | 0
3 |  | 1167 | 1556 | 71 | CT | 0 |  |  | 0 | 0 | [6 empty] | 0 | 0 | 0 | 192000 | PL | 0 | 0 | 6 | 2001 | 6 | 2001 |  |  |  | NG | FO2 |  | 139527 | 174520 | 0 | 0 | 0 | 154269 | 156618 | [7 empty] | 0
3 |  | 1167 | 1556 | 72 | CT | 0 |  |  | 0 | 0 | [6 empty] | 0 | 0 | 0 | 192000 | PL | 0 | 0 | 6 | 2001 | 6 | 2001 |  |  |  | NG | FO2 |  | 139527 | 174520 | 0 | 0 | 0 | 154269 | 156618 | [7 empty] | 0
3 |  | 1167 | 1556 | GT1 | GT | 53125 | P | OP | 1 | 1972 | FO2 |  |  | FO2 |  |  | 15046 | 52000 | 61000 | 0 |  | 0 | 0 | 6 | 1990 | 0 | 0 | [6 empty] | 0 | 0 | 0 | 11 | 1971 | 0 | 0 | [7 empty] | 0
3 |  | 1167 | 1556 | GT2 | GT | 53125 | P | OP | 4 | 1972 | FO2 |  |  | FO2 |  |  | 14285 | 52000 | 61000 | 0 |  | 0 | 0 | 6 | 1990 | 0 | 0 | [6 empty] | 0 | 0 | 0 | 10 | 1971 | 0 | 0 | [7 empty] | 0
3 |  | 1167 | 1556 | GT3 | GT | 53125 | P | OP | 4 | 1972 | FO2 |  |  | FO2 |  |  | 13524 | 52000 | 61000 | 0 |  | 0 | 0 | 6 | 1990 | 0 | 0 | [6 empty] | 0 | 0 | 0 | 1 | 1972 | 0 | 0 | [7 empty] | 0
3 |  | 1167 | 1556 | GT4 | GT | 53125 | P | OP | 4 | 1972 | FO2 |  |  | FO2 |  |  | 15495 | 52000 | 61000 | 0 |  | 0 | 0 | 6 | 1990 | 0 | 0 | [6 empty] | 0 | 0 | 0 | 12 | 1971 | 0 | 0 | [7 empty] | 0
3 |  | 1167 | 1557 | 4 | GT | 20700 | P | OP | 9 | 1970 | FO2 |  |  | FO2 |  |  | 15575 | 16000 | 17000 | 0 |  | 0 | 0 | 0 | 0 | 0 | 0 | [6 empty] | 0 | 0 | 0 | 9 | 1970 | 0 | 0 | [7 empty] | 0
3 |  | 1167 | 1557 | GT1 | GT | 20700 | P | OP | 8 | 1970 | FO2 |  |  | FO2 |  |  | 15438 | 16000 | 17000 | 0 |  | 0 | 0 | 0 | 0 | 0 | 0 | [6 empty] | 0 | 0 | 0 | 7 | 1970 | 0 | 0 | E | [6 empty] | 0
3 |  | 1167 | 1557 | GT2 | GT | 20700 | P | OP | 8 | 1970 | FO2 |  |  | FO2 |  |  | 16546 | 16000 | 17000 | 0 |  | 0 | 0 | 0 | 0 | 0 | 0 | [6 empty] | 0 | 0 | 0 | 7 | 1970 | 0 | 0 | E | [6 empty] | 0
3 |  | 1167 | 1557 | GT3 | GT | 20700 | P | OP | 9 | 1970 | FO2 |  |  | FO2 |  |  | 15620 | 16000 | 17000 | 0 |  | 0 | 0 | 0 | 0 | 0 | 0 | [6 empty] | 0 | 0 | 0 | 9 | 1970 | 0 | 0 | [7 empty] | 0
3 |  | 1167 | 1559 | 1 | ST | 60000 | C |  | 12 | 1942 | NG | FO6 |  | FO6 |  |  | 11552 | 59000 | 60000 | 0 | RE | 10 | 1991 | 0 | 0 | 0 | 0 | [6 empty] | 0 | 0 | 0 | 12 | 1942 | 0 | 0 | [7 empty] | 0
3 |  | 1167 | 1559 | 2 | ST | 60000 | C | OP | 4 | 1944 | NG | FO6 |  | FO6 |  |  | 12323 | 59000 | 60000 | 0 | RT | 12 | 1993 | 0 | 0 | 0 | 0 | [6 empty] | 0 | 0 | 0 | 4 | 1944 | 0 | 0 | [7 empty] | 0
3 |  | 1167 | 1559 | 3 | ST | 60000 | C | OP | 8 | 1948 | NG | FO6 |  | FO6 |  |  | 11718 | 62000 | 63000 | 0 | RT | 12 | 1993 | 0 | 0 | 0 | 0 | [6 empty] | 0 | 0 | 0 | 8 | 1948 | 0 | 0 | [7 empty] | 0
3 |  | 1167 | 1559 | 4 | ST | 72250 | C | OP | 9 | 1951 | NG | FO6 |  | FO6 | NG |  | 12349 | 78000 | 79000 | 0 |  | 0 | 0 | 0 | 0 | 0 | 0 | [6 empty] | 0 | 0 | 0 | 9 | 1951 | 0 | 0 | [7 empty] | 0
3 |  | 1167 | 1559 | 5 | ST | 81250 | C | OP | 9 | 1953 | NG | FO6 |  | FO6 |  |  | 11718 | 78000 | 79000 | 0 | RT | 12 | 1993 | 0 | 0 | 0 | 0 | [6 empty] | 0 | 0 | 0 | 8 | 1953 | 0 | 0 | [7 empty] | 0
3 |  | 1167 | 1559 | 8 | GT | 25000 | P | OP | 9 | 1970 | FO2 |  |  | FO2 |  |  | 13699 | 22000 | 25000 | 0 |  | 0 | 0 | 0 | 0 | 0 | 0 | [6 empty] | 0 | 0 | 0 | 8 | 1970 | 0 | 0 | E | [6 empty] | 0
3 |  | 1167 | 1559 | GT6 | JE | 121500 | P | OP | 4 | 1970 | NG | KER |  | NG | KER |  | 11908 | 129000 | 133000 | 0 |  | 0 | 0 | 0 | 0 | 0 | 0 | [6 empty] | 0 | 0 | 0 | 3 | 1970 | 0 | 0 | E | [6 empty] | 0
3 |  | 1167 | 1559 | GT7 | GT | 25000 | P | OP | 9 | 1970 | FO2 |  |  | FO2 |  |  | 14515 | 22000 | 25000 | 0 |  | 0 | 0 | 0 | 0 | 0 | 0 | [6 empty] | 0 | 0 | 0 | 9 | 1970 | 0 | 0 | [7 empty] | 0
3 |  | 1167 | 1560 | 1 | ST | 25000 | C |  | 10 | 1940 | FO6 |  |  | FO6 |  |  | 13076 | 19000 | 19000 | 0 | RE | 5 | 1984 | 0 | 0 | 0 | 0 | [6 empty] | 0 | 0 | 0 | 0 | 1940 | 0 | 0 | E | [6 empty] | 0
3 |  | 1167 | 1560 | 3 | ST | 60000 | C | OP | 8 | 1941 | FO6 |  |  | FO6 |  |  | 12853 | 58000 | 59000 | 0 | RT | 12 | 1993 | 0 | 0 | 0 | 0 | [6 empty] | 0 | 0 | 0 | 8 | 1941 | 0 | 0 | [7 empty] | 0
3 |  | 1167 | 1560 | 4 | ST | 69000 | C | OP | 6 | 1950 | FO6 |  |  | FO6 |  |  | 12932 | 68000 | 69000 | 0 | RT | 12 | 1993 | 0 | 0 | 0 | 0 | [6 empty] | 0 | 0 | 0 | 6 | 1950 | 0 | 0 | [7 empty] | 0
3 |  | 1167 | 1560 | 7 | ST | 17500 | C |  | 7 | 1914 | OT |  |  | STM |  |  | 0 | 16000 | 16000 | 0 | RE | 5 | 1984 | 0 | 0 | 0 | 0 | [6 empty] | 0 | 0 | 0 | 0 | 1914 | 0 | 0 | E | [6 empty] | 0
3 |  | 1167 | 1560 | 8 | ST | 20000 | C |  | 4 | 1917 | OT |  |  | STM |  |  | 0 | 16000 | 16000 | 0 | RE | 5 | 1984 | 0 | 0 | 0 | 0 | [6 empty] | 0 | 0 | 0 | 0 | 1917 | 0 | 0 | E | [6 empty] | 0
3 |  | 1167 | 1560 | 13 | ST | 20000 | C |  | 8 | 1924 | OT |  |  | STM |  |  | 0 | 16000 | 16000 | 0 | RE | 5 | 1984 | 0 | 0 | 0 | 0 | [6 empty] | 0 | 0 | 0 | 0 | 1924 | 0 | 0 | E | [6 empty] | 0
3 |  | 1167 | 1560 | 14 | ST | 20000 | C |  | 4 | 1924 | STM |  |  | STM |  |  | 0 | 16000 | 16000 | 0 | RE | 5 | 1984 | 0 | 0 | 0 | 0 | [6 empty] | 0 | 0 | 0 | 0 | 1924 | 0 | 0 | E | [6 empty] | 0
3 |  | 1167 | 1560 | GT5 | JE | 121500 | P | OP | 2 | 1969 | NG |  |  | NG |  |  | 14857 | 118000 | 132000 | 0 |  | 0 | 0 | 0 | 0 | 0 | 0 | [6 empty] | 0 | 0 | 0 | 12 | 1968 | 0 | 0 | [7 empty] | 0
3 |  | 1167 | 5002 | GT3 | GT | 0 |  |  | 0 | 0 | [6 empty] | 0 | 0 | 0 | 300000 | CN | 99 | 9999 | 3 | 1984 | 3 | 1981 |  |  |  | PET |  |  | 0 | 0 | 0 | 0 | 0 | 239000 | 288000 | [7 empty] | 0
3 |  | 1167 | 6011 | 1 | NP | 918000 | B | OP | 5 | 1975 | UR |  |  | UR |  |  | 10846 | 825000 | 860000 | 0 |  | 0 | 0 | 6 | 1990 | 6 | 1993 | [6 empty] | 840000 | 875000 | 845000 | 7 | 1974 | 0 | 0 | [7 empty] | 0
3 |  | 1167 | 6011 | 2 | NP | 910710 | B | OP | 4 | 1977 | UR |  |  | UR |  |  | 11057 | 825000 | 860000 | 0 |  | 0 | 0 | 6 | 1990 | 6 | 1993 | [6 empty] | 840000 | 875000 | 845000 | 11 | 1976 | 0 | 0 | [7 empty] | 0
3 |  | 1167 | 7282 | NA1 | GT | 0 |  |  | 0 | 0 | [6 empty] | 0 | 0 | 0 | 192000 | PL | 0 | 0 | 6 | 2001 | 6 | 2002 | LO |  |  | FO2 |  |  | 138916 | 174520 | 0 | 0 | 0 | 154691 | 185789 | [7 empty] | 0
3 |  | 1172 | 1125 | 1 | IC | 150 |  | SB | 99 | 1939 | FO2 |  |  | FO2 |  |  | 12050 | 150 | 150 | 0 |  | 0 | 0 | 0 | 0 | 0 | 0 | [6 empty] | 0 | 0 | 0 | 0 | 1939 | 0 | 0 | E | [6 empty] | 0
3 |  | 1172 | 1125 | 2 | IC | 200 |  | SB | 99 | 1939 | FO2 |  |  | FO2 |  |  | 12050 | 200 | 200 | 0 |  | 0 | 0 | 0 | 0 | 0 | 0 | [6 empty] | 0 | 0 | 0 | 0 | 1939 | 0 | 0 | E | [6 empty] | 0
3 |  | 1172 | 1125 | 3 | IC | 300 |  | SB | 99 | 1941 | FO2 |  |  | FO2 |  |  | 12050 | 300 | 300 | 0 |  | 0 | 0 | 0 | 0 | 0 | 0 | [6 empty] | 0 | 0 | 0 | 0 | 1941 | 0 | 0 | E | [6 empty] | 0
3 |  | 1172 | 1125 | 4 | IC | 300 |  | SB | 99 | 1948 | FO2 |  |  | FO2 |  |  | 12050 | 300 | 300 | 0 |  | 0 | 0 | 0 | 0 | 0 | 0 | [6 empty] | 0 | 0 | 0 | 0 | 1948 | 0 | 0 | E | [6 empty] | 0
3 |  | 1172 | 1125 | 5 | IC | 600 |  | SB | 99 | 1954 | FO2 |  |  | FO2 |  |  | 12050 | 588 | 588 | 0 |  | 0 | 0 | 0 | 0 | 0 | 0 | [6 empty] | 0 | 0 | 0 | 0 | 1954 | 0 | 0 | E | [6 empty] | 0
3 |  | 1179 | 782 | 1 | HC | 6500 | B | OP | 4 | 1988 | WAT |  |  | WAT |  |  | 0 | 6500 | 6500 | 0 |  | 0 | 0 | 11 | 1984 | 0 | 0 | FI | [5 empty] | 0 | 0 | 0 | 4 | 1988 | 0 | 0 | [7 empty] | 0
3 |  | 1179 | 782 | 2 | HC | 6500 | B | OP | 4 | 1988 | WAT |  |  | WAT |  |  | 0 | 6500 | 6500 | 0 |  | 0 | 0 | 11 | 1984 | 0 | 0 | FI | [5 empty] | 0 | 0 | 0 | 4 | 1988 | 0 | 0 | [7 empty] | 0
3 |  | 1179 | 783 | 1 | HC | 0 |  |  | 0 | 0 | [6 empty] | 0 | 0 | 0 | 12000 | PL | 0 | 0 | 11 | 1991 | 4 | 1999 |  |  |  | WAT |  |  | 12000 | 12000 | 0 | 0 | 0 | 12530 | 12033 | [7 empty] | 0
3 |  | 1179 | 783 | 2 | HC | 0 |  |  | 0 | 0 | [6 empty] | 0 | 0 | 0 | 12000 | PL | 0 | 0 | 1 | 1997 | 4 | 1999 | AP | FI |  | WAT |  |  | 12000 | 12000 | 0 | 0 | 0 | 12530 | 12033 | [7 empty] | 0
3 |  | 1179 | 783 | 3 | HC | 0 |  |  | 0 | 0 | [6 empty] | 0 | 0 | 0 | 12000 | PL | 0 | 0 | 4 | 1999 | 4 | 1999 |  |  |  | WAT |  |  | 12000 | 12000 | 0 | 0 | 0 | 12530 | 12033 | [7 empty] | 0
3 |  | 1179 | 784 | 1 | HC | 0 |  |  | 0 | 0 | [6 empty] | 0 | 0 | 0 | 8000 | PL | 0 | 0 | 11 | 1990 | 4 | 1996 | AP | FI |  | WAT |  |  | 8000 | 8000 | 0 | 0 | 0 | 8227 | 7939 | [7 empty] | 0
3 |  | 1179 | 1466 | 1 | IC | 2000 |  | OP | 88 | 1961 | FO2 |  |  | FO2 |  |  | 10060 | 2000 | 2132 | 0 |  | 0 | 0 | 0 | 0 | 0 | 0 | [6 empty] | 0 | 0 | 0 | 0 | 1961 | 0 | 0 | E | [6 empty] | 0
3 |  | 1179 | 1466 | 2 | IC | 2000 |  | OP | 88 | 1961 | FO2 |  |  | FO2 |  |  | 10060 | 2000 | 2132 | 0 |  | 0 | 0 | 0 | 0 | 0 | 0 | [6 empty] | 0 | 0 | 0 | 0 | 1961 | 0 | 0 | E | [6 empty] | 0
3 |  | 1179 | 1466 | 3 | IC | 2000 |  | OP | 88 | 1961 | FO2 |  |  | FO2 |  |  | 10060 | 2000 | 2133 | 0 |  | 0 | 0 | 0 | 0 | 0 | 0 | [6 empty] | 0 | 0 | 0 | 0 | 1961 | 0 | 0 | E | [6 empty] | 0
3 |  | 1179 | 1466 | 4 | IC | 2000 |  | OP | 88 | 1961 | FO2 |  |  | FO2 |  |  | 10060 | 2000 | 2133 | 0 |  | 0 | 0 | 0 | 0 | 0 | 0 | [6 empty] | 0 | 0 | 0 | 0 | 1961 | 0 | 0 | E | [6 empty] | 0
3 |  | 1179 | 1467 | 2 | IC | 1000 |  |  | 88 | 1949 | FO2 |  |  | FO2 |  |  | 10530 | 1000 | 1000 | 0 | RE | 10 | 1984 | 0 | 0 | 0 | 0 | [6 empty] | 0 | 0 | 0 | 0 | 1949 | 0 | 0 | E | [6 empty] | 0
3 |  | 1179 | 1468 | 1 | IC | 1000 |  | OP | 88 | 1948 | FO2 |  |  | FO2 |  |  | 10530 | 900 | 1000 | 0 |  | 0 | 0 | 0 | 0 | 0 | 0 | [6 empty] | 0 | 0 | 0 | 0 | 1948 | 0 | 0 | E | [6 empty] | 0
3 |  | 1179 | 1468 | 2 | IC | 1000 |  | OP | 88 | 1949 | FO2 |  |  | FO2 |  |  | 10060 | 900 | 1000 | 0 |  | 0 | 0 | 0 | 0 | 0 | 0 | [6 empty] | 0 | 0 | 0 | 0 | 1949 | 0 | 0 | E | [6 empty] | 0
3 |  | 1179 | 1468 | 3 | IC | 2000 |  | OP | 88 | 1949 | FO2 |  |  | FO2 |  |  | 10060 | 2000 | 2100 | 0 |  | 0 | 0 | 0 | 0 | 0 | 0 | [6 empty] | 0 | 0 | 0 | 0 | 1949 | 0 | 0 | E | [6 empty] | 0
3 |  | 1179 | 1469 | 1 | HC | 2500 | P | OP | 88 | 1924 | WAT |  |  | WAT |  |  | 0 | 2400 | 2400 | 0 |  | 0 | 0 | 0 | 0 | 0 | 0 | [6 empty] | 0 | 0 | 0 | 0 | 1924 | 0 | 0 | E | [6 empty] | 0
3 |  | 1179 | 1469 | 2 | HC | 2000 | P | OP | 88 | 1937 | WAT |  |  | WAT |  |  | 0 | 2000 | 2000 | 0 |  | 0 | 0 | 0 | 0 | 0 | 0 | [6 empty] | 0 | 0 | 0 | 0 | 1937 | 0 | 0 | [7 empty] | 0
3 |  | 1179 | 1469 | 3 | HC | 2000 | P | OP | 88 | 1938 | WAT |  |  | WAT |  |  | 0 | 2000 | 2000 | 0 |  | 0 | 0 | 0 | 0 | 0 | 0 | [6 empty] | 0 | 0 | 0 | 0 | 1938 | 0 | 0 | E | [6 empty] | 0
3 |  | 1179 | 1469 | 4 | HC | 2400 | P | OP | 88 | 1919 | WAT |  |  | WAT |  |  | 0 | 2500 | 2500 | 0 |  | 0 | 0 | 0 | 0 | 0 | 0 | [6 empty] | 0 | 0 | 0 | 0 | 1919 | 0 | 0 | E | [6 empty] | 0
3 |  | 1179 | 1470 | 3 | ST | 11500 | P | OP | 88 | 1954 | KER |  |  | FO6 |  |  | 16210 | 11700 | 12600 | 0 |  | 0 | 0 | 0 | 0 | 0 | 0 | [6 empty] | 0 | 0 | 0 | 0 | 1954 | 0 | 0 | E | [6 empty] | 0
3 |  | 1179 | 1470 | 4 | ST | 18800 | P | OP | 88 | 1957 | KER |  |  | FO6 |  |  | 12752 | 17700 | 18200 | 0 |  | 0 | 0 | 0 | 0 | 0 | 0 | [6 empty] | 0 | 0 | 0 | 0 | 1957 | 0 | 0 | E | [6 empty] | 0
3 |  | 1179 | 1470 | 5 | ST | 27200 | P | OP | 88 | 1964 | LPG |  |  | FO6 |  |  | 11971 | 27600 | 29000 | 0 |  | 0 | 0 | 0 | 0 | 0 | 0 | [6 empty] | 0 | 0 | 0 | 0 | 1964 | 0 | 0 | E | [6 empty] | 0
3 |  | 1179 | 1472 | 1 | HC | 600 | B | OP | 88 | 1921 | WAT |  |  | WAT |  |  | 0 | 600 | 600 | 0 |  | 0 | 0 | 0 | 0 | 0 | 0 | [6 empty] | 0 | 0 | 0 | 0 | 1921 | 0 | 0 | E | [6 empty] | 0
3 |  | 1179 | 1472 | 2 | HC | 600 | B | OP | 88 | 1916 | WAT |  |  | WAT |  |  | 0 | 600 | 600 | 0 |  | 0 | 0 | 0 | 0 | 0 | 0 | [6 empty] | 0 | 0 | 0 | 0 | 1916 | 0 | 0 | E | [6 empty] | 0
3 |  | 1179 | 1472 | 3 | HC | 600 | B | OP | 88 | 1916 | WAT |  |  | WAT |  |  | 0 | 600 | 600 | 0 |  | 0 | 0 | 0 | 0 | 0 | 0 | [6 empty] | 0 | 0 | 0 | 0 | 1916 | 0 | 0 | E | [6 empty] | 0
3 |  | 1179 | 1474 | 5 | HC | 700 | B | OP | 88 | 1925 | WAT |  |  | WAT |  |  | 0 | 700 | 700 | 0 |  | 0 | 0 | 0 | 0 | 0 | 0 | [6 empty] | 0 | 0 | 0 | 0 | 1925 | 0 | 0 | E | [6 empty] | 0
3 |  | 1179 | 1474 | HC1 | HC | 680 | B | OP | 0 | 1923 | WAT |  |  | WAT |  |  | 0 | 680 | 680 | 0 |  | 0 | 0 | 0 | 0 | 0 | 0 | [6 empty] | 0 | 0 | 0 | 0 | 1923 | 0 | 0 | [7 empty] | 0
3 |  | 1179 | 1474 | HC2 | HC | 680 | B | OP | 0 | 1923 | WAT |  |  | WAT |  |  | 0 | 680 | 680 | 0 |  | 0 | 0 | 0 | 0 | 0 | 0 | [6 empty] | 0 | 0 | 0 | 0 | 1923 | 0 | 0 | [7 empty] | 0
3 |  | 1179 | 1474 | HC3 | HC | 680 | B | OP | 0 | 1925 | WAT |  |  | WAT |  |  | 0 | 680 | 680 | 0 |  | 0 | 0 | 0 | 0 | 0 | 0 | [6 empty] | 0 | 0 | 0 | 0 | 1925 | 0 | 0 | [7 empty] | 0
3 |  | 1179 | 1474 | HC4 | HC | 700 | B | OP | 0 | 1925 | WAT |  |  | WAT |  |  | 0 | 700 | 700 | 0 |  | 0 | 0 | 0 | 0 | 0 | 0 | [6 empty] | 0 | 0 | 0 | 0 | 1925 | 0 | 0 | [7 empty] | 0
3 |  | 1179 | 1474 | IC1 | IC | 2000 | P | OP | 88 | 1960 | FO2 |  |  | FO2 |  |  | 10060 | 1962 | 2145 | 0 |  | 0 | 0 | 0 | 0 | 0 | 0 | [6 empty] | 0 | 0 | 0 | 0 | 1960 | 0 | 0 | E | [6 empty] | 0
3 |  | 1179 | 1474 | IC2 | IC | 2000 | P | OP | 88 | 1960 | FO2 |  |  | FO2 |  |  | 10060 | 1962 | 2145 | 0 |  | 0 | 0 | 0 | 0 | 0 | 0 | [6 empty] | 0 | 0 | 0 | 0 | 1960 | 0 | 0 | E | [6 empty] | 0
3 |  | 1179 | 1474 | IC3 | IC | 2000 | P | OP | 88 | 1960 | FO2 |  |  | FO2 |  |  | 10060 | 1963 | 2145 | 0 |  | 0 | 0 | 0 | 0 | 0 | 0 | [6 empty] | 0 | 0 | 0 | 0 | 1960 | 0 | 0 | E | [6 empty] | 0
3 |  | 1179 | 1474 | IC4 | IC | 2000 | P | OP | 88 | 1960 | FO2 |  |  | FO2 |  |  | 10060 | 1963 | 2145 | 0 |  | 0 | 0 | 0 | 0 | 0 | 0 | [6 empty] | 0 | 0 | 0 | 0 | 1960 | 0 | 0 | E | [6 empty] | 0
3 |  | 1179 | 1475 | 1 | IC | 1000 | P |  | 88 | 1949 | FO2 |  |  | FO2 |  |  | 10530 | 1000 | 1000 | 0 | RE | 6 | 1990 | 0 | 0 | 0 | 0 | [6 empty] | 0 | 0 | 0 | 0 | 1949 | 0 | 0 | E | [6 empty] | 0
3 |  | 1179 | 1475 | 2 | IC | 1000 | P |  | 88 | 1949 | FO2 |  |  | FO2 |  |  | 10530 | 1000 | 1000 | 0 | RE | 6 | 1990 | 0 | 0 | 0 | 0 | [6 empty] | 0 | 0 | 0 | 0 | 1949 | 0 | 0 | E | [6 empty] | 0
3 |  | 1179 | 1475 | 3 | HC | 1600 | B | OP | 88 | 1956 | WAT |  |  | WAT |  |  | 0 | 1600 | 1600 | 0 |  | 0 | 0 | 0 | 0 | 0 | 0 | [6 empty] | 0 | 0 | 0 | 0 | 1956 | 0 | 0 | E | [6 empty] | 0
3 |  | 1179 | 1475 | 4 | HC | 1600 | B | OP | 88 | 1949 | WAT |  |  | WAT |  |  | 0 | 1600 | 1600 | 0 |  | 0 | 0 | 0 | 0 | 0 | 0 | [6 empty] | 0 | 0 | 0 | 0 | 1949 | 0 | 0 | E | [6 empty] | 0
3 |  | 1179 | 1475 | 5 | HC | 1600 | B | OP | 88 | 1942 | WAT |  |  | WAT |  |  | 0 | 1600 | 1600 | 0 |  | 0 | 0 | 0 | 0 | 0 | 0 | [6 empty] | 0 | 0 | 0 | 0 | 1942 | 0 | 0 | E | [6 empty] | 0
3 |  | 1179 | 1475 | 6 | HC | 1600 | B | OP | 88 | 1943 | WAT |  |  | WAT |  |  | 0 | 1600 | 1600 | 0 |  | 0 | 0 | 0 | 0 | 0 | 0 | [6 empty] | 0 | 0 | 0 | 0 | 1943 | 0 | 0 | E | [6 empty] | 0
3 |  | 1179 | 1475 | 7 | HC | 0 |  |  | 0 | 0 | [6 empty] | 0 | 0 | 0 | 1200 | PL | 0 | 0 | 1 | 1993 | 1 | 1994 |  |  |  | WAT |  |  | 1200 | 1200 | 0 | 0 | 0 | 1149 | 1134 | [7 empty] | 0
3 |  | 1179 | 1476 | 1 | HC | 452 | B | OP | 88 | 1911 | WAT |  |  | WAT |  |  | 0 | 452 | 452 | 0 |  | 0 | 0 | 0 | 0 | 0 | 0 | [6 empty] | 0 | 0 | 0 | 0 | 1911 | 0 | 0 | E | [6 empty] | 0
3 |  | 1179 | 1476 | 2 | HC | 480 | B | OP | 88 | 1949 | WAT |  |  | WAT |  |  | 0 | 480 | 480 | 0 |  | 0 | 0 | 0 | 0 | 0 | 0 | [6 empty] | 0 | 0 | 0 | 0 | 1949 | 0 | 0 | E | [6 empty] | 0
3 |  | 1179 | 1476 | 3 | HC | 700 | B | OP | 88 | 1949 | WAT |  |  | WAT |  |  | 0 | 700 | 700 | 0 |  | 0 | 0 | 0 | 0 | 0 | 0 | [6 empty] | 0 | 0 | 0 | 0 | 1949 | 0 | 0 | E | [6 empty] | 0
3 |  | 1179 | 1476 | 4 | HC | 700 | B | OP | 88 | 1949 | WAT |  |  | WAT |  |  | 0 | 700 | 700 | 0 |  | 0 | 0 | 0 | 0 | 0 | 0 | [6 empty] | 0 | 0 | 0 | 0 | 1949 | 0 | 0 | E | [6 empty] | 0
3 |  | 1179 | 1477 | 1 | HC | 1400 |  |  | 88 | 1928 | WAT |  |  | WAT |  |  | 0 | 1400 | 1400 | 0 | RE | 4 | 1987 | 0 | 0 | 0 | 0 | [6 empty] | 0 | 0 | 0 | 0 | 1928 | 0 | 0 | E | [6 empty] | 0
3 |  | 1179 | 1477 | 2 | HC | 1200 |  |  | 88 | 1927 | WAT |  |  | WAT |  |  | 0 | 1200 | 1200 | 0 | RE | 4 | 1987 | 0 | 0 | 0 | 0 | [6 empty] | 0 | 0 | 0 | 0 | 1927 | 0 | 0 | E | [6 empty] | 0
3 |  | 1179 | 1477 | 3 | HC | 1200 |  |  | 88 | 1927 | WAT |  |  | WAT |  |  | 0 | 1200 | 1200 | 0 | RE | 4 | 1987 | 0 | 0 | 0 | 0 | [6 empty] | 0 | 0 | 0 | 0 | 1927 | 0 | 0 | E | [6 empty] | 0
3 |  | 1179 | 1478 | 1 | HC | 450 | B | OP | 88 | 1949 | WAT |  |  | WAT |  |  | 0 | 450 | 450 | 0 |  | 0 | 0 | 0 | 0 | 0 | 0 | [6 empty] | 0 | 0 | 0 | 0 | 1949 | 0 | 0 | E | [6 empty] | 0
3 |  | 1179 | 1478 | 2 | HC | 450 | B | OP | 88 | 1949 | WAT |  |  | WAT |  |  | 0 | 450 | 450 | 0 |  | 0 | 0 | 0 | 0 | 0 | 0 | [6 empty] | 0 | 0 | 0 | 0 | 1949 | 0 | 0 | E | [6 empty] | 0
3 |  | 1179 | 1478 | 3 | HC | 450 | B | OP | 88 | 1949 | WAT |  |  | WAT |  |  | 0 | 450 | 450 | 0 |  | 0 | 0 | 0 | 0 | 0 | 0 | [6 empty] | 0 | 0 | 0 | 0 | 1949 | 0 | 0 | E | [6 empty] | 0
3 |  | 1179 | 1478 | 4 | HC | 600 | B | OP | 88 | 1949 | WAT |  |  | WAT |  |  | 0 | 600 | 600 | 0 |  | 0 | 0 | 0 | 0 | 0 | 0 | [6 empty] | 0 | 0 | 0 | 0 | 1949 | 0 | 0 | E | [6 empty] | 0
3 |  | 1179 | 1479 | 1 | HC | 550 | B | OP | 88 | 1933 | WAT |  |  | WAT |  |  | 0 | 550 | 550 | 0 |  | 0 | 0 | 0 | 0 | 0 | 0 | [6 empty] | 0 | 0 | 0 | 0 | 1933 | 0 | 0 | E | [6 empty] | 0
3 |  | 1179 | 1479 | 2 | HC | 325 | B | OP | 88 | 1920 | WAT |  |  | WAT |  |  | 0 | 325 | 325 | 0 |  | 0 | 0 | 0 | 0 | 0 | 0 | [6 empty] | 0 | 0 | 0 | 0 | 1920 | 0 | 0 | E | [6 empty] | 0
3 |  | 1179 | 1479 | 3 | HC | 325 | B | OP | 88 | 1920 | WAT |  |  | WAT |  |  | 0 | 325 | 325 | 0 |  | 0 | 0 | 0 | 0 | 0 | 0 | [6 empty] | 0 | 0 | 0 | 0 | 1920 | 0 | 0 | E | [6 empty] | 0
3 |  | 1179 | 1479 | 4 | HC | 325 | B | OP | 88 | 1920 | WAT |  |  | WAT |  |  | 0 | 325 | 325 | 0 |  | 0 | 0 | 0 | 0 | 0 | 0 | [6 empty] | 0 | 0 | 0 | 0 | 1920 | 0 | 0 | E | [6 empty] | 0
3 |  | 1179 | 1479 | 5 | HC | 325 | B | OP | 88 | 1920 | WAT |  |  | WAT |  |  | 0 | 325 | 325 | 0 |  | 0 | 0 | 0 | 0 | 0 | 0 | [6 empty] | 0 | 0 | 0 | 0 | 1920 | 0 | 0 | E | [6 empty] | 0
3 |  | 1179 | 1479 | 6 | HC | 325 | B | OP | 88 | 1920 | WAT |  |  | WAT |  |  | 0 | 325 | 325 | 0 |  | 0 | 0 | 0 | 0 | 0 | 0 | [6 empty] | 0 | 0 | 0 | 0 | 1920 | 0 | 0 | E | [6 empty] | 0
3 |  | 1179 | 1479 | 7 | HC | 325 | B | OP | 88 | 1920 | WAT |  |  | WAT |  |  | 0 | 325 | 325 | 0 |  | 0 | 0 | 0 | 0 | 0 | 0 | [6 empty] | 0 | 0 | 0 | 0 | 1920 | 0 | 0 | E | [6 empty] | 0
3 |  | 1179 | 1479 | 8 | HC | 325 | B | OP | 88 | 1920 | WAT |  |  | WAT |  |  | 0 | 325 | 325 | 0 |  | 0 | 0 | 0 | 0 | 0 | 0 | [6 empty] | 0 | 0 | 0 | 0 | 1920 | 0 | 0 | E | [6 empty] | 0
3 |  | 1179 | 1479 | 9 | HC | 325 | B | OP | 88 | 1920 | WAT |  |  | WAT |  |  | 0 | 325 | 325 | 0 |  | 0 | 0 | 0 | 0 | 0 | 0 | [6 empty] | 0 | 0 | 0 | 0 | 1920 | 0 | 0 | E | [6 empty] | 0
3 |  | 1179 | 1479 | 10 | HC | 325 | B | OP | 88 | 1920 | WAT |  |  | WAT |  |  | 0 | 325 | 325 | 0 |  | 0 | 0 | 0 | 0 | 0 | 0 | [6 empty] | 0 | 0 | 0 | 0 | 1920 | 0 | 0 | E | [6 empty] | 0
3 |  | 1179 | 1479 | 11 | HC | 325 | B | OP | 88 | 1920 | WAT |  |  | WAT |  |  | 0 | 325 | 325 | 0 |  | 0 | 0 | 0 | 0 | 0 | 0 | [6 empty] | 0 | 0 | 0 | 0 | 1920 | 0 | 0 | E | [6 empty] | 0
3 |  | 1179 | 1479 | 12 | HC | 325 | B | OP | 88 | 1920 | WAT |  |  | WAT |  |  | 0 | 325 | 325 | 0 |  | 0 | 0 | 0 | 0 | 0 | 0 | [6 empty] | 0 | 0 | 0 | 0 | 1920 | 0 | 0 | E | [6 empty] | 0
3 |  | 1179 | 1479 | 13 | HC | 325 | B | OP | 88 | 1920 | WAT |  |  | WAT |  |  | 0 | 325 | 325 | 0 |  | 0 | 0 | 0 | 0 | 0 | 0 | [6 empty] | 0 | 0 | 0 | 0 | 1920 | 0 | 0 | E | [6 empty] | 0
3 |  | 1179 | 1479 | 14 | HC | 325 | B | OP | 88 | 1920 | WAT |  |  | WAT |  |  | 0 | 325 | 325 | 0 |  | 0 | 0 | 0 | 0 | 0 | 0 | [6 empty] | 0 | 0 | 0 | 0 | 1920 | 0 | 0 | E | [6 empty] | 0
3 |  | 1179 | 1479 | 15 | HC | 575 | B | OP | 88 | 1914 | WAT |  |  | WAT |  |  | 0 | 575 | 575 | 0 |  | 0 | 0 | 0 | 0 | 0 | 0 | [6 empty] | 0 | 0 | 0 | 0 | 1914 | 0 | 0 | E | [6 empty] | 0
3 |  | 1179 | 7199 | 16 | HC | 1500 | B | OP | 0 | 1938 | WAT |  |  | WAT |  |  | 0 | 1500 | 1500 | 0 |  | 0 | 0 | 0 | 0 | 0 | 0 | [6 empty] | 0 | 0 | 0 | 0 | 1938 | 0 | 0 | [7 empty] | 0
3 |  | 1179 | 7199 | 17 | HC | 1500 | B | OP | 0 | 1938 | WAT |  |  | WAT |  |  | 0 | 1500 | 1500 | 0 |  | 0 | 0 | 0 | 0 | 0 | 0 | [6 empty] | 0 | 0 | 0 | 0 | 1938 | 0 | 0 | [7 empty] | 0
3 |  | 1233 | 1962 | 1 | IC | 485 |  |  | 99 | 1951 | FO2 |  |  | FO2 |  |  | 0 | 450 | 450 | 0 | RE | 9 | 1988 | 0 | 0 | 0 | 0 | [6 empty] | 0 | 0 | 0 | 0 | 1951 | 0 | 0 | E | [6 empty] | 0
3 |  | 1233 | 1962 | 2 | IC | 485 |  |  | 99 | 1951 | FO2 |  |  | FO2 |  |  | 0 | 450 | 450 | 0 | RE | 9 | 1988 | 0 | 0 | 0 | 0 | [6 empty] | 0 | 0 | 0 | 0 | 1951 | 0 | 0 | E | [6 empty] | 0
3 |  | 1233 | 1962 | 3 | IC | 625 |  |  | 99 | 1954 | FO2 |  |  | FO2 |  |  | 0 | 600 | 600 | 0 | RE | 9 | 1988 | 0 | 0 | 0 | 0 | [6 empty] | 0 | 0 | 0 | 0 | 1954 | 0 | 0 | E | [6 empty] | 0
3 |  | 1276 | 7173 | 1 | GT | 750 |  | OP | 0 | 1964 | NG |  |  | NG | FO2 |  | 0 | 750 | 750 | 0 |  | 0 | 0 | 0 | 0 | 0 | 0 | [6 empty] | 0 | 0 | 0 | 0 | 1964 | 0 | 0 | [7 empty] | 0
3 |  | 1276 | 7173 | 2 | GT | 750 |  | OP | 0 | 1964 | NG |  |  | NG | FO2 |  | 0 | 750 | 750 | 0 |  | 0 | 0 | 0 | 0 | 0 | 0 | [6 empty] | 0 | 0 | 0 | 0 | 1964 | 0 | 0 | [7 empty] | 0
3 |  | 1276 | 7173 | 3 | GT | 750 |  |  | 0 | 1964 |  |  |  | NG | FO2 |  | 0 | 750 | 750 | 0 | RE | 12 | 1977 | 0 | 0 | 0 | 0 | [6 empty] | 0 | 0 | 0 | 0 | 1964 | 0 | 0 | [7 empty] | 0
3 |  | 1276 | 7173 | 4 | GT | 350 |  |  | 0 | 1964 |  |  |  | NG | FO2 |  | 0 | 350 | 350 | 0 | RE | 0 | 1980 | 0 | 0 | 0 | 0 | [6 empty] | 0 | 0 | 0 | 0 | 1964 | 0 | 0 | [7 empty] | 0
3 |  | 1276 | 7173 | 5 | GT | 350 |  |  | 0 | 1964 |  |  |  | NG | FO2 |  | 0 | 350 | 350 | 0 | RE | 0 | 1982 | 0 | 0 | 0 | 0 | [6 empty] | 0 | 0 | 0 | 0 | 1964 | 0 | 0 | [7 empty] | 0
3 |  | 1276 | 7173 | 6 | GT | 2500 |  | OP | 0 | 1977 | NG |  |  | NG | FO2 |  | 0 | 2500 | 2500 | 0 |  | 0 | 0 | 0 | 0 | 0 | 0 | [6 empty] | 0 | 0 | 0 | 0 | 1977 | 0 | 0 | [7 empty] | 0
3 |  | 1276 | 7173 | 7 | GT | 2500 |  | OP | 0 | 1980 | NG |  |  | NG | FO2 |  | 0 | 2500 | 2500 | 0 |  | 0 | 0 | 0 | 0 | 0 | 0 | [6 empty] | 0 | 0 | 0 | 0 | 1980 | 0 | 0 | [7 empty] | 0
3 |  | 1276 | 7173 | 8 | GT | 2500 |  | OP | 0 | 1982 | NG |  |  | NG | FO2 |  | 0 | 2500 | 2500 | 0 |  | 0 | 0 | 0 | 0 | 0 | 0 | [6 empty] | 0 | 0 | 0 | 0 | 1982 | 0 | 0 | [7 empty] | 0
3 |  | 1278 | 4102 | 1 | IC | 100 |  |  | 88 | 1925 |  |  |  | FO2 |  |  | 0 | 0 | 0 | 0 | RE | 8 | 1982 | 0 | 0 | 0 | 0 | [6 empty] | 0 | 0 | 0 | 0 | 1925 | 0 | 0 | E | [6 empty] | 0
3 |  | 1278 | 4102 | 2 | IC | 400 |  |  | 88 | 1930 |  |  |  | FO2 |  |  | 0 | 0 | 0 | 0 | RE | 8 | 1982 | 0 | 0 | 0 | 0 | [6 empty] | 0 | 0 | 0 | 0 | 1930 | 0 | 0 | E | [6 empty] | 0
3 |  | 1278 | 4102 | 3 | IC | 2000 |  |  | 99 | 1930 |  |  |  | FO2 |  |  | 0 | 0 | 0 | 0 | RE | 7 | 1982 | 0 | 0 | 0 | 0 | [6 empty] | 0 | 0 | 0 | 0 | 1930 | 0 | 0 | E | [6 empty] | 0
3 |  | 1278 | 4102 | 6 | IC | 700 |  |  | 88 | 1937 |  |  |  | FO2 |  |  | 0 | 0 | 0 | 0 | RE | 8 | 1982 | 0 | 0 | 0 | 0 | [6 empty] | 0 | 0 | 0 | 0 | 1937 | 0 | 0 | E | [6 empty] | 0
3 |  | 1278 | 4102 | 7 | IC | 800 |  | SB | 88 | 1944 | FO2 |  |  | FO2 |  |  | 11625 | 800 | 800 | 0 |  | 0 | 0 | 0 | 0 | 0 | 0 | [6 empty] | 0 | 0 | 0 | 0 | 1944 | 0 | 0 | E | [6 empty] | 0
3 |  | 1278 | 4102 | 8 | IC | 1300 |  | SB | 88 | 1954 | FO2 |  |  | FO2 |  |  | 10730 | 1300 | 1300 | 0 |  | 0 | 0 | 0 | 0 | 0 | 0 | [6 empty] | 0 | 0 | 0 | 0 | 1954 | 0 | 0 | E | [6 empty] | 0
3 |  | 1278 | 4102 | 9 | IC | 2000 |  | SB | 88 | 1960 | FO2 |  |  | FO2 |  |  | 9300 | 2000 | 2000 | 0 |  | 0 | 0 | 0 | 0 | 0 | 0 | [6 empty] | 0 | 0 | 0 | 0 | 1960 | 0 | 0 | E | [6 empty] | 0
3 |  | 1278 | 4102 | H1 | HC | 100 |  |  | 88 | 1918 |  |  |  | WAT |  |  | 0 | 100 | 100 | 0 | SD | 0 | 0 | 0 | 0 | 0 | 0 | [6 empty] | 0 | 0 | 0 | 0 | 1918 | 0 | 0 | E | [6 empty] | 0
3 |  | 1278 | 4102 | H2 | HC | 100 |  | OP | 88 | 1923 |  |  |  | WAT |  |  | 0 | 72 | 72 | 0 |  | 0 | 0 | 0 | 0 | 0 | 0 | [6 empty] | 0 | 0 | 0 | 0 | 1923 | 0 | 0 | E | [6 empty] | 0
3 |  | 1287 | 3552 | 1 | IC | 300 |  |  | 99 | 1956 |  |  |  | PET |  |  | 0 | 0 | 0 | 0 | RE | 99 | 1979 | 0 | 0 | 0 | 0 | [6 empty] | 0 | 0 | 0 | 0 | 1956 | 0 | 0 | E | [6 empty] | 0
3 |  | 1299 | 3753 | 1 | HC | 700 | B | OP | 7 | 1931 | WAT |  |  | WAT |  |  | 0 | 450 | 650 | 0 |  | 0 | 0 | 0 | 0 | 0 | 0 | [6 empty] | 0 | 0 | 0 | 6 | 1931 | 0 | 0 | [7 empty] | 0
3 |  | 1299 | 3753 | 2 | HC | 700 | B | OP | 10 | 1948 | WAT |  |  | WAT |  |  | 0 | 450 | 650 | 0 |  | 0 | 0 | 0 | 0 | 0 | 0 | [6 empty] | 0 | 0 | 0 | 9 | 1948 | 0 | 0 | [7 empty] | 0
3 |  | 1299 | 3753 | IC3 | IC | 1400 | C | SB | 7 | 1956 | FO2 |  |  | FO2 |  |  | 15220 | 1120 | 1120 | 0 |  | 0 | 0 | 0 | 0 | 0 | 0 | [6 empty] | 0 | 0 | 0 | 6 | 1956 | 0 | 0 | E | [6 empty] | 0
3 |  | 1307 | 2817 | 1 | ST | 216000 | B | OP | 1 | 1966 | FO2 |  |  | LIG |  |  | 11015 | 210000 | 210000 | 0 |  | 0 | 0 | 0 | 0 | 0 | 0 | [6 empty] | 0 | 0 | 0 | 11 | 1965 | 0 | 0 | E | [6 empty] | 0
3 |  | 1307 | 2817 | 2 | ST | 440000 | B | OP | 12 | 1975 | FO2 |  |  | LIG |  |  | 11010 | 440000 | 440000 | 0 |  | 0 | 0 | 0 | 0 | 0 | 0 | [6 empty] | 0 | 0 | 0 | 9 | 1975 | 0 | 0 | E | [6 empty] | 0
3 | A269 | 1307 | 2818 | 1 | ST | 25000 |  | SC | 4 | 1952 | FO2 |  |  | LIG | REF |  | 14000 | 47000 | 47000 | 0 |  | 0 | 0 | 0 | 0 | 0 | 0 | [6 empty] | 0 | 0 | 0 | 3 | 1952 | 0 | 0 | [7 empty] | 0
3 | A269 | 1307 | 2818 | 2 | ST | 25000 |  | SC | 4 | 1952 | FO2 |  |  | LIG | REF |  | 14000 | 0 | 0 | 0 |  | 0 | 0 | 0 | 0 | 0 | 0 | [6 empty] | 0 | 0 | 0 | 4 | 1952 | 0 | 0 | [7 empty] | 0
3 |  | 1307 | 6092 | 1 | GT | 67500 | P | OP | 6 | 1978 | FO2 |  |  | FO2 |  |  | 12648 | 52000 | 52000 | 0 |  | 0 | 0 | 0 | 0 | 0 | 0 | [6 empty] | 0 | 0 | 0 | 5 | 1978 | 0 | 0 | E | [6 empty] | 0
3 |  | 1307 | 6092 | 2 | GT | 67500 | P | OP | 6 | 1978 | FO2 |  |  | FO2 |  |  | 12343 | 44000 | 52000 | 0 |  | 0 | 0 | 0 | 0 | 0 | 0 | [6 empty] | 0 | 0 | 0 | 4 | 1978 | 0 | 0 | [7 empty] | 0
3 |  | 1307 | 6204 | 1 | ST | 570000 | B | OP | 7 | 1980 | FO2 |  |  | SUB |  |  | 10465 | 550000 | 550000 | 0 |  | 0 | 0 | 0 | 0 | 0 | 0 | [6 empty] | 0 | 0 | 0 | 3 | 1980 | 0 | 0 | E | [6 empty] | 0
3 |  | 1307 | 6204 | 2 | ST | 570000 | B | OP | 7 | 1981 | FO2 |  |  | SUB |  |  | 10572 | 550000 | 550000 | 0 |  | 0 | 0 | 0 | 0 | 0 | 0 | [6 empty] | 0 | 0 | 0 | 3 | 1981 | 0 | 0 | E | [6 empty] | 0
3 |  | 1307 | 6204 | 3 | ST | 570000 | B | OP | 11 | 1982 | FO2 |  |  | SUB |  |  | 10385 | 550000 | 550000 | 0 |  | 0 | 0 | 0 | 0 | 0 | 0 | [6 empty] | 0 | 0 | 0 | 7 | 1982 | 0 | 0 | E | [6 empty] | 0
3 |  | 1307 | 6469 | 1 | ST | 434999 | B | OP | 7 | 1984 | FO2 |  |  | LIG |  |  | 11197 | 450000 | 450000 | 0 |  | 0 | 0 | 0 | 0 | 0 | 0 | [6 empty] | 0 | 0 | 0 | 4 | 1983 | 0 | 0 | [7 empty] | 0
3 |  | 1307 | 6469 | 2 | ST | 434999 | B | OP | 7 | 1986 | FO2 |  |  | LIG |  |  | 11194 | 450000 | 450000 | 0 |  | 0 | 0 | 5 | 1983 | 6 | 1986 | LO | [5 empty] | 0 | 0 | 0 | 10 | 1985 | 0 | 0 | [7 empty] | 0
3 |  | 1325 | 932 | 1 | IC | 1000 |  |  | 99 | 1949 |  |  |  | UNK |  |  | 0 | 0 | 0 | 0 | RE | 99 | 1979 | 0 | 0 | 0 | 0 | [6 empty] | 0 | 0 | 0 | 0 | 1949 | 0 | 0 | E | [6 empty] | 0
3 |  | 1325 | 932 | 2 | IC | 1000 |  |  | 0 | 1949 | [6 empty] | 0 | 0 | 0 | 0 | RE | 99 | 1979 | 0 | 0 | 0 | 0 | [6 empty] | 0 | 0 | 0 | 0 | 1949 | 0 | 0 | E | [6 empty] | 0
3 |  | 1353 | 1963 | 2 | IC | 1136 |  | SB | 88 | 1960 | FO2 |  |  | FO2 |  |  | 0 | 1136 | 1136 | 0 |  | 0 | 0 | 0 | 0 | 0 | 0 | [6 empty] | 0 | 0 | 0 | 0 | 1960 | 0 | 0 | E | [6 empty] | 0
3 |  | 1353 | 1963 | 3 | IC | 200 |  | SB | 88 | 1936 | FO2 |  |  | FO2 |  |  | 0 | 200 | 200 | 0 |  | 0 | 0 | 0 | 0 | 0 | 0 | [6 empty] | 0 | 0 | 0 | 0 | 1936 | 0 | 0 | E | [6 empty] | 0
3 |  | 1353 | 1963 | 4 | IC | 300 |  | SB | 88 | 1946 | FO2 |  |  | FO2 |  |  | 0 | 300 | 300 | 0 |  | 0 | 0 | 0 | 0 | 0 | 0 | [6 empty] | 0 | 0 | 0 | 0 | 1946 | 0 | 0 | E | [6 empty] | 0
3 |  | 1353 | 1963 | 5 | IC | 300 |  | SB | 88 | 1950 | FO2 |  |  | FO2 |  |  | 0 | 300 | 300 | 0 |  | 0 | 0 | 0 | 0 | 0 | 0 | [6 empty] | 0 | 0 | 0 | 0 | 1950 | 0 | 0 | E | [6 empty] | 0
3 |  | 1434 | 3664 | 1 | HC | 625 |  | OP | 88 | 1942 |  |  |  | WAT |  |  | 0 | 500 | 500 | 0 |  | 0 | 0 | 0 | 0 | 0 | 0 | [6 empty] | 0 | 0 | 0 | 0 | 1942 | 0 | 0 | E | [6 empty] | 0
3 |  | 1434 | 6536 | 2 | HC | 275 |  | OP | 88 | 1914 |  |  |  | WAT |  |  | 0 | 200 | 150 | 0 |  | 0 | 0 | 0 | 0 | 0 | 0 | [6 empty] | 0 | 0 | 0 | 10 | 1904 | 0 | 0 | [7 empty] | 0
3 |  | 1435 | 2217 | 1 | IC | 500 | P | SB | 10 | 1957 | FO2 |  |  | FO2 | NG |  | 0 | 450 | 450 | 0 |  | 0 | 0 | 0 | 0 | 0 | 0 | [6 empty] | 0 | 0 | 0 | 9 | 1957 | 0 | 0 | E | [6 empty] | 0
3 |  | 1435 | 2217 | 2 | IC | 350 |  | SB | 9 | 1963 | FO2 |  |  | NG | FO2 |  | 0 | 330 | 350 | 0 |  | 0 | 0 | 0 | 0 | 0 | 0 | [6 empty] | 0 | 0 | 0 | 8 | 1963 | 0 | 0 | E | [6 empty] | 0
3 |  | 1435 | 2217 | 3 | IC | 300 |  | SB | 10 | 1947 | FO2 |  |  | FO2 |  |  | 0 | 280 | 280 | 0 |  | 0 | 0 | 0 | 0 | 0 | 0 | [6 empty] | 0 | 0 | 0 | 9 | 1947 | 0 | 0 | E | [6 empty] | 0
3 |  | 1435 | 2217 | 4 | IC | 910 |  | SB | 9 | 1967 | FO2 |  |  | NG | FO2 |  | 0 | 880 | 910 | 0 |  | 0 | 0 | 0 | 0 | 0 | 0 | [6 empty] | 0 | 0 | 0 | 8 | 1967 | 0 | 0 | E | [6 empty] | 0
3 |  | 1456 | 3821 | 1 | HC | 450 | B | OS | 88 | 1925 |  |  |  | WAT |  |  | 0 | 450 | 450 | 0 |  | 0 | 0 | 0 | 0 | 0 | 0 | OT | [5 empty] | 0 | 0 | 0 | 0 | 1925 | 0 | 0 | E | [6 empty] | 0
3 |  | 1456 | 3821 | 2 | HC | 312 | B | OS | 88 | 1925 |  |  |  | WAT |  |  | 0 | 312 | 312 | 0 |  | 0 | 0 | 0 | 0 | 0 | 0 | OT | [5 empty] | 0 | 0 | 0 | 0 | 1925 | 0 | 0 | E | [6 empty] | 0
3 |  | 1456 | 3821 | 3 | HC | 450 | B | OS | 0 | 1925 |  |  |  | WAT |  |  | 0 | 450 | 450 | 0 |  | 0 | 0 | 0 | 0 | 0 | 0 | [6 empty] | 0 | 0 | 0 | 0 | 1925 | 0 | 0 | E | [6 empty] | 0
3 |  | 1456 | 3821 | 4 | HC | 2500 | C | OP | 8 | 1987 |  |  |  | WAT |  |  | 0 | 2500 | 2500 | 0 |  | 0 | 0 | 4 | 1987 | 9 | 1987 | [6 empty] | 0 | 0 | 0 | 8 | 1987 | 0 | 0 | [7 empty] | 0
3 |  | 1456 | 3821 | 5 | HC | 2500 | C | OP | 8 | 1987 |  |  |  | WAT |  |  | 0 | 2500 | 2500 | 0 |  | 0 | 0 | 4 | 1987 | 9 | 1987 | [6 empty] | 0 | 0 | 0 | 8 | 1987 | 0 | 0 | [7 empty] | 0
3 |  | 1465 | 3937 | 7 | ST | 60000 |  |  | 99 | 1941 |  |  |  | COL |  |  | 0 | 0 | 0 | 0 | RE | 99 | 1975 | 0 | 0 | 0 | 0 | [6 empty] | 0 | 0 | 0 | 0 | 1941 | 0 | 0 | E | [6 empty] | 0
3 |  | 1465 | 3937 | 8 | ST | 60000 |  |  | 99 | 1941 |  |  |  | COL |  |  | 0 | 0 | 0 | 0 | RE | 99 | 1975 | 0 | 0 | 0 | 0 | [6 empty] | 0 | 0 | 0 | 0 | 1941 | 0 | 0 | E | [6 empty] | 0
3 |  | 1512 | 1263 | 1 | IC | 600 | C | OP | 88 | 1946 | FO2 |  |  | FO2 | NG |  | 11092 | 600 | 600 | 0 |  | 0 | 0 | 0 | 0 | 0 | 0 | [6 empty] | 0 | 0 | 0 | 0 | 1946 | 0 | 0 | E | [6 empty] | 0
3 |  | 1512 | 1263 | 2 | IC | 600 | C | OP | 88 | 1946 | FO2 |  |  | FO2 | NG |  | 11092 | 600 | 600 | 0 |  | 0 | 0 | 0 | 0 | 0 | 0 | [6 empty] | 0 | 0 | 0 | 0 | 1946 | 0 | 0 | E | [6 empty] | 0
3 |  | 1512 | 1263 | 3 | IC | 300 | C | OP | 88 | 1946 | FO2 |  |  | FO2 | NG |  | 11092 | 300 | 300 | 0 |  | 0 | 0 | 0 | 0 | 0 | 0 | [6 empty] | 0 | 0 | 0 | 0 | 1946 | 0 | 0 | E | [6 empty] | 0
3 |  | 1512 | 1263 | 4 | IC | 1000 | C | OP | 88 | 1955 | FO2 |  |  | FO2 | NG |  | 11092 | 1000 | 1000 | 0 |  | 0 | 0 | 0 | 0 | 0 | 0 | [6 empty] | 0 | 0 | 0 | 0 | 1955 | 0 | 0 | E | [6 empty] | 0
3 |  | 1512 | 1263 | 5 | IC | 1800 | C | OP | 88 | 1961 | FO2 |  |  | FO2 | NG |  | 11092 | 1800 | 1800 | 0 |  | 0 | 0 | 0 | 0 | 0 | 0 | [6 empty] | 0 | 0 | 0 | 0 | 1961 | 0 | 0 | E | [6 empty] | 0
3 |  | 1512 | 1263 | 6 | IC | 3800 | C | OP | 88 | 1966 | FO2 |  |  | FO2 | NG |  | 11092 | 3800 | 3800 | 0 |  | 0 | 0 | 0 | 0 | 0 | 0 | [6 empty] | 0 | 0 | 0 | 0 | 1966 | 0 | 0 | E | [6 empty] | 0
3 |  | 1512 | 1263 | 7 | IC | 5100 | C | OP | 88 | 1971 | FO2 |  |  | FO2 | NG |  | 11092 | 5100 | 5100 | 0 |  | 0 | 0 | 0 | 0 | 0 | 0 | [6 empty] | 0 | 0 | 0 | 0 | 1971 | 0 | 0 | E | [6 empty] | 0
3 |  | 1515 | 1126 | 1 | IC | 642 |  | OP | 88 | 1947 | FO2 |  |  | FO2 | NG |  | 0 | 525 | 525 | 0 |  | 0 | 0 | 0 | 0 | 0 | 0 | [6 empty] | 0 | 0 | 0 | 0 | 1947 | 0 | 0 | E | [6 empty] | 0
3 |  | 1515 | 1126 | 4 | IC | 750 |  | OP | 88 | 1963 | FO2 |  |  | FO2 | NG |  | 0 | 600 | 600 | 0 |  | 0 | 0 | 0 | 0 | 0 | 0 | [6 empty] | 0 | 0 | 0 | 0 | 1963 | 0 | 0 | E | [6 empty] | 0
3 |  | 1515 | 1126 | 5 | IC | 928 |  | OP | 88 | 1953 | FO2 |  |  | FO2 | NG |  | 0 | 750 | 750 | 0 |  | 0 | 0 | 0 | 0 | 0 | 0 | [6 empty] | 0 | 0 | 0 | 0 | 1953 | 0 | 0 | E | [6 empty] | 0
3 |  | 1515 | 1126 | 6 | IC | 3000 |  | OP | 88 | 1971 | FO2 | NG |  | FO2 | NG |  | 0 | 2400 | 2400 | 0 |  | 0 | 0 | 0 | 0 | 0 | 0 | [6 empty] | 0 | 0 | 0 | 0 | 1971 | 0 | 0 | E | [6 empty] | 0
3 |  | 1515 | 1126 | 7 | IC | 0 |  |  | 0 | 0 | [6 empty] | 0 | 0 | 0 | 1600 | CO | 0 | 0 | 2 | 1992 | 2 | 1992 |  |  |  | FO2 | NG |  | 1600 | 1600 | 0 | 0 | 0 | 1470 | 1676 | [6 empty] | OP | 1600
3 |  | 1525 | 1264 | 1 | IC | 1500 |  | OP | 7 | 1951 | NG | FO2 |  | FO2 | NG |  | 0 | 1000 | 1000 | 0 |  | 0 | 0 | 0 | 0 | 0 | 0 | [6 empty] | 0 | 0 | 0 | 6 | 1951 | 0 | 0 | E | [6 empty] | 0
3 |  | 1525 | 1264 | 2 | IC | 1500 |  | OP | 7 | 1951 | NG | FO2 |  | FO2 | NG |  | 0 | 1000 | 1000 | 0 |  | 0 | 0 | 0 | 0 | 0 | 0 | [6 empty] | 0 | 0 | 0 | 6 | 1951 | 0 | 0 | E | [6 empty] | 0
3 |  | 1525 | 1264 | 3 | IC | 2000 |  | OP | 6 | 1961 | NG | FO2 |  | FO2 | NG |  | 0 | 2000 | 2000 | 0 |  | 0 | 0 | 0 | 0 | 0 | 0 | [6 empty] | 0 | 0 | 0 | 5 | 1961 | 0 | 0 | E | [6 empty] | 0
3 |  | 1525 | 1264 | 4 | IC | 3500 |  | OP | 11 | 1964 | NG | FO2 |  | FO2 | NG |  | 0 | 3300 | 3300 | 0 |  | 0 | 0 | 0 | 0 | 0 | 0 | [6 empty] | 0 | 0 | 0 | 10 | 1964 | 0 | 0 | E | [6 empty] | 0
3 |  | 1525 | 1264 | 5 | IC | 750 |  | OP | 5 | 1950 | NG | FO2 |  | FO2 | NG |  | 0 | 650 | 650 | 0 |  | 0 | 0 | 0 | 0 | 0 | 0 | [6 empty] | 0 | 0 | 0 | 4 | 1950 | 0 | 0 | E | [6 empty] | 0
3 |  | 1525 | 1264 | 6 | IC | 4100 |  | OP | 8 | 1971 | NG | FO2 |  | FO2 | NG |  | 0 | 3800 | 3800 | 0 |  | 0 | 0 | 0 | 0 | 0 | 0 | [6 empty] | 0 | 0 | 0 | 7 | 1971 | 0 | 0 | E | [6 empty] | 0
3 |  | 1525 | 1264 | 7 | IC | 6000 |  | OP | 8 | 1980 | NG | FO2 |  | FO2 | NG |  | 0 | 6000 | 6000 | 0 |  | 0 | 0 | 0 | 0 | 0 | 0 | [6 empty] | 0 | 0 | 0 | 7 | 1980 | 0 | 0 | E | [6 empty] | 0
3 |  | 1525 | 1264 | 8 | CW | 600 |  |  | 1 | 1979 |  |  |  | WH |  |  | 0 | 0 | 0 | 0 | RE | 99 | 1984 | 0 | 0 | 0 | 0 | [6 empty] | 0 | 0 | 0 | 0 | 1979 | 0 | 0 | E | [6 empty] | 0
3 |  | 1554 | 2218 | 1 | IC | 900 |  | SB | 88 | 1952 | FO2 |  |  | FO2 |  |  | 0 | 750 | 750 | 0 |  | 0 | 0 | 0 | 0 | 0 | 0 | [6 empty] | 0 | 0 | 0 | 0 | 1952 | 0 | 0 | E | [6 empty] | 0
3 |  | 1554 | 2218 | 2 | IC | 300 |  | OS | 88 | 1941 | FO2 |  |  | FO2 |  |  | 0 | 250 | 250 | 0 |  | 0 | 0 | 0 | 0 | 0 | 0 | [6 empty] | 0 | 0 | 0 | 0 | 1941 | 0 | 0 | E | [6 empty] | 0
3 |  | 1566 | 3308 | 1 | IC | 500 |  |  | 99 | 1954 |  |  |  | FO2 |  |  | 0 | 0 | 0 | 0 | RE | 99 | 1979 | 0 | 0 | 0 | 0 | [6 empty] | 0 | 0 | 0 | 0 | 1954 | 0 | 0 | E | [6 empty] | 0
3 |  | 1573 | 1964 | 1 | ST | 300 |  |  | 99 | 1940 |  |  |  | BIT |  |  | 0 | 0 | 0 | 0 | RE | 11 | 1982 | 0 | 0 | 0 | 0 | [6 empty] | 0 | 0 | 0 | 0 | 1940 | 0 | 0 | E | [6 empty] | 0
3 |  | 1573 | 1964 | 2 | ST | 300 |  |  | 99 | 1929 |  |  |  | BIT |  |  | 0 | 0 | 0 | 0 | RE | 12 | 1981 | 0 | 0 | 0 | 0 | [6 empty] | 0 | 0 | 0 | 0 | 1929 | 0 | 0 | E | [6 empty] | 0
3 |  | 1573 | 1964 | 3 | IC | 300 |  | SB | 88 | 1936 |  |  |  | FO2 |  |  | 0 | 300 | 300 | 0 |  | 0 | 0 | 0 | 0 | 0 | 0 | [6 empty] | 0 | 0 | 0 | 0 | 1936 | 0 | 0 | E | [6 empty] | 0
3 |  | 1573 | 1964 | 4 | IC | 600 |  | SB | 88 | 1939 |  |  |  | FO2 |  |  | 0 | 600 | 600 | 0 |  | 0 | 0 | 0 | 0 | 0 | 0 | [6 empty] | 0 | 0 | 0 | 0 | 1939 | 0 | 0 | E | [6 empty] | 0
3 |  | 1573 | 1964 | 5 | IC | 900 |  | SB | 88 | 1948 |  |  |  | FO2 |  |  | 0 | 900 | 900 | 0 |  | 0 | 0 | 0 | 0 | 0 | 0 | [6 empty] | 0 | 0 | 0 | 0 | 1948 | 0 | 0 | E | [6 empty] | 0
3 |  | 1573 | 1964 | 6 | IC | 1300 |  | SB | 88 | 1955 |  |  |  | FO2 |  |  | 0 | 1300 | 1300 | 0 |  | 0 | 0 | 0 | 0 | 0 | 0 | [6 empty] | 0 | 0 | 0 | 0 | 1955 | 0 | 0 | E | [6 empty] | 0
3 |  | 1581 | 183 | 1 | IC | 560 |  |  | 88 | 1940 | FO2 |  |  | FO2 |  |  | 0 | 400 | 400 | 0 | RE | 12 | 1991 | 0 | 0 | 0 | 0 | [6 empty] | 0 | 0 | 0 | 0 | 1940 | 0 | 0 | E | [6 empty] | 0
3 |  | 1581 | 183 | 2 | IC | 1360 | P |  | 88 | 1949 | FO2 | NG |  | FO2 | NG |  | 0 | 1150 | 1150 | 0 | RE | 12 | 1991 | 0 | 0 | 0 | 0 | [6 empty] | 0 | 0 | 0 | 0 | 1949 | 0 | 0 | E | [6 empty] | 0
3 |  | 1581 | 183 | 3 | IC | 1360 | P |  | 88 | 1951 | FO2 | NG |  | FO2 | NG |  | 0 | 1150 | 1150 | 0 | RE | 12 | 1991 | 0 | 0 | 0 | 0 | [6 empty] | 0 | 0 | 0 | 0 | 1951 | 0 | 0 | E | [6 empty] | 0
3 |  | 1581 | 183 | 4 | IC | 560 |  |  | 88 | 1937 | FO2 |  |  | FO2 |  |  | 0 | 400 | 400 | 0 | RE | 1 | 1957 | 0 | 0 | 0 | 0 | [6 empty] | 0 | 0 | 0 | 0 | 1937 | 0 | 0 | E | [6 empty] | 0
3 |  | 1581 | 183 | 5 | IC | 980 | P |  | 88 | 1945 | FO2 | NG |  | FO2 | NG |  | 0 | 700 | 700 | 0 | RE | 12 | 1991 | 0 | 0 | 0 | 0 | [6 empty] | 0 | 0 | 0 | 0 | 1945 | 0 | 0 | E | [6 empty] | 0
3 |  | 1581 | 183 | 6 | IC | 1400 | P |  | 88 | 1947 | FO2 | NG |  | FO2 | NG |  | 0 | 1250 | 1250 | 0 | RE | 12 | 1991 | 0 | 0 | 0 | 0 | [6 empty] | 0 | 0 | 0 | 0 | 1947 | 0 | 0 | E | [6 empty] | 0
3 |  | 1581 | 183 | 7 | IC | 3290 | P |  | 88 | 1963 | FO2 | NG |  | FO2 | NG |  | 0 | 2750 | 2750 | 0 | RE | 12 | 1991 | 0 | 0 | 0 | 0 | [6 empty] | 0 | 0 | 0 | 0 | 1963 | 0 | 0 | E | [6 empty] | 0
3 |  | 1601 | 3357 | 1 | IC | 300 |  |  | 99 | 1938 |  |  |  | FO2 | NG |  | 0 | 0 | 0 | 0 | RE | 99 | 1981 | 0 | 0 | 0 | 0 | [6 empty] | 0 | 0 | 0 | 0 | 1938 | 0 | 0 | E | [6 empty] | 0
3 |  | 1601 | 3357 | 2 | IC | 700 |  |  | 99 | 1950 |  |  |  | FO2 | NG |  | 0 | 0 | 0 | 0 | RE | 99 | 1981 | 0 | 0 | 0 | 0 | [6 empty] | 0 | 0 | 0 | 0 | 1950 | 0 | 0 | E | [6 empty] | 0
3 |  | 1614 | 7176 | 1 | IC | 300 |  | OP | 5 | 1975 | FO1 |  |  | FO1 | FO2 |  | 9409 | 300 | 300 | 0 |  | 0 | 0 | 0 | 0 | 0 | 0 | [6 empty] | 0 | 0 | 0 | 5 | 1975 | 0 | 0 | [7 empty] | 0
3 |  | 1614 | 7176 | 2 | IC | 300 |  | OP | 5 | 1975 | FO1 |  |  | FO1 | FO2 |  | 9409 | 300 | 300 | 0 |  | 0 | 0 | 0 | 0 | 0 | 0 | [6 empty] | 0 | 0 | 0 | 5 | 1975 | 0 | 0 | [7 empty] | 0
3 |  | 1614 | 7176 | 3 | IC | 250 | B | OP | 8 | 1971 | FO1 |  |  | FO1 | FO2 |  | 9409 | 250 | 250 | 0 |  | 0 | 0 | 0 | 0 | 0 | 0 | [6 empty] | 0 | 0 | 0 | 8 | 1971 | 0 | 0 | [7 empty] | 0
3 |  | 1614 | 7176 | 4 | IC | 0 |  |  | 0 | 0 | [6 empty] | 0 | 0 | 0 | 200 | CO | 0 | 0 | 5 | 1992 | 5 | 1992 |  |  |  | FO1 | FO2 |  | 200 | 200 | 0 | 0 | 0 | 180 | 198 | [6 empty] | OP | 200
3 |  | 1615 | 6565 | 1 | IC | 300 | P | OP | 88 | 1939 | FO2 |  |  | FO2 |  |  | 0 | 300 | 300 | 0 |  | 0 | 0 | 0 | 0 | 0 | 0 | [6 empty] | 0 | 0 | 0 | 0 | 1939 | 0 | 0 | E | [6 empty] | 0
3 |  | 1615 | 6565 | 2 | IC | 556 | P | OP | 88 | 1950 | FO2 |  |  | FO2 |  |  | 0 | 556 | 556 | 0 |  | 0 | 0 | 0 | 0 | 0 | 0 | [6 empty] | 0 | 0 | 0 | 0 | 1950 | 0 | 0 | E | [6 empty] | 0
3 |  | 1615 | 6565 | 3 | IC | 200 | P | OP | 88 | 1937 | FO2 |  |  | FO2 |  |  | 0 | 200 | 200 | 0 |  | 0 | 0 | 0 | 0 | 0 | 0 | [6 empty] | 0 | 0 | 0 | 0 | 1937 | 0 | 0 | E | [6 empty] | 0
3 |  | 1615 | 6565 | 4 | IC | 1136 | P | OP | 88 | 1961 | FO2 |  |  | FO2 |  |  | 0 | 1136 | 1136 | 0 |  | 0 | 0 | 0 | 0 | 0 | 0 | [6 empty] | 0 | 0 | 0 | 0 | 1961 | 0 | 0 | E | [6 empty] | 0
3 |  | 1615 | 6565 | 5 | IC | 2500 | P |  | 88 | 1956 | FO2 |  |  | FO2 |  |  | 0 | 2500 | 2500 | 0 | RE | 1 | 1989 | 0 | 0 | 0 | 0 | [6 empty] | 0 | 0 | 0 | 0 | 1956 | 0 | 0 | E | [6 empty] | 0
3 |  | 1615 | 6565 | 6 | IC | 2500 | P | OP | 12 | 1989 | FO2 |  |  | FO2 |  |  | 0 | 2500 | 2500 | 0 |  | 0 | 0 | 1 | 1992 | 0 | 0 |  |  |  | FO2 | NG |  | 0 | 0 | 0 | 11 | 1989 | 0 | 0 | [7 empty] | 0
3 |  | 1615 | 6565 | 7 | IC | 0 |  |  | 0 | 0 | [6 empty] | 0 | 0 | 0 | 2500 | PL | 0 | 0 | 1 | 1992 | 1 | 1994 |  |  |  | FO2 | NG |  | 2500 | 2500 | 0 | 0 | 0 | 2308 | 2648 | [7 empty] | 0
3 |  | 1647 | 2114 | 1 | IC | 400 |  | OP | 88 | 1945 | FO2 |  |  | FO2 |  |  | 10000 | 400 | 400 | 0 |  | 0 | 0 | 0 | 0 | 0 | 0 | [6 empty] | 0 | 0 | 0 | 0 | 1945 | 0 | 0 | E | [6 empty] | 0
3 |  | 1647 | 2114 | 2 | IC | 850 |  | OP | 88 | 1948 | FO2 |  |  | FO2 |  |  | 10000 | 850 | 850 | 0 |  | 0 | 0 | 0 | 0 | 0 | 0 | [6 empty] | 0 | 0 | 0 | 0 | 1948 | 0 | 0 | E | [6 empty] | 0
3 |  | 1647 | 2114 | 3 | IC | 1500 |  | OP | 88 | 1958 | FO2 |  |  | FO2 |  |  | 10000 | 1500 | 1500 | 0 |  | 0 | 0 | 0 | 0 | 0 | 0 | [6 empty] | 0 | 0 | 0 | 0 | 1958 | 0 | 0 | E | [6 empty] | 0
3 |  | 1647 | 2114 | 4 | IC | 1825 |  | OP | 88 | 1968 | FO2 |  |  | FO2 | NG |  | 10000 | 1700 | 1700 | 0 |  | 0 | 0 | 0 | 0 | 0 | 0 | [6 empty] | 0 | 0 | 0 | 0 | 1968 | 0 | 0 | E | [6 empty] | 0
3 |  | 1647 | 2114 | 5 | IC | 1825 |  | OP | 9 | 1981 | FO2 |  |  | FO2 | NG |  | 10000 | 1600 | 1700 | 0 |  | 0 | 0 | 0 | 0 | 0 | 0 | [6 empty] | 0 | 0 | 0 | 8 | 1981 | 0 | 0 | E | [6 empty] | 0
3 |  | 1647 | 2114 | 6 | IC | 900 |  | OP | 12 | 1981 | FO2 |  |  | FO2 | NG |  | 10000 | 900 | 900 | 0 |  | 0 | 0 | 0 | 0 | 0 | 0 | [6 empty] | 0 | 0 | 0 | 11 | 1981 | 0 | 0 | E | [6 empty] | 0
3 |  | 1647 | 2114 | 7 | IC | 1150 |  | OP | 7 | 1983 | FO2 |  |  | FO2 |  |  | 10000 | 1150 | 1150 | 0 |  | 0 | 0 | 0 | 0 | 0 | 0 | [6 empty] | 0 | 0 | 0 | 6 | 1983 | 0 | 0 | E | [6 empty] | 0
3 |  | 1648 | 933 | 1 | IC | 700 |  |  | 99 | 1960 |  |  |  | UNK |  |  | 0 | 0 | 0 | 0 | RE | 0 | 0 | 0 | 0 | 0 | 0 | [6 empty] | 0 | 0 | 0 | 0 | 1960 | 0 | 0 | E | [6 empty] | 0
3 |  | 1648 | 933 | 2 | IC | 1100 |  |  | 99 | 1952 |  |  |  | UNK |  |  | 0 | 0 | 0 | 0 | RE | 0 | 0 | 0 | 0 | 0 | 0 | [6 empty] | 0 | 0 | 0 | 0 | 1952 | 0 | 0 | E | [6 empty] | 0
3 |  | 1651 | 6566 | 1 | IC | 2100 |  | OP | 11 | 1976 | FO2 |  |  | FO2 |  |  | 9983 | 2100 | 2100 | 0 |  | 0 | 0 | 0 | 0 | 0 | 0 | [6 empty] | 0 | 0 | 0 | 10 | 1976 | 0 | 0 | E | [6 empty] | 0
3 |  | 1651 | 6566 | 2 | IC | 2100 |  | OP | 11 | 1976 | FO2 |  |  | FO2 |  |  | 9983 | 2100 | 2100 | 0 |  | 0 | 0 | 0 | 0 | 0 | 0 | [6 empty] | 0 | 0 | 0 | 10 | 1976 | 0 | 0 | E | [6 empty] | 0
3 |  | 1651 | 6566 | 3 | IC | 2100 |  | OP | 11 | 1976 | FO2 |  |  | FO2 |  |  | 9983 | 2100 | 2100 | 0 |  | 0 | 0 | 0 | 0 | 0 | 0 | [6 empty] | 0 | 0 | 0 | 10 | 1976 | 0 | 0 | E | [6 empty] | 0
3 |  | 1651 | 6566 | 4 | IC | 2100 |  | OP | 11 | 1976 | FO2 |  |  | FO2 |  |  | 9983 | 2100 | 2100 | 0 |  | 0 | 0 | 0 | 0 | 0 | 0 | [6 empty] | 0 | 0 | 0 | 10 | 1976 | 0 | 0 | E | [6 empty] | 0
3 |  | 1651 | 6566 | 5 | IC | 1000 |  |  | 1 | 1985 | FO2 |  |  | FO2 |  |  | 0 | 1000 | 1000 | 0 | RE | 3 | 1989 | 0 | 0 | 0 | 0 | [6 empty] | 0 | 0 | 0 | 0 | 1984 | 0 | 0 | [7 empty] | 0
3 |  | 1651 | 6566 | 6 | IC | 2100 |  | OP | 4 | 1989 | FO2 |  |  | FO2 |  |  | 9983 | 2100 | 2100 | 0 |  | 0 | 0 | 0 | 0 | 0 | 0 | [6 empty] | 0 | 0 | 0 | 4 | 1989 | 0 | 0 | [7 empty] | 0
3 |  | 1692 | 1381 | 1 | ST | 174250 | B | OP | 11 | 1969 | NG | LPG |  | BIT | NG | LPG | 10054 | 150000 | 150000 | 0 |  | 0 | 0 | 0 | 0 | 0 | 0 | [6 empty] | 0 | 0 | 0 | 9 | 1969 | 0 | 0 | E | [6 empty] | 0
3 |  | 1692 | 1381 | 2 | ST | 174250 | B | OP | 9 | 1970 | NG | LPG |  | BIT | NG | LPG | 10150 | 150000 | 150000 | 0 |  | 0 | 0 | 0 | 0 | 0 | 0 | [6 empty] | 0 | 0 | 0 | 7 | 1970 | 0 | 0 | E | [6 empty] | 0
3 |  | 1692 | 1381 | 3 | ST | 172800 | B | OP | 1 | 1972 | NG | LPG |  | BIT | NG | LPG | 10138 | 155000 | 155000 | 0 |  | 0 | 0 | 0 | 0 | 0 | 0 | [6 empty] | 0 | 0 | 0 | 10 | 1971 | 0 | 0 | E | [6 empty] | 0
3 |  | 1692 | 1382 | 1 | ST | 180000 | B | OP | 6 | 1973 | FO2 |  |  | BIT | FO2 |  | 10150 | 154000 | 154000 | 0 |  | 0 | 0 | 0 | 0 | 0 | 0 | [6 empty] | 0 | 0 | 0 | 3 | 1973 | 0 | 0 | E | [6 empty] | 0
3 |  | 1692 | 1382 | 2 | ST | 184500 | B | OP | 4 | 1974 | FO2 |  |  | BIT | FO2 |  | 10356 | 161000 | 161000 | 0 |  | 0 | 0 | 0 | 0 | 0 | 0 | [6 empty] | 0 | 0 | 0 | 1 | 1974 | 0 | 0 | E | [6 empty] | 0
3 |  | 1692 | 1383 | 1 | ST | 81600 | B | OP | 1 | 1966 | FO2 |  |  | BIT | FO2 |  | 11250 | 65000 | 65000 | 0 |  | 0 | 0 | 0 | 0 | 0 | 0 | [6 empty] | 0 | 0 | 0 | 10 | 1965 | 0 | 0 | [7 empty] | 0
3 |  | 1692 | 1383 | GT1 | GT | 89000 | P | SB | 3 | 1976 | FO2 |  |  | FO2 |  |  | 0 | 65000 | 65000 | 0 |  | 0 | 0 | 0 | 0 | 0 | 0 | [6 empty] | 0 | 0 | 0 | 12 | 1975 | 0 | 0 | [7 empty] | 0
3 |  | 1692 | 6639 | 1 | ST | 263700 | B | OP | 12 | 1979 | FO2 |  |  | BIT | FO2 |  | 10394 | 231000 | 231000 | 0 |  | 0 | 0 | 0 | 0 | 0 | 0 | [6 empty] | 0 | 0 | 0 | 10 | 1979 | 0 | 0 | [7 empty] | 0
3 |  | 1692 | 6639 | 2 | ST | 263700 | B | OP | 1 | 1981 | FO2 |  |  | BIT | FO2 |  | 10365 | 223000 | 223000 | 0 |  | 0 | 0 | 0 | 0 | 0 | 0 | [6 empty] | 0 | 0 | 0 | 11 | 1980 | 0 | 0 | [7 empty] | 0
3 |  | 1692 | 6823 | 1 | ST | 509490 | B | OP | 11 | 1986 | FO2 |  |  | BIT |  |  | 10001 | 420000 | 420000 | 0 |  | 0 | 0 | 7 | 1984 | 0 | 0 | [6 empty] | 0 | 0 | 0 | 9 | 1984 | 0 | 0 | [7 empty] | 0
3 |  | 1692 | 6823 | 2 | ST | 0 |  |  | 0 | 0 | [6 empty] | 0 | 0 | 0 | 440000 | CN | 99 | 9999 | 7 | 1986 | 7 | 1992 |  |  |  | COL |  |  | 0 | 0 | 0 | 0 | 0 | 410000 | 419000 | [7 empty] | 0
3 |  | 1776 | 4104 | 1 | IC | 300 | C | SB | 88 | 1941 | FO2 |  |  | FO2 |  |  | 8023 | 300 | 300 | 0 |  | 0 | 0 | 0 | 0 | 0 | 0 | [6 empty] | 0 | 0 | 0 | 0 | 1941 | 0 | 0 | E | [6 empty] | 0
3 |  | 1776 | 4104 | 2 | IC | 500 | C | SB | 88 | 1941 | FO2 |  |  | FO2 |  |  | 8023 | 500 | 500 | 0 |  | 0 | 0 | 0 | 0 | 0 | 0 | [6 empty] | 0 | 0 | 0 | 0 | 1941 | 0 | 0 | E | [6 empty] | 0
3 |  | 1776 | 4104 | 3 | IC | 900 | C | SB | 88 | 1949 | FO2 |  |  | FO2 |  |  | 8023 | 900 | 900 | 0 |  | 0 | 0 | 0 | 0 | 0 | 0 | [6 empty] | 0 | 0 | 0 | 0 | 1949 | 0 | 0 | E | [6 empty] | 0
3 |  | 1776 | 4104 | 4 | IC | 1400 | C | SB | 88 | 1955 | FO2 |  |  | FO2 |  |  | 8023 | 1400 | 1400 | 0 |  | 0 | 0 | 0 | 0 | 0 | 0 | [6 empty] | 0 | 0 | 0 | 0 | 1955 | 0 | 0 | E | [6 empty] | 0
3 |  | 1776 | 4104 | HY1 | HC | 600 | C | OP | 88 | 1947 | WAT |  |  | WAT |  |  | 0 | 600 | 600 | 0 |  | 0 | 0 | 0 | 0 | 0 | 0 | [6 empty] | 0 | 0 | 0 | 0 | 1947 | 0 | 0 | E | [6 empty] | 0
3 |  | 1776 | 4104 | HY2 | HC | 300 | C | OP | 88 | 1919 | WAT |  |  | WAT |  |  | 0 | 300 | 300 | 0 |  | 0 | 0 | 0 | 0 | 0 | 0 | [6 empty] | 0 | 0 | 0 | 0 | 1919 | 0 | 0 | E | [6 empty] | 0
3 |  | 1796 | 3233 | 3 | ST | 4500 |  |  | 0 | 1900 |  |  |  | PET |  |  | 0 | 0 | 0 | 0 | RE | 10 | 1975 | 0 | 0 | 0 | 0 | [6 empty] | 0 | 0 | 0 | 0 | 1900 | 0 | 0 | E | [6 empty] | 0
3 |  | 1796 | 3233 | 4 | ST | 9000 |  |  | 0 | 1900 |  |  |  | PET |  |  | 0 | 0 | 0 | 0 | RE | 10 | 1975 | 0 | 0 | 0 | 0 | [6 empty] | 0 | 0 | 0 | 0 | 1900 | 0 | 0 | E | [6 empty] | 0
3 |  | 1796 | 3233 | 5 | ST | 20000 |  |  | 0 | 1900 |  |  |  | PET |  |  | 0 | 0 | 0 | 0 | RE | 10 | 1975 | 0 | 0 | 0 | 0 | [6 empty] | 0 | 0 | 0 | 0 | 1900 | 0 | 0 | E | [6 empty] | 0
3 |  | 1857 | 6567 | 10 | IC | 500 | B | OP | 99 | 1965 | FO2 |  |  | FO2 |  |  | 0 | 400 | 400 | 0 |  | 0 | 0 | 0 | 0 | 0 | 0 | [6 empty] | 0 | 0 | 0 | 0 | 1965 | 0 | 0 | E | [6 empty] | 0
3 |  | 1857 | 6567 | 11 | IC | 1000 | B | OP | 99 | 1972 | FO2 |  |  | FO2 |  |  | 0 | 800 | 800 | 0 |  | 0 | 0 | 0 | 0 | 0 | 0 | [6 empty] | 0 | 0 | 0 | 0 | 1972 | 0 | 0 | E | [6 empty] | 0
3 |  | 1857 | 6567 | 12 | IC | 1000 | B | OS | 99 | 1974 | FO2 |  |  | FO2 |  |  | 0 | 800 | 1035 | 0 |  | 0 | 0 | 0 | 0 | 0 | 0 | [6 empty] | 0 | 0 | 0 | 0 | 1974 | 0 | 0 | E |  | E |  |  |  |  | 0
3 |  | 1857 | 6567 | 13 | IC | 675 | C | OP | 7 | 1986 | FO2 |  |  | FO2 |  |  | 0 | 520 | 692 | 0 |  | 0 | 0 | 0 | 0 | 6 | 1987 | [6 empty] | 0 | 0 | 0 | 7 | 1986 | 0 | 0 |  |  | E |  |  |  |  | 0
3 |  | 1857 | 6567 | 14 | IC | 350 | P | OP | 99 | 1981 | FO2 |  |  | FO2 |  |  | 0 | 280 | 280 | 0 |  | 0 | 0 | 0 | 0 | 0 | 0 | [6 empty] | 0 | 0 | 0 | 0 | 1981 | 0 | 0 | E | [6 empty] | 0
3 |  | 1857 | 6567 | 15 | IC | 390 | P | OP | 99 | 1982 | FO2 |  |  | FO2 |  |  | 0 | 312 | 394 | 0 |  | 0 | 0 | 0 | 0 | 0 | 0 | [6 empty] | 0 | 0 | 0 | 0 | 1982 | 0 | 0 | E |  | E |  |  |  |  | 0
3 |  | 1857 | 6567 | 16 | IC | 900 | B |  | 10 | 1984 | FO2 |  |  | FO2 |  |  | 0 | 640 | 640 | 0 | SD | 5 | 1991 | 0 | 0 | 0 | 0 | [6 empty] | 0 | 0 | 0 | 10 | 1984 | 0 | 0 | [7 empty] | 0
3 |  | 1857 | 6567 | 17 | IC | 1600 | B | OP | 5 | 1987 | FO2 |  |  | FO2 |  |  | 0 | 1600 | 1600 | 0 |  | 0 | 0 | 5 | 1987 | 5 | 1987 | [6 empty] | 0 | 0 | 0 | 5 | 1987 | 0 | 0 | [7 empty] | 0
3 |  | 1857 | 6567 | IC7 | IC | 245 | C |  | 99 | 1952 |  |  |  | FO2 |  |  | 0 | 196 | 244 | 0 | RE | 6 | 1989 | 0 | 0 | 0 | 0 | [6 empty] | 0 | 0 | 0 | 0 | 1952 | 0 | 0 | E |  | E |  |  |  |  | 0
3 |  | 1857 | 6567 | IC8 | IC | 225 | P |  | 99 | 1958 |  |  |  | FO2 |  |  | 0 | 180 | 180 | 0 | RE | 8 | 1989 | 0 | 0 | 0 | 0 | [6 empty] | 0 | 0 | 0 | 0 | 1958 | 0 | 0 | E | [6 empty] | 0
3 |  | 1857 | 6567 | IC9 | IC | 400 | C | OP | 99 | 1959 | FO2 |  |  | FO2 |  |  | 0 | 320 | 404 | 0 |  | 0 | 0 | 0 | 0 | 0 | 0 | [6 empty] | 0 | 0 | 0 | 0 | 1959 | 0 | 0 | E |  | E |  |  |  |  | 0
3 |  | 1857 | 6567 | IC10 | IC | 1600 |  |  | 6 | 1990 | FO2 |  |  | FO2 |  |  | 0 | 1600 | 1600 | 0 | SD | 5 | 1991 | 7 | 1989 | 0 | 0 | [6 empty] | 0 | 0 | 0 | 6 | 1990 | 0 | 0 | [7 empty] | 0
3 |  | 1869 | 1127 | 1 | IC | 2840 |  | SB | 10 | 1975 | FO2 |  |  | NG | FO2 |  | 11550 | 2300 | 2300 | 0 |  | 0 | 0 | 0 | 0 | 0 | 0 | [6 empty] | 0 | 0 | 0 | 9 | 1975 | 0 | 0 | E | [6 empty] | 0
3 |  | 1869 | 1127 | 2 | IC | 300 |  | SB | 88 | 1945 | FO2 |  |  | FO2 |  |  | 11974 | 200 | 200 | 0 |  | 0 | 0 | 0 | 0 | 0 | 0 | [6 empty] | 0 | 0 | 0 | 0 | 1945 | 0 | 0 | E | [6 empty] | 0
3 |  | 1869 | 1127 | 3 | IC | 2740 |  | SB | 12 | 1964 | FO2 |  |  | NG | FO2 |  | 10793 | 2000 | 2000 | 0 |  | 0 | 0 | 0 | 0 | 0 | 0 | [6 empty] | 0 | 0 | 0 | 11 | 1964 | 0 | 0 | E | [6 empty] | 0
3 |  | 1869 | 1127 | 4 | IC | 300 |  | SB | 88 | 1946 | FO2 |  |  | FO2 |  |  | 11941 | 250 | 250 | 0 |  | 0 | 0 | 0 | 0 | 0 | 0 | [6 empty] | 0 | 0 | 0 | 0 | 1946 | 0 | 0 | E | [6 empty] | 0
3 |  | 1869 | 1127 | 5 | IC | 900 |  | SB | 6 | 1951 | FO2 |  |  | NG | FO2 |  | 9822 | 800 | 800 | 0 |  | 0 | 0 | 0 | 0 | 0 | 0 | [6 empty] | 0 | 0 | 0 | 5 | 1951 | 0 | 0 | E | [6 empty] | 0
3 |  | 1869 | 1127 | 6 | IC | 1500 |  | SB | 88 | 1958 | FO2 |  |  | NG | FO2 |  | 10753 | 1200 | 1200 | 0 |  | 0 | 0 | 0 | 0 | 0 | 0 | [6 empty] | 0 | 0 | 0 | 0 | 1958 | 0 | 0 | E | [6 empty] | 0
3 |  | 1871 | 1966 | 1 | IC | 300 | B | SB | 5 | 1937 | FO2 |  |  | FO2 |  |  | 0 | 300 | 300 | 0 |  | 0 | 0 | 0 | 0 | 0 | 0 | [6 empty] | 0 | 0 | 0 | 4 | 1937 | 0 | 0 | E | [6 empty] | 0
3 |  | 1871 | 1966 | 2 | IC | 700 | B | SB | 7 | 1947 | FO2 |  |  | FO2 |  |  | 0 | 700 | 700 | 0 |  | 0 | 0 | 0 | 0 | 0 | 0 | [6 empty] | 0 | 0 | 0 | 6 | 1947 | 0 | 0 | E | [6 empty] | 0
3 |  | 1871 | 1966 | 3 | IC | 1400 | C | SB | 5 | 1957 | FO2 |  |  | FO2 |  |  | 0 | 1400 | 1400 | 0 |  | 0 | 0 | 0 | 0 | 0 | 0 | [6 empty] | 0 | 0 | 0 | 4 | 1957 | 0 | 0 | E | [6 empty] | 0
3 |  | 1871 | 1966 | 4 | IC | 1200 | C | SB | 8 | 1974 | FO2 |  |  | FO2 |  |  | 0 | 1200 | 1200 | 0 |  | 0 | 0 | 0 | 0 | 0 | 0 | [6 empty] | 0 | 0 | 0 | 7 | 1974 | 0 | 0 | E | [6 empty] | 0
3 |  | 1883 | 1967 | 2 | ST | 1500 |  |  | 88 | 1938 |  |  |  | COL | NG |  | 0 | 1500 | 1500 | 0 | RE | 1 | 1984 | 0 | 0 | 0 | 0 | [6 empty] | 0 | 0 | 0 | 0 | 1938 | 0 | 0 | E | [6 empty] | 0
3 |  | 1883 | 1967 | 3 | ST | 2000 |  |  | 88 | 1944 | COL | NG | FO2 | BIT | NG |  | 1755 | 2000 | 2000 | 0 | RE | 6 | 1987 | 0 | 0 | 0 | 0 | [6 empty] | 0 | 0 | 0 | 0 | 1944 | 0 | 0 | E | [6 empty] | 0
3 |  | 1883 | 1967 | IC1 | IC | 1500 |  | SB | 88 | 1960 | FO2 |  |  | FO2 | NG |  | 0 | 1500 | 1500 | 0 |  | 0 | 0 | 0 | 0 | 0 | 0 | [6 empty] | 0 | 0 | 0 | 0 | 1960 | 0 | 0 | E | [6 empty] | 0
3 |  | 1883 | 1967 | IC2 | IC | 3500 |  | SB | 88 | 1969 | FO2 | NG |  | FO2 | NG |  | 0 | 3500 | 3500 | 0 |  | 0 | 0 | 0 | 0 | 0 | 0 | [6 empty] | 0 | 0 | 0 | 0 | 1969 | 0 | 0 | E | [6 empty] | 0
3 |  | 1889 | 2782 | 1 | HC | 200 |  | OP | 9 | 1931 |  |  |  | WAT |  |  | 0 | 175 | 175 | 0 |  | 0 | 0 | 0 | 0 | 0 | 0 | [6 empty] | 0 | 0 | 0 | 6 | 1931 | 0 | 0 | E | [6 empty] | 0
3 |  | 1896 | 1023 | 1 | IC | 1000 | P | OP | 88 | 1947 | FO2 |  |  | FO2 |  |  | 9870 | 800 | 800 | 0 |  | 0 | 0 | 0 | 0 | 0 | 0 | [6 empty] | 0 | 0 | 0 | 0 | 1947 | 0 | 0 | E | [6 empty] | 0
3 |  | 1896 | 1023 | 2 | IC | 1000 | P | OP | 88 | 1947 | FO2 |  |  | FO2 |  |  | 9765 | 800 | 800 | 0 |  | 0 | 0 | 0 | 0 | 0 | 0 | [6 empty] | 0 | 0 | 0 | 0 | 1947 | 0 | 0 | E | [6 empty] | 0
3 |  | 1896 | 1023 | 3 | IC | 2500 | P | OP | 88 | 1952 | FO2 |  |  | NG | FO2 |  | 11750 | 2000 | 2000 | 0 |  | 0 | 0 | 0 | 0 | 0 | 0 | [6 empty] | 0 | 0 | 0 | 0 | 1952 | 0 | 0 | E | [6 empty] | 0
3 |  | 1896 | 1023 | 4 | IC | 2500 | P | OP | 88 | 1952 | FO2 |  |  | NG | FO2 |  | 11670 | 2000 | 2000 | 0 |  | 0 | 0 | 0 | 0 | 0 | 0 | [6 empty] | 0 | 0 | 0 | 0 | 1952 | 0 | 0 | E | [6 empty] | 0
3 |  | 1956 | 838 | 1 | IC | 240 |  |  | 88 | 1926 | FO2 |  |  | FO2 |  |  | 0 | 240 | 240 | 0 | RE | 12 | 1991 | 0 | 0 | 0 | 0 | [6 empty] | 0 | 0 | 0 | 0 | 1926 | 0 | 0 | E | [6 empty] | 0
3 |  | 1956 | 838 | 2 | IC | 1100 |  |  | 88 | 1973 | FO2 |  |  | FO2 |  |  | 0 | 1100 | 1100 | 0 | RE | 9 | 1989 | 0 | 0 | 0 | 0 | [6 empty] | 0 | 0 | 0 | 0 | 1973 | 0 | 0 | E | [6 empty] | 0
3 |  | 1956 | 838 | 3 | IC | 1100 |  |  | 88 | 1973 | FO2 |  |  | FO2 |  |  | 0 | 1100 | 1100 | 0 | RE | 9 | 1989 | 0 | 0 | 0 | 0 | [6 empty] | 0 | 0 | 0 | 0 | 1973 | 0 | 0 | E | [6 empty] | 0
3 |  | 1956 | 6506 | 1 | HC | 1000 | B | OP | 88 | 1941 |  |  |  | WAT |  |  | 0 | 1100 | 1100 | 0 |  | 0 | 0 | 0 | 0 | 0 | 0 | [6 empty] | 0 | 0 | 0 | 0 | 1941 | 0 | 0 | E | [6 empty] | 0
3 |  | 1956 | 6506 | 2 | HC | 475 | B | OP | 88 | 1921 |  |  |  | WAT |  |  | 0 | 475 | 475 | 0 |  | 0 | 0 | 0 | 0 | 0 | 0 | [6 empty] | 0 | 0 | 0 | 0 | 1921 | 0 | 0 | E | [6 empty] | 0
3 |  | 1956 | 6506 | 3 | HC | 1000 | B | OP | 88 | 1950 |  |  |  | WAT |  |  | 0 | 1100 | 1100 | 0 |  | 0 | 0 | 0 | 0 | 0 | 0 | [6 empty] | 0 | 0 | 0 | 0 | 1950 | 0 | 0 | E | [6 empty] | 0
3 |  | 1956 | 6506 | 4 | HC | 1500 | B | OP | 2 | 1982 |  |  |  | WAT |  |  | 0 | 1750 | 1750 | 0 |  | 0 | 0 | 0 | 0 | 0 | 0 | [6 empty] | 0 | 0 | 0 | 11 | 1981 | 0 | 0 | E | [6 empty] | 0
3 |  | 1998 | 1585 | 1 | ST | 3000 |  |  | 99 | 1949 |  |  |  | PET |  |  | 0 | 0 | 0 | 0 | RE | 12 | 1978 | 0 | 0 | 0 | 0 | [6 empty] | 0 | 0 | 0 | 0 | 1949 | 0 | 0 | E | [6 empty] | 0
3 |  | 1998 | 1585 | 2 | ST | 36000 |  |  | 99 | 1952 |  |  |  | PET |  |  | 0 | 0 | 0 | 0 | RE | 12 | 1978 | 0 | 0 | 0 | 0 | [6 empty] | 0 | 0 | 0 | 0 | 1952 | 0 | 0 | E | [6 empty] | 0
3 |  | 1998 | 1585 | 3 | ST | 60000 |  |  | 99 | 1954 |  |  |  | PET |  |  | 0 | 0 | 0 | 0 | RE | 12 | 1978 | 0 | 0 | 0 | 0 | [6 empty] | 0 | 0 | 0 | 0 | 1954 | 0 | 0 | E | [6 empty] | 0
3 |  | 1998 | 1585 | 4 | ST | 100000 |  |  | 99 | 1949 |  |  |  | FO2 |  |  | 0 | 0 | 0 | 0 | RE | 12 | 1978 | 0 | 0 | 0 | 0 | [6 empty] | 0 | 0 | 0 | 0 | 1949 | 0 | 0 | E | [6 empty] | 0
3 |  | 1998 | 1585 | 5 | ST | 100000 |  |  | 8 | 1952 |  |  |  | FO2 |  |  | 0 | 0 | 0 | 0 | RE | 12 | 1978 | 0 | 0 | 0 | 0 | [6 empty] | 0 | 0 | 0 | 0 | 1952 | 0 | 0 | E | [6 empty] | 0
3 |  | 1998 | 1585 | 6 | ST | 100000 |  |  | 8 | 1954 |  |  |  | FO2 |  |  | 0 | 0 | 0 | 0 | RE | 12 | 1978 | 0 | 0 | 0 | 0 | [6 empty] | 0 | 0 | 0 | 0 | 1954 | 0 | 0 | E | [6 empty] | 0
3 |  | 1998 | 1585 | GT1 | GT | 14200 | P | OP | 6 | 1969 | FO2 |  |  | FO2 |  |  | 14395 | 11900 | 15000 | 0 |  | 0 | 0 | 0 | 0 | 0 | 0 | [6 empty] | 0 | 0 | 0 | 5 | 1969 | 0 | 0 | E | [6 empty] | 0
3 |  | 1998 | 1585 | GT2 | GT | 14200 | P | OP | 6 | 1969 | FO2 |  |  | FO2 |  |  | 14395 | 9800 | 15000 | 0 |  | 0 | 0 | 0 | 0 | 0 | 0 | [6 empty] | 0 | 0 | 0 | 5 | 1969 | 0 | 0 | E | [6 empty] | 0
3 |  | 1998 | 1586 | J1 | GT | 14200 | P | OP | 3 | 1970 | FO2 |  |  | FO2 |  |  | 14395 | 12000 | 15000 | 0 |  | 0 | 0 | 0 | 0 | 0 | 0 | [6 empty] | 0 | 0 | 0 | 2 | 1970 | 0 | 0 | E | [6 empty] | 0
3 |  | 1998 | 1586 | J2 | GT | 14200 | P | OP | 9 | 1969 | FO2 |  |  | FO2 |  |  | 14395 | 12000 | 15000 | 0 |  | 0 | 0 | 0 | 0 | 0 | 0 | [6 empty] | 0 | 0 | 0 | 8 | 1969 | 0 | 0 | E | [6 empty] | 0
3 |  | 1998 | 1586 | J3 | GT | 14200 | P | OP | 9 | 1969 | FO2 |  |  | FO2 |  |  | 14395 | 11200 | 15000 | 0 |  | 0 | 0 | 0 | 0 | 0 | 0 | [6 empty] | 0 | 0 | 0 | 8 | 1969 | 0 | 0 | E | [6 empty] | 0
3 |  | 1998 | 1587 | 1 | ST | 25000 |  |  | 99 | 1939 |  |  |  | FO6 |  |  | 0 | 0 | 0 | 0 | RE | 3 | 1981 | 0 | 0 | 0 | 0 | [6 empty] | 0 | 0 | 0 | 0 | 1939 | 0 | 0 | E | [6 empty] | 0
3 |  | 1998 | 1587 | 2 | ST | 18700 |  |  | 99 | 1942 |  |  |  | FO2 |  |  | 0 | 0 | 0 | 0 | RE | 3 | 1976 | 0 | 0 | 0 | 0 | [6 empty] | 0 | 0 | 0 | 0 | 1942 | 0 | 0 | E | [6 empty] | 0
3 |  | 1998 | 1587 | GT1 | GT | 18594 | P | OP | 9 | 1966 | FO2 |  |  | FO2 |  |  | 13620 | 17100 | 22250 | 0 |  | 0 | 0 | 0 | 0 | 0 | 0 | [6 empty] | 0 | 0 | 0 | 8 | 1966 | 0 | 0 | E | [6 empty] | 0
3 |  | 1998 | 1588 | 1 | ST | 50000 |  |  | 0 | 1900 |  |  |  | FO6 |  |  | 0 | 0 | 0 | 0 | RE | 6 | 1975 | 0 | 0 | 0 | 0 | [6 empty] | 0 | 0 | 0 | 0 | 1900 | 0 | 0 | E | [6 empty] | 0
3 |  | 1998 | 1588 | 2 | ST | 50000 |  |  | 0 | 1900 |  |  |  | FO6 |  |  | 0 | 0 | 0 | 0 | RE | 6 | 1975 | 0 | 0 | 0 | 0 | [6 empty] | 0 | 0 | 0 | 0 | 1900 | 0 | 0 | E | [6 empty] | 0
3 |  | 1998 | 1588 | 3 | ST | 50000 |  |  | 0 | 1900 |  |  |  | FO6 |  |  | 0 | 0 | 0 | 0 | RE | 6 | 1975 | 0 | 0 | 0 | 0 | [6 empty] | 0 | 0 | 0 | 0 | 1900 | 0 | 0 | E | [6 empty] | 0
3 |  | 1998 | 1588 | 4 | ST | 156250 | C | OP | 11 | 1957 | FO2 |  |  | FO6 |  |  | 10541 | 133400 | 135000 | 0 |  | 0 | 0 | 0 | 0 | 0 | 0 | [6 empty] | 0 | 0 | 0 | 10 | 1957 | 0 | 0 | E | [6 empty] | 0
3 |  | 1998 | 1588 | 5 | ST | 156250 | C | OP | 6 | 1959 | FO2 |  |  | FO6 |  |  | 10730 | 135000 | 135000 | 0 |  | 0 | 0 | 0 | 0 | 0 | 0 | [6 empty] | 0 | 0 | 0 | 5 | 1959 | 0 | 0 | E | [6 empty] | 0
3 |  | 1998 | 1588 | 6 | ST | 156250 | C | OP | 4 | 1961 | FO2 |  |  | FO6 |  |  | 10342 | 135900 | 138280 | 0 |  | 0 | 0 | 0 | 0 | 0 | 0 | [6 empty] | 0 | 0 | 0 | 2 | 1961 | 0 | 0 | E | [6 empty] | 0
3 |  | 1998 | 1588 | 7 | ST | 617040 | C | OP | 6 | 1975 | FO2 | NG |  | FO6 | NG | MF | 9918 | 565000 | 592000 | 0 |  | 0 | 0 | 0 | 0 | 0 | 0 | [6 empty] | 0 | 0 | 0 | 3 | 1975 | 0 | 0 | E | [6 empty] | 0
3 |  | 1998 | 1588 | J1 | GT | 14200 | P | OP | 6 | 1969 | FO2 |  |  | FO2 |  |  | 14395 | 9800 | 14800 | 0 |  | 0 | 0 | 0 | 0 | 0 | 0 | [6 empty] | 0 | 0 | 0 | 5 | 1969 | 0 | 0 | E | [6 empty] | 0
3 |  | 1998 | 1589 | 1 | ST | 359040 | B | OP | 8 | 1965 | FO2 | NG |  | FO6 | NG | MF | 9130 | 380000 | 380000 | 0 |  | 0 | 0 | 0 | 0 | 0 | 0 | [6 empty] | 0 | 0 | 0 | 6 | 1965 | 0 | 0 | E | [6 empty] | 0
3 |  | 1998 | 1589 | 2 | ST | 358700 | B | OP | 7 | 1967 | FO2 | NG |  | FO6 | NG | MF | 9254 | 380000 | 380000 | 0 |  | 0 | 0 | 0 | 0 | 0 | 0 | [6 empty] | 0 | 0 | 0 | 5 | 1967 | 0 | 0 | E | [6 empty] | 0
3 |  | 1998 | 1590 | 1 | NB | 678000 | B | OP | 12 | 1972 | UR |  |  | UR |  |  | 10184 | 662800 | 669200 | 0 |  | 0 | 0 | 0 | 0 | 0 | 0 | [6 empty] | 0 | 0 | 655000 | 9 | 1972 | 0 | 0 | [7 empty] | 0
3 |  | 1998 | 1590 | 2 | NB | 0 |  |  | 0 | 0 | [6 empty] | 0 | 0 | 0 | 1150000 | CN | 88 | 1981 | 0 | 0 | 0 | 0 |  |  |  | UR |  |  | 0 | 0 | 0 | 0 | 0 | 0 | 0 | [7 empty] | 0
3 |  | 1998 | 1592 | J1 | GT | 45050 | P | OP | 7 | 1970 | FO2 | NG |  | FO2 | NG |  | 13697 | 43100 | 61800 | 0 |  | 0 | 0 | 0 | 0 | 0 | 0 | [6 empty] | 0 | 0 | 0 | 6 | 1970 | 0 | 0 | E | [6 empty] | 0
3 |  | 1998 | 1592 | J2 | GT | 45050 | P | OP | 3 | 1971 | FO2 | NG |  | FO2 | NG |  | 13849 | 45600 | 59200 | 0 |  | 0 | 0 | 0 | 0 | 0 | 0 | [6 empty] | 0 | 0 | 0 | 2 | 1971 | 0 | 0 | E | [6 empty] | 0
3 |  | 1998 | 1592 | J3 | GT | 45050 | P | OP | 7 | 1970 | FO2 | NG |  | FO2 | NG |  | 13011 | 44400 | 63400 | 0 |  | 0 | 0 | 0 | 0 | 0 | 0 | [6 empty] | 0 | 0 | 0 | 6 | 1970 | 0 | 0 | E | [6 empty] | 0
3 |  | 1998 | 5003 | U1 | FC | 0 |  |  | 0 | 0 | [6 empty] | 0 | 0 | 0 | 26000 | CN | 99 | 9999 | 0 | 0 | 8 | 1982 |  |  |  | PET |  |  | 0 | 0 | 0 | 0 | 0 | 24000 | 24000 | [7 empty] | 0
3 |  | 2010 | 3665 | 1 | IC | 400 | P |  | 8 | 1939 | NG |  |  | NG |  |  | 12987 | 400 | 400 | 0 | SD | 6 | 1990 | 0 | 0 | 0 | 0 | [6 empty] | 0 | 0 | 0 | 7 | 1939 | 0 | 0 | E | [6 empty] | 0
3 |  | 2010 | 3665 | 2 | IC | 1250 | P | OP | 9 | 1959 | FO2 |  |  | NG | FO2 |  | 12987 | 1250 | 1250 | 0 |  | 0 | 0 | 0 | 0 | 0 | 0 | [6 empty] | 0 | 0 | 0 | 8 | 1959 | 0 | 0 | E | [6 empty] | 0
3 |  | 2010 | 3665 | 3 | IC | 1250 | P | OP | 9 | 1959 | FO2 |  |  | NG | FO2 |  | 12987 | 1250 | 1250 | 0 |  | 0 | 0 | 0 | 0 | 0 | 0 | [6 empty] | 0 | 0 | 0 | 8 | 1959 | 0 | 0 | E | [6 empty] | 0
3 |  | 2010 | 3665 | 4 | IC | 1000 | P | OP | 8 | 1955 | FO2 |  |  | NG | FO2 |  | 12987 | 1000 | 1000 | 0 |  | 0 | 0 | 0 | 0 | 0 | 0 | [6 empty] | 0 | 0 | 0 | 7 | 1955 | 0 | 0 | E | [6 empty] | 0
3 |  | 2010 | 3665 | 5 | IC | 1000 | P | OP | 1 | 1957 | FO2 |  |  | NG | FO2 |  | 12987 | 1000 | 1000 | 0 |  | 0 | 0 | 0 | 0 | 0 | 0 | [6 empty] | 0 | 0 | 0 | 12 | 1956 | 0 | 0 | E | [6 empty] | 0
3 |  | 2010 | 3665 | 6 | IC | 2500 | P | OP | 1 | 1962 | FO2 |  |  | NG | FO2 |  | 12987 | 2500 | 2500 | 0 |  | 0 | 0 | 0 | 0 | 0 | 0 | [6 empty] | 0 | 0 | 0 | 12 | 1961 | 0 | 0 | E | [6 empty] | 0
3 |  | 2010 | 3665 | 7 | IC | 150 | P | OS | 8 | 1936 | FO2 |  |  | FO2 |  |  | 8742 | 100 | 100 | 0 |  | 0 | 0 | 0 | 0 | 0 | 0 | [6 empty] | 0 | 0 | 0 | 7 | 1936 | 0 | 0 | E | [6 empty] | 0
3 |  | 2010 | 3665 | 8 | IC | 624 | P |  | 88 | 1945 | FO2 |  |  | NG | FO2 |  | 12987 | 624 | 624 | 0 | RE | 12 | 1985 | 0 | 0 | 0 | 0 | [6 empty] | 0 | 0 | 0 | 0 | 1945 | 0 | 0 | E | [6 empty] | 0
3 |  | 2010 | 3665 | 9 | IC | 600 | P |  | 8 | 1958 | FO2 |  |  | FO2 |  |  | 8742 | 600 | 600 | 0 | RE | 12 | 1985 | 0 | 0 | 0 | 0 | [6 empty] | 0 | 0 | 0 | 7 | 1958 | 0 | 0 | E | [6 empty] | 0
3 |  | 2010 | 3665 | IC8 | IC | 7000 | P | OP | 10 | 1986 | FO2 |  |  | NG | FO2 |  | 8984 | 7000 | 7000 | 0 |  | 0 | 0 | 6 | 1986 | 10 | 1986 | [6 empty] | 0 | 0 | 0 | 10 | 1986 | 0 | 0 | [7 empty] | 0
3 |  | 2010 | 4261 | NA1 | HC | 0 |  |  | 0 | 0 | [6 empty] | 0 | 0 | 0 | 2000 | PL | 0 | 0 | 6 | 1987 | 6 | 1994 | LE |  |  | WAT |  |  | 2000 | 156 | 0 | 0 | 0 | 1953 | 1915 | [7 empty] | 0
3 |  | 2010 | 4261 | NA2 | HC | 0 |  |  | 0 | 0 | [6 empty] | 0 | 0 | 0 | 500 | PL | 0 | 0 | 6 | 1987 | 6 | 1994 | LE |  |  | WAT |  |  | 475 | 52 | 0 | 0 | 0 | 463 | 462 | [7 empty] | 0
3 |  | 2010 | 4262 | NA1 | HC | 0 |  |  | 0 | 0 | [6 empty] | 0 | 0 | 0 | 2250 | CN | 10 | 1987 | 6 | 1988 | 10 | 1988 |  |  |  | WAT |  |  | 1960 | 0 | 0 | 0 | 0 | 2000 | 2000 | [7 empty] | 0
3 |  | 2010 | 4262 | NA2 | HC | 0 |  |  | 0 | 0 | [6 empty] | 0 | 0 | 0 | 2250 | CN | 7 | 1987 | 6 | 1988 | 10 | 1988 | OT |  |  | WAT |  |  | 1960 | 0 | 0 | 0 | 0 | 2000 | 2000 | [7 empty] | 0
3 |  | 2010 | 4262 | NA3 | HC | 0 |  |  | 0 | 0 | [6 empty] | 0 | 0 | 0 | 475 | CN | 7 | 1987 | 0 | 0 | 0 | 0 | OT |  |  | WAT |  |  | 475 | 200 | 0 | 0 | 0 | 0 | 0 | [7 empty] | 0
3 |  | 2010 | 4263 | 3 | HC | 1000 |  | OP | 3 | 1987 | WAT |  |  | WAT |  |  | 0 | 1000 | 941 | 0 |  | 0 | 0 | 10 | 1986 | 2 | 1987 | AP | [5 empty] | 0 | 0 | 0 | 3 | 1987 | 0 | 0 |  |  | E |  |  |  |  | 0
3 |  | 2010 | 4263 | NA1 | HC | 1750 |  | OP | 3 | 1987 | WAT |  |  | WAT |  |  | 0 | 1750 | 137 | 0 |  | 0 | 0 | 10 | 1986 | 0 | 0 | [6 empty] | 0 | 0 | 0 | 3 | 1987 | 0 | 0 | [7 empty] | 0
3 |  | 2010 | 4263 | NA2 | HC | 1750 |  | OP | 3 | 1987 | WAT |  |  | WAT |  |  | 0 | 1750 | 137 | 0 |  | 0 | 0 | 10 | 1986 | 0 | 0 | [6 empty] | 0 | 0 | 0 | 3 | 1987 | 0 | 0 | [7 empty] | 0
3 |  | 2010 | 4264 | NA1 | HC | 0 |  |  | 0 | 0 | [6 empty] | 0 | 0 | 0 | 1250 | PL | 0 | 0 | 10 | 1992 | 10 | 1994 | AP |  |  | WAT |  |  | 738 | 81 | 0 | 0 | 0 | 1199 | 1183 | [7 empty] | 0
3 |  | 2010 | 4264 | NA2 | HC | 0 |  |  | 0 | 0 | [6 empty] | 0 | 0 | 0 | 1250 | PL | 0 | 0 | 10 | 1989 | 10 | 1994 | AP |  |  | WAT |  |  | 738 | 81 | 0 | 0 | 0 | 1199 | 1183 | [7 empty] | 0
3 |  | 2010 | 4264 | NA3 | HC | 0 |  |  | 0 | 0 | [6 empty] | 0 | 0 | 0 | 1000 | PL | 0 | 0 | 10 | 1986 | 10 | 1994 | AP |  |  | WAT |  |  | 1000 | 300 | 0 | 0 | 0 | 951 | 941 | [7 empty] | 0
3 |  | 2010 | 4265 | NA1 | HC | 0 |  |  | 0 | 0 | [6 empty] | 0 | 0 | 0 | 1000 | CN | 8 | 1989 | 10 | 1988 | 0 | 0 |  |  |  | WAT |  |  | 850 | 77 | 0 | 0 | 0 | 951 | 941 | [7 empty] | 0
3 |  | 2010 | 7132 | NA1 | HC | 1800 |  | OP | 6 | 1991 | WAT |  |  | WAT |  |  | 0 | 1800 | 300 | 0 |  | 0 | 0 | 0 | 0 | 0 | 0 | [6 empty] | 0 | 0 | 0 | 4 | 1991 | 0 | 0 | [7 empty] | 0
3 |  | 2048 | 1254 | 1 | HC | 300 | B | OP | 88 | 1919 |  |  |  | WAT |  |  | 0 | 300 | 300 | 0 |  | 0 | 0 | 0 | 0 | 0 | 0 | [6 empty] | 0 | 0 | 0 | 0 | 1919 | 0 | 0 | E | [6 empty] | 0
3 |  | 2048 | 1254 | 2 | HC | 300 | B | OP | 88 | 1922 |  |  |  | WAT |  |  | 0 | 300 | 300 | 0 |  | 0 | 0 | 0 | 0 | 0 | 0 | [6 empty] | 0 | 0 | 0 | 0 | 1922 | 0 | 0 | E | [6 empty] | 0
3 |  | 2048 | 1254 | 3 | HC | 300 | B | OP | 88 | 1922 |  |  |  | WAT |  |  | 0 | 300 | 300 | 0 |  | 0 | 0 | 0 | 0 | 0 | 0 | [6 empty] | 0 | 0 | 0 | 0 | 1922 | 0 | 0 | E | [6 empty] | 0
3 |  | 2048 | 1254 | 4 | HC | 310 | B | OP | 88 | 1922 |  |  |  | WAT |  |  | 0 | 310 | 310 | 0 |  | 0 | 0 | 0 | 0 | 0 | 0 | [6 empty] | 0 | 0 | 0 | 0 | 1922 | 0 | 0 | E | [6 empty] | 0
3 |  | 2048 | 1254 | 5 | HC | 350 | B | OP | 88 | 1925 |  |  |  | WAT |  |  | 0 | 350 | 350 | 0 |  | 0 | 0 | 0 | 0 | 0 | 0 | [6 empty] | 0 | 0 | 0 | 0 | 1925 | 0 | 0 | E | [6 empty] | 0
3 |  | 2048 | 1254 | 6 | HC | 300 | B | OP | 88 | 1925 |  |  |  | WAT |  |  | 0 | 320 | 320 | 0 |  | 0 | 0 | 0 | 0 | 0 | 0 | [6 empty] | 0 | 0 | 0 | 0 | 1925 | 0 | 0 | E | [6 empty] | 0
3 |  | 2048 | 1254 | 7 | HC | 300 | B | OP | 88 | 1925 |  |  |  | WAT |  |  | 0 | 320 | 320 | 0 |  | 0 | 0 | 0 | 0 | 0 | 0 | [6 empty] | 0 | 0 | 0 | 0 | 1925 | 0 | 0 | E | [6 empty] | 0
3 |  | 2135 | 3556 | 1 | IC | 3250 | P | OP | 12 | 1964 | FO2 |  |  | FO2 |  |  | 12474 | 3250 | 3250 | 0 |  | 0 | 0 | 0 | 0 | 0 | 0 | [6 empty] | 0 | 0 | 0 | 11 | 1964 | 0 | 0 | E | [6 empty] | 0
3 |  | 2135 | 3556 | 2 | IC | 4000 |  |  | 9 | 1969 |  |  |  | NG | FO2 |  | 0 | 0 | 0 | 0 | RE | 8 | 1979 | 0 | 0 | 0 | 0 | [6 empty] | 0 | 0 | 0 | 0 | 1969 | 0 | 0 | E | [6 empty] | 0
3 |  | 2135 | 3556 | 3 | IC | 2000 |  |  | 8 | 1946 |  |  |  | NG | FO2 |  | 0 | 0 | 0 | 0 | RE | 5 | 1978 | 0 | 0 | 0 | 0 | [6 empty] | 0 | 0 | 0 | 0 | 1946 | 0 | 0 | E | [6 empty] | 0
3 |  | 2135 | 3556 | 4 | IC | 2500 | P | OP | 9 | 1952 | FO2 |  |  | FO2 |  |  | 9539 | 2250 | 2500 | 2500 | LE | 0 | 0 | 5 | 1992 | 5 | 1992 |  |  |  | FO2 |  |  | 2500 | 2500 | 0 | 8 | 1952 | 0 | 0 | E | [5 empty] | OP | 2500
3 |  | 2135 | 3556 | 5 | IC | 1250 | P | OS | 11 | 1962 | FO2 |  |  | FO2 |  |  | 12000 | 350 | 350 | 1250 | LE | 0 | 0 | 10 | 1991 | 5 | 1992 |  |  |  | FO2 |  |  | 1250 | 1250 | 0 | 10 | 1962 | 0 | 0 | E | [5 empty] | OS | 1250
3 |  | 2135 | 3556 | 6 | IC | 1250 | P | OP | 11 | 1962 | FO2 |  |  | FO2 |  |  | 9705 | 900 | 1000 | 1250 | LE | 0 | 0 | 10 | 1990 | 5 | 1991 | EQ | DE | LA | FO2 |  |  | 900 | 1000 | 0 | 10 | 1962 | 0 | 0 | E | [6 empty] | 0
3 |  | 2135 | 3556 | 7 | IC | 2600 | P | OP | 11 | 1973 | FO2 |  |  | FO2 |  |  | 8889 | 2200 | 2500 | 0 |  | 0 | 0 | 0 | 0 | 0 | 0 | [6 empty] | 0 | 0 | 0 | 10 | 1973 | 0 | 0 | [7 empty] | 0
3 |  | 2135 | 3556 | 8 | IC | 3000 | P | OP | 10 | 1976 | FO2 |  |  | FO2 |  |  | 7698 | 2000 | 3200 | 0 |  | 0 | 0 | 0 | 0 | 0 | 0 | [6 empty] | 0 | 0 | 0 | 9 | 1976 | 0 | 0 | [7 empty] | 0
3 |  | 2135 | 3556 | 9 | IC | 3000 | P | OP | 11 | 1976 | FO2 |  |  | FO2 |  |  | 7337 | 3000 | 3200 | 3000 | LE | 0 | 0 | 10 | 1990 | 5 | 1991 |  |  |  | FO2 |  |  | 3000 | 3200 | 0 | 10 | 1976 | 0 | 0 | [7 empty] | 0
3 |  | 2144 | 1658 | 1 | ST | 10000 |  |  | 99 | 1941 |  |  |  | FO6 |  |  | 0 | 0 | 0 | 0 | RE | 9 | 1981 | 0 | 0 | 0 | 0 | [6 empty] | 0 | 0 | 0 | 0 | 1941 | 0 | 0 | E | [6 empty] | 0
3 |  | 2144 | 1658 | 2 | ST | 2000 |  |  | 99 | 1933 |  |  |  | FO6 |  |  | 0 | 0 | 0 | 0 | RE | 9 | 1981 | 0 | 0 | 0 | 0 | [6 empty] | 0 | 0 | 0 | 0 | 1933 | 0 | 0 | E | [6 empty] | 0
3 |  | 2144 | 1658 | 3 | ST | 9000 |  |  | 99 | 1953 |  |  |  | FO6 |  |  | 0 | 0 | 0 | 0 | RE | 9 | 1981 | 0 | 0 | 0 | 0 | [6 empty] | 0 | 0 | 0 | 0 | 1953 | 0 | 0 | E | [6 empty] | 0
3 |  | 2144 | 1660 | CC2 | CT | 76000 | C | OP | 4 | 1977 | NG | FO2 |  | NG | FO2 |  | 10200 | 58000 | 76000 | 0 |  | 0 | 0 | 0 | 0 | 0 | 0 | [6 empty] | 0 | 0 | 0 | 3 | 1977 | 0 | 0 | E | [6 empty] | 0
3 |  | 2144 | 1660 | CC3 | CW | 20000 |  | OP | 4 | 1977 |  |  |  | WH |  |  | 0 | 18000 | 20000 | 0 |  | 0 | 0 | 0 | 0 | 0 | 0 | [6 empty] | 0 | 0 | 0 | 4 | 1977 | 0 | 0 | [7 empty] | 0
3 |  | 2144 | 1660 | IC1 | IC | 2700 | P | OP | 7 | 1963 | FO2 |  |  | FO2 |  |  | 10500 | 2000 | 2000 | 0 |  | 0 | 0 | 0 | 0 | 0 | 0 | [6 empty] | 0 | 0 | 0 | 6 | 1963 | 0 | 0 | E | [6 empty] | 0
3 |  | 2144 | 1660 | IC2 | IC | 2700 | P | OP | 7 | 1963 | FO2 |  |  | FO2 |  |  | 10500 | 2000 | 2000 | 0 |  | 0 | 0 | 0 | 0 | 0 | 0 | [6 empty] | 0 | 0 | 0 | 6 | 1963 | 0 | 0 | E | [6 empty] | 0
3 |  | 2144 | 1660 | ST1 | ST | 12500 |  |  | 12 | 1959 |  |  |  | FO2 |  |  | 0 | 13000 | 13000 | 0 | RE | 99 | 1984 | 0 | 0 | 0 | 0 | [6 empty] | 0 | 0 | 0 | 0 | 1959 | 0 | 0 | E | [6 empty] | 0
3 |  | 2172 | 3627 | 1 | ST | 16500 | P | OP | 6 | 1958 | NG |  |  | NG | FO6 |  | 12600 | 17000 | 17000 | 0 |  | 0 | 0 | 0 | 0 | 0 | 0 | [6 empty] | 0 | 0 | 0 | 5 | 1958 | 0 | 0 | E | [6 empty] | 0
3 |  | 2172 | 3627 | 2 | ST | 16500 | P | OP | 8 | 1958 | NG |  |  | NG | FO6 |  | 12600 | 17000 | 17000 | 0 |  | 0 | 0 | 0 | 0 | 0 | 0 | [6 empty] | 0 | 0 | 0 | 7 | 1958 | 0 | 0 | E | [6 empty] | 0
3 |  | 2172 | 3627 | 3 | ST | 38000 | P | OP | 7 | 1963 | NG |  |  | NG | FO6 |  | 11100 | 39000 | 39000 | 0 |  | 0 | 0 | 0 | 0 | 0 | 0 | [6 empty] | 0 | 0 | 0 | 5 | 1963 | 0 | 0 | E | [6 empty] | 0
3 |  | 2172 | 3628 | 1 | ST | 66000 | C | OP | 10 | 1968 | NG | LPG |  | NG | FO2 |  | 10700 | 75000 | 75000 | 0 |  | 0 | 0 | 0 | 0 | 0 | 0 | [6 empty] | 0 | 0 | 0 | 8 | 1968 | 0 | 0 | E | [6 empty] | 0
3 |  | 2172 | 3628 | 2 | ST | 100000 | B | OP | 7 | 1972 | NG | LPG |  | NG | FO2 |  | 9673 | 116000 | 116000 | 0 |  | 0 | 0 | 0 | 0 | 0 | 0 | [6 empty] | 0 | 0 | 0 | 4 | 1972 | 0 | 0 | E | [6 empty] | 0
3 |  | 2172 | 3628 | 3 | ST | 200000 | B | OP | 8 | 1975 | NG | LPG |  | NG | FO2 |  | 9729 | 200000 | 200000 | 0 |  | 0 | 0 | 0 | 0 | 0 | 0 | [6 empty] | 0 | 0 | 0 | 5 | 1975 | 0 | 0 | E | [6 empty] | 0
3 |  | 2172 | 3628 | 4 | GT | 0 |  |  | 0 | 0 | [6 empty] | 0 | 0 | 0 | 118818 | PL | 0 | 0 | 1 | 1993 | 4 | 1994 |  |  |  | NG |  |  | 104000 | 104000 | 0 | 0 | 0 | 96726 | 116149 | [7 empty] | 0
3 |  | 2172 | 3628 | 5 | GT | 0 |  |  | 0 | 0 | [6 empty] | 0 | 0 | 0 | 118818 | PL | 0 | 0 | 1 | 1995 | 4 | 1994 |  |  |  | NG |  |  | 104000 | 104000 | 0 | 0 | 0 | 96726 | 116149 | [7 empty] | 0
3 |  | 2172 | 3629 | 1 | ST | 12000 |  |  | 3 | 1950 | NG |  |  | NG | FO6 |  | 14000 | 12000 | 12000 | 0 | RE | 1 | 1990 | 0 | 0 | 0 | 0 | [6 empty] | 0 | 0 | 0 | 2 | 1950 | 0 | 0 | E | [6 empty] | 0
3 |  | 2172 | 3629 | 2 | ST | 12000 |  |  | 1 | 1952 | NG |  |  | NG | FO6 |  | 14000 | 12000 | 12000 | 0 | RE | 1 | 1990 | 0 | 0 | 0 | 0 | [6 empty] | 0 | 0 | 0 | 12 | 1951 | 0 | 0 | E | [6 empty] | 0
3 |  | 2172 | 7216 | 1 | ST | 0 |  |  | 0 | 0 | [6 empty] | 0 | 0 | 0 | 300000 | PL | 0 | 0 | 1 | 1998 | 1 | 1998 |  |  |  | NG |  |  | 300000 | 300000 | 0 | 0 | 0 | 281313 | 287146 | [7 empty] | 0
3 |  | 2172 | 7216 | 2 | ST | 0 |  |  | 0 | 0 | [6 empty] | 0 | 0 | 0 | 300000 | PL | 0 | 0 | 1 | 1998 | 1 | 1998 |  |  |  | NG |  |  | 300000 | 300000 | 0 | 0 | 0 | 281313 | 287146 | [7 empty] | 0
3 |  | 2176 | 3557 | 1 | HC | 12500 | P | OP | 5 | 1942 | WAT |  |  | WAT |  |  | 0 | 11500 | 11500 | 0 |  | 0 | 0 | 0 | 0 | 0 | 0 | [6 empty] | 0 | 0 | 0 | 2 | 1942 | 0 | 0 | E | [6 empty] | 0
3 |  | 2176 | 3557 | 2 | HC | 12500 | P | OP | 5 | 1942 | WAT |  |  | WAT |  |  | 0 | 11500 | 11500 | 0 |  | 0 | 0 | 0 | 0 | 0 | 0 | [6 empty] | 0 | 0 | 0 | 2 | 1942 | 0 | 0 | E | [6 empty] | 0
3 |  | 2176 | 4239 | HY1 | HC | 0 |  |  | 0 | 0 | [6 empty] | 0 | 0 | 0 | 20000 | CN | 6 | 1987 | 1 | 1989 | 0 | 0 |  |  |  | WAT |  |  | 20000 | 20000 | 0 | 0 | 0 | 21000 | 20000 | [7 empty] | 0
3 |  | 2176 | 4240 | HY1 | HC | 0 |  |  | 0 | 0 | [6 empty] | 0 | 0 | 0 | 9000 | CN | 6 | 1987 | 1 | 1994 | 0 | 0 |  |  |  | WAT |  |  | 9000 | 9000 | 0 | 0 | 0 | 9000 | 9000 | [7 empty] | 0
3 |  | 2188 | 934 | 3 | IC | 3000 |  | OP | 88 | 1982 | FO2 |  |  | FO2 | NG |  | 9561 | 3000 | 3000 | 0 |  | 0 | 0 | 0 | 0 | 0 | 0 | [6 empty] | 0 | 0 | 0 | 0 | 1982 | 0 | 0 | E | [6 empty] | 0
3 |  | 2188 | 934 | IC1 | IC | 900 |  | OP | 88 | 1953 | FO2 |  |  | FO2 |  |  | 10738 | 900 | 900 | 0 |  | 0 | 0 | 0 | 0 | 0 | 0 | [6 empty] | 0 | 0 | 0 | 0 | 1953 | 0 | 0 | E | [6 empty] | 0
3 |  | 2188 | 934 | IC2 | IC | 3000 |  | OP | 88 | 1968 | FO2 |  |  | FO2 | NG |  | 9561 | 3000 | 3000 | 0 |  | 0 | 0 | 0 | 0 | 0 | 0 | [6 empty] | 0 | 0 | 0 | 0 | 1968 | 0 | 0 | E | [6 empty] | 0
3 |  | 2188 | 934 | ST1 | ST | 750 | C |  | 88 | 1948 | FO2 |  |  | FO2 | BIT |  | 11769 | 750 | 750 | 0 | RE | 9 | 1990 | 0 | 0 | 0 | 0 | [6 empty] | 0 | 0 | 0 | 0 | 1948 | 0 | 0 | E | [6 empty] | 0
3 |  | 2188 | 934 | ST2 | ST | 2000 |  | SB | 88 | 1960 | FO2 |  |  | FO2 | BIT |  | 11769 | 2000 | 2000 | 0 |  | 0 | 0 | 0 | 0 | 0 | 0 | [6 empty] | 0 | 0 | 0 | 0 | 1960 | 0 | 0 | E | [6 empty] | 0
3 |  | 2215 | 6392 | 1 | ST | 1000 |  |  | 99 | 1940 |  |  |  | UNK |  |  | 0 | 0 | 0 | 0 | RE | 99 | 1974 | 0 | 0 | 0 | 0 | [6 empty] | 0 | 0 | 0 | 0 | 1940 | 0 | 0 | E | [6 empty] | 0
3 |  | 2215 | 6392 | 2 | ST | 1000 |  |  | 99 | 1940 |  |  |  | UNK |  |  | 0 | 0 | 0 | 0 | RE | 99 | 1974 | 0 | 0 | 0 | 0 | [6 empty] | 0 | 0 | 0 | 0 | 1940 | 0 | 0 | E | [6 empty] | 0
3 |  | 2215 | 6392 | 3 | ST | 1000 |  |  | 99 | 1941 |  |  |  | UNK |  |  | 0 | 0 | 0 | 0 | RE | 99 | 1974 | 0 | 0 | 0 | 0 | [6 empty] | 0 | 0 | 0 | 0 | 1941 | 0 | 0 | E | [6 empty] | 0
3 |  | 2215 | 6392 | 4 | ST | 1000 |  |  | 99 | 1941 |  |  |  | UNK |  |  | 0 | 0 | 0 | 0 | RE | 99 | 1974 | 0 | 0 | 0 | 0 | [6 empty] | 0 | 0 | 0 | 0 | 1941 | 0 | 0 | E | [6 empty] | 0
3 |  | 2215 | 6392 | 5 | ST | 1000 |  |  | 99 | 1947 |  |  |  | UNK |  |  | 0 | 0 | 0 | 0 | RE | 99 | 1974 | 0 | 0 | 0 | 0 | [6 empty] | 0 | 0 | 0 | 0 | 1947 | 0 | 0 | E | [6 empty] | 0
3 |  | 2215 | 6392 | 6 | ST | 1000 |  |  | 99 | 1947 |  |  |  | UNK |  |  | 0 | 0 | 0 | 0 | RE | 99 | 1974 | 0 | 0 | 0 | 0 | [6 empty] | 0 | 0 | 0 | 0 | 1947 | 0 | 0 | E | [6 empty] | 0
3 |  | 2215 | 6392 | 7 | ST | 1000 |  |  | 99 | 1952 |  |  |  | UNK |  |  | 0 | 0 | 0 | 0 | RE | 99 | 1974 | 0 | 0 | 0 | 0 | [6 empty] | 0 | 0 | 0 | 0 | 1952 | 0 | 0 | E | [6 empty] | 0
3 |  | 2215 | 6392 | 8 | ST | 1000 |  |  | 99 | 1952 |  |  |  | UNK |  |  | 0 | 0 | 0 | 0 | RE | 99 | 1974 | 0 | 0 | 0 | 0 | [6 empty] | 0 | 0 | 0 | 0 | 1952 | 0 | 0 | E | [6 empty] | 0
3 |  | 2220 | 3666 | 1 | HC | 600 | C | OP | 88 | 1921 | WAT |  |  | WAT |  |  | 0 | 600 | 600 | 0 |  | 0 | 0 | 0 | 0 | 0 | 0 | [6 empty] | 0 | 0 | 0 | 0 | 1921 | 0 | 0 | E | [6 empty] | 0
3 |  | 2220 | 3666 | 2 | HC | 600 | C | OP | 88 | 1921 | WAT |  |  | WAT |  |  | 0 | 600 | 600 | 0 |  | 0 | 0 | 0 | 0 | 0 | 0 | [6 empty] | 0 | 0 | 0 | 0 | 1921 | 0 | 0 | E | [6 empty] | 0
3 |  | 2220 | 6182 | 1 | HC | 500 | B | OP | 88 | 1961 | WAT |  |  | WAT |  |  | 0 | 500 | 500 | 0 |  | 0 | 0 | 0 | 0 | 0 | 0 | [6 empty] | 0 | 0 | 0 | 0 | 1961 | 0 | 0 | E | [6 empty] | 0
3 |  | 2277 | 2221 | 1 | IC | 500 |  | OP | 88 | 1936 | FO2 |  |  | FO2 |  |  | 0 | 500 | 500 | 0 |  | 0 | 0 | 0 | 0 | 0 | 0 | [6 empty] | 0 | 0 | 0 | 0 | 1936 | 0 | 0 | E | [6 empty] | 0
3 |  | 2277 | 2221 | 2 | IC | 3500 |  | OP | 88 | 1970 | FO2 |  |  | NG | FO2 |  | 0 | 3500 | 3500 | 0 |  | 0 | 0 | 0 | 0 | 0 | 0 | [6 empty] | 0 | 0 | 0 | 0 | 1970 | 0 | 0 | E | [6 empty] | 0
3 |  | 2277 | 2221 | 3 | IC | 800 |  | OP | 88 | 1945 | FO2 |  |  | NG | FO2 |  | 0 | 700 | 700 | 0 |  | 0 | 0 | 0 | 0 | 0 | 0 | [6 empty] | 0 | 0 | 0 | 0 | 1945 | 0 | 0 | E | [6 empty] | 0
3 |  | 2277 | 2221 | 4 | IC | 800 |  | OP | 88 | 1951 | FO2 |  |  | NG | FO2 |  | 0 | 750 | 750 | 0 |  | 0 | 0 | 0 | 0 | 0 | 0 | [6 empty] | 0 | 0 | 0 | 0 | 1951 | 0 | 0 | E | [6 empty] | 0
3 |  | 2277 | 2221 | 5 | IC | 1000 |  | OP | 88 | 1951 | FO2 |  |  | NG | FO2 |  | 0 | 1000 | 1000 | 0 |  | 0 | 0 | 0 | 0 | 0 | 0 | [6 empty] | 0 | 0 | 0 | 0 | 1951 | 0 | 0 | E | [6 empty] | 0
3 |  | 2277 | 2221 | 6 | IC | 2100 |  | OP | 88 | 1961 | FO2 |  |  | NG | FO2 |  | 0 | 2020 | 2020 | 0 |  | 0 | 0 | 0 | 0 | 0 | 0 | [6 empty] | 0 | 0 | 0 | 0 | 1961 | 0 | 0 | E | [6 empty] | 0
3 |  | 2287 | 1128 | 1 | IC | 200 | P | SB | 12 | 1940 | FO2 |  |  | FO2 |  |  | 12363 | 200 | 200 | 0 |  | 0 | 0 | 0 | 0 | 0 | 0 | [6 empty] | 0 | 0 | 0 | 11 | 1940 | 0 | 0 | E | [6 empty] | 0
3 |  | 2287 | 1128 | 2 | IC | 200 | P | SB | 12 | 1940 | FO2 |  |  | FO2 |  |  | 12363 | 200 | 200 | 0 |  | 0 | 0 | 0 | 0 | 0 | 0 | [6 empty] | 0 | 0 | 0 | 11 | 1940 | 0 | 0 | E | [6 empty] | 0
3 |  | 2287 | 1128 | 3 | IC | 300 | P | SB | 10 | 1947 | FO2 |  |  | FO2 |  |  | 12952 | 270 | 280 | 0 |  | 0 | 0 | 0 | 0 | 0 | 0 | [6 empty] | 0 | 0 | 0 | 9 | 1947 | 0 | 0 | E | [6 empty] | 0
3 |  | 2287 | 1128 | 4 | IC | 588 | P | SB | 6 | 1955 | FO2 |  |  | NG | FO2 |  | 10880 | 550 | 588 | 0 |  | 0 | 0 | 0 | 0 | 0 | 0 | [6 empty] | 0 | 0 | 0 | 5 | 1955 | 0 | 0 | E | [6 empty] | 0
3 |  | 2287 | 1128 | 5 | IC | 1136 | P | SB | 8 | 1964 | FO2 |  |  | NG | FO2 |  | 10461 | 1050 | 1136 | 0 |  | 0 | 0 | 0 | 0 | 0 | 0 | [6 empty] | 0 | 0 | 0 | 7 | 1964 | 0 | 0 | E | [6 empty] | 0
3 |  | 2404 | 3558 | 1 | IC | 2000 | C | OP | 88 | 1951 | FO2 |  |  | NG | FO2 |  | 11000 | 1000 | 1000 | 0 |  | 0 | 0 | 0 | 0 | 0 | 0 | [6 empty] | 0 | 0 | 0 | 0 | 1951 | 0 | 0 | E | [6 empty] | 0
3 |  | 2404 | 3558 | 2 | IC | 1000 | C |  | 88 | 1947 | FO2 |  |  | NG | FO2 |  | 0 | 0 | 0 | 1000 | RE | 1 | 1984 | 0 | 0 | 0 | 0 | [6 empty] | 0 | 0 | 0 | 0 | 1947 | 0 | 0 | E | [6 empty] | 0
3 |  | 2404 | 3558 | 3 | IC | 3100 | C | OP | 88 | 1964 | FO2 |  |  | NG | FO2 |  | 11000 | 1800 | 2000 | 0 |  | 0 | 0 | 0 | 0 | 0 | 0 | [6 empty] | 0 | 0 | 0 | 0 | 1964 | 0 | 0 | E | [6 empty] | 0
3 |  | 2404 | 3558 | 4 | IC | 2700 | C | OP | 88 | 1954 | FO2 |  |  | NG | FO2 |  | 11000 | 1800 | 1800 | 0 |  | 0 | 0 | 0 | 0 | 0 | 0 | [6 empty] | 0 | 0 | 0 | 0 | 1954 | 0 | 0 | E | [6 empty] | 0
3 |  | 2404 | 3558 | 5 | IC | 3620 | C | OP | 88 | 1957 | FO2 |  |  | NG | FO2 |  | 11000 | 2000 | 2400 | 0 |  | 0 | 0 | 0 | 0 | 0 | 0 | [6 empty] | 0 | 0 | 0 | 0 | 1957 | 0 | 0 | E | [6 empty] | 0
3 |  | 2404 | 3558 | 6 | IC | 4000 | C | OP | 88 | 1961 | FO2 |  |  | NG | FO2 |  | 11000 | 2200 | 2400 | 0 |  | 0 | 0 | 0 | 0 | 0 | 0 | [6 empty] | 0 | 0 | 0 | 0 | 1961 | 0 | 0 | E | [6 empty] | 0
3 |  | 2404 | 3558 | GT1 | GT | 6500 | P | SB | 88 | 1973 | NG |  |  | NG | FO2 |  | 18000 | 5500 | 5800 | 0 |  | 0 | 0 | 0 | 0 | 0 | 0 | [6 empty] | 0 | 0 | 0 | 0 | 1973 | 0 | 0 | E | [6 empty] | 0
3 |  | 2409 | 3559 | 4 | ST | 6000 |  |  | 88 | 1949 |  |  |  | NG |  |  | 0 | 0 | 0 | 0 | RE | 9 | 1978 | 0 | 0 | 0 | 0 | [6 empty] | 0 | 0 | 0 | 0 | 1949 | 0 | 0 | E | [6 empty] | 0
3 |  | 2409 | 3559 | 5 | ST | 25000 | C | OP | 88 | 1952 | NG | FO2 |  | NG | FO2 |  | 14800 | 23800 | 24100 | 0 |  | 0 | 0 | 0 | 0 | 0 | 0 | [6 empty] | 0 | 0 | 0 | 0 | 1952 | 0 | 0 | E | [6 empty] | 0
3 |  | 2409 | 3559 | 6 | ST | 22000 | C | OP | 88 | 1959 | NG | FO2 |  | NG | FO2 |  | 14500 | 21000 | 21000 | 0 |  | 0 | 0 | 0 | 0 | 0 | 0 | [6 empty] | 0 | 0 | 0 | 0 | 1959 | 0 | 0 | E | [6 empty] | 0
3 |  | 2409 | 3559 | 7 | GT | 15000 | P | OP | 4 | 1967 | NG | FO2 |  | NG | FO2 |  | 16000 | 11000 | 12500 | 0 |  | 0 | 0 | 0 | 0 | 0 | 0 | [6 empty] | 0 | 0 | 0 | 3 | 1967 | 0 | 0 | E | [6 empty] | 0
3 |  | 2409 | 3559 | 8 | GT | 45000 | P | OP | 8 | 1973 | NG | FO2 |  | NG | FO2 |  | 14800 | 43000 | 43000 | 0 |  | 0 | 0 | 0 | 0 | 0 | 0 | [6 empty] | 0 | 0 | 0 | 7 | 1973 | 0 | 0 | E | [6 empty] | 0
3 |  | 2439 | 2903 | 1 | GT | 15800 | C | SB | 7 | 1970 | NG | FO2 |  | NG | FO2 |  | 16000 | 14000 | 19000 | 0 |  | 0 | 0 | 0 | 0 | 0 | 0 | [6 empty] | 0 | 0 | 0 | 6 | 1970 | 0 | 0 | E | [6 empty] | 0
3 |  | 2439 | 2903 | 2 | GT | 16000 | C | SB | 7 | 1988 | NG | FO2 |  | NG |  |  | 16000 | 14000 | 19000 | 0 |  | 0 | 0 | 0 | 0 | 0 | 0 | [6 empty] | 0 | 0 | 0 | 6 | 1988 | 0 | 0 | [7 empty] | 0
3 |  | 2439 | 2903 | 5 | IC | 2500 | C | SB | 5 | 1948 | FO2 |  |  | FO2 |  |  | 10200 | 2500 | 2500 | 0 |  | 0 | 0 | 0 | 0 | 0 | 0 | [6 empty] | 0 | 0 | 0 | 4 | 1948 | 0 | 0 | E | [6 empty] | 0
3 |  | 2439 | 2903 | 6 | GT | 5000 | C | SB | 7 | 1963 | NG | FO2 |  | NG | FO2 |  | 20000 | 4000 | 6000 | 0 |  | 0 | 0 | 0 | 0 | 0 | 0 | [6 empty] | 0 | 0 | 0 | 6 | 1963 | 0 | 0 | E | [6 empty] | 0
3 |  | 2442 | 3561 | 1 | ST | 5000 |  |  | 99 | 1950 |  |  |  | NG |  |  | 0 | 0 | 0 | 0 | RE | 10 | 1981 | 0 | 0 | 0 | 0 | [6 empty] | 0 | 0 | 0 | 0 | 1950 | 0 | 0 | E | [6 empty] | 0
3 |  | 2442 | 3561 | 2 | ST | 5000 |  |  | 99 | 1952 |  |  |  | NG |  |  | 0 | 0 | 0 | 0 | RE | 10 | 1981 | 0 | 0 | 0 | 0 | [6 empty] | 0 | 0 | 0 | 0 | 1952 | 0 | 0 | E | [6 empty] | 0
3 |  | 2442 | 3561 | 3 | ST | 13000 | P | SB | 88 | 1955 | NG | FO2 |  | NG | FO2 |  | 13600 | 12000 | 12000 | 0 |  | 0 | 0 | 0 | 0 | 0 | 0 | [6 empty] | 0 | 0 | 0 | 0 | 1955 | 0 | 0 | E | [6 empty] | 0
3 |  | 2442 | 3561 | 4 | ST | 24000 | P | OP | 88 | 1958 | NG | FO2 |  | NG | FO2 |  | 12600 | 22000 | 22000 | 0 |  | 0 | 0 | 0 | 0 | 0 | 0 | [6 empty] | 0 | 0 | 0 | 0 | 1958 | 0 | 0 | E | [6 empty] | 0
3 |  | 2442 | 3561 | 5 | ST | 25000 | P | OP | 88 | 1966 | NG | FO2 |  | NG | FO2 |  | 12200 | 25000 | 25000 | 0 |  | 0 | 0 | 0 | 0 | 0 | 0 | [6 empty] | 0 | 0 | 0 | 0 | 1966 | 0 | 0 | E | [6 empty] | 0
3 |  | 2442 | 3561 | 6 | ST | 54000 | P | OP | 88 | 1969 | NG | FO2 |  | NG | FO2 |  | 10815 | 50000 | 50000 | 0 |  | 0 | 0 | 0 | 0 | 0 | 0 | [6 empty] | 0 | 0 | 0 | 0 | 1969 | 0 | 0 | E | [6 empty] | 0
3 |  | 2442 | 3561 | 7 | GT | 22000 |  | OP | 5 | 1975 | NG | FO2 |  | NG | FO2 |  | 13500 | 21000 | 21000 | 0 |  | 0 | 0 | 0 | 0 | 0 | 0 | [6 empty] | 0 | 0 | 0 | 4 | 1975 | 0 | 0 | E | [6 empty] | 0
3 |  | 2442 | 6243 | 1 | ST | 105000 | B | OP | 9 | 1978 | NG | FO5 |  | NG | FO6 |  | 10300 | 105000 | 100000 | 0 |  | 0 | 0 | 0 | 0 | 0 | 0 | [6 empty] | 0 | 0 | 0 | 6 | 1978 | 0 | 0 | E | [6 empty] | 0
3 |  | 2448 | 3359 | 2 | IC | 279 | C | SB | 8 | 1951 | FO2 |  |  | FO2 |  |  | 0 | 279 | 279 | 0 |  | 0 | 0 | 0 | 0 | 0 | 0 | [6 empty] | 0 | 0 | 0 | 7 | 1951 | 0 | 0 | E | [6 empty] | 0
3 |  | 2491 | 1968 | 1 | ST | 1000 |  |  | 88 | 1915 |  |  |  | FO2 |  |  | 0 | 0 | 0 | 0 | RE | 6 | 1976 | 0 | 0 | 0 | 0 | [6 empty] | 0 | 0 | 0 | 0 | 1915 | 0 | 0 | E | [6 empty] | 0
3 |  | 2491 | 1968 | 3 | ST | 1000 |  |  | 88 | 1950 |  |  |  | FO2 |  |  | 0 | 0 | 0 | 0 | RE | 6 | 1976 | 0 | 0 | 0 | 0 | [6 empty] | 0 | 0 | 0 | 0 | 1950 | 0 | 0 | E | [6 empty] | 0
3 |  | 2491 | 1968 | IC1 | IC | 675 |  | SB | 7 | 1955 | FO2 |  |  | FO2 |  |  | 0 | 400 | 400 | 0 |  | 0 | 0 | 0 | 0 | 0 | 0 | [6 empty] | 0 | 0 | 0 | 6 | 1955 | 0 | 0 | E | [6 empty] | 0
3 |  | 2507 | 375 | 1 | ST | 10000 | P |  | 99 | 1941 |  |  |  | FO2 | NG |  | 0 | 0 | 0 | 0 | RE | 9 | 1982 | 0 | 0 | 0 | 0 | [6 empty] | 0 | 0 | 0 | 0 | 1941 | 0 | 0 | E | [6 empty] | 0
3 |  | 2507 | 375 | 2 | ST | 10000 |  |  | 7 | 1943 |  |  |  | NG | FO6 |  | 0 | 0 | 0 | 0 | RE | 5 | 1983 | 0 | 0 | 0 | 0 | [6 empty] | 0 | 0 | 0 | 0 | 1943 | 0 | 0 | E | [6 empty] | 0
3 |  | 2507 | 375 | M2 | CW | 10000 | C | OP | 11 | 1984 | WH |  |  | WH |  |  | 10010 | 10500 | 10500 | 0 |  | 0 | 0 | 0 | 0 | 0 | 0 | [6 empty] | 0 | 0 | 0 | 7 | 1984 | 0 | 0 | E | [6 empty] | 0
3 |  | 2507 | 375 | M3 | ST | 23000 | C | SB | 11 | 1949 | NG |  |  | NG | FO6 |  | 11827 | 20000 | 20000 | 0 |  | 0 | 0 | 0 | 0 | 0 | 0 | [6 empty] | 0 | 0 | 0 | 10 | 1949 | 0 | 0 | E | [6 empty] | 0
3 |  | 2507 | 375 | M4 | ST | 34500 | C | OP | 9 | 1953 | NG |  |  | NG | FO6 |  | 11957 | 30000 | 30000 | 0 |  | 0 | 0 | 0 | 0 | 0 | 0 | [6 empty] | 0 | 0 | 0 | 8 | 1953 | 0 | 0 | E | [6 empty] | 0
3 |  | 2507 | 375 | M5 | GT | 23144 | P | OP | 8 | 1969 | NG |  |  | NG | JF |  | 14268 | 17000 | 17000 | 0 |  | 0 | 0 | 0 | 0 | 0 | 0 | [6 empty] | 0 | 0 | 0 | 7 | 1969 | 0 | 0 | E | [6 empty] | 0
3 |  | 2507 | 6013 | O1 | ST | 50000 | B | OP | 10 | 1959 | NG |  |  | NG | FO6 | MF | 10918 | 42000 | 42000 | 0 |  | 0 | 0 | 0 | 0 | 0 | 0 | [6 empty] | 0 | 0 | 0 | 9 | 1959 | 0 | 0 | E | [6 empty] | 0
3 |  | 2507 | 6013 | O2 | ST | 59782 | B | OP | 9 | 1964 | NG |  |  | NG | FO6 | MF | 10080 | 60000 | 60000 | 0 |  | 0 | 0 | 0 | 0 | 0 | 0 | [6 empty] | 0 | 0 | 0 | 7 | 1964 | 0 | 0 | E | [6 empty] | 0
3 |  | 2507 | 6013 | O3 | GT | 24438 | P | OP | 7 | 1972 | NG |  |  | NG | JF |  | 14339 | 22000 | 22000 | 0 |  | 0 | 0 | 0 | 0 | 0 | 0 | [6 empty] | 0 | 0 | 0 | 6 | 1972 | 0 | 0 | E | [6 empty] | 0
3 |  | 2507 | 6013 | O4 | CT | 37800 | P | OP | 9 | 1978 | NG |  |  | NG | JF |  | 10010 | 31000 | 31000 | 0 |  | 0 | 0 | 0 | 0 | 0 | 0 | [6 empty] | 0 | 0 | 0 | 8 | 1978 | 0 | 0 | E | [6 empty] | 0
3 |  | 2518 | 152 | 1 | HC | 48000 | C | OP | 1 | 1951 |  |  |  | WAT |  |  | 0 | 48000 | 48000 | 0 |  | 0 | 0 | 0 | 0 | 0 | 0 | [6 empty] | 0 | 0 | 0 | 10 | 1950 | 0 | 0 | E | [6 empty] | 0
3 |  | 2518 | 152 | 2 | HC | 48000 | C | OP | 4 | 1951 |  |  |  | WAT |  |  | 0 | 48000 | 48000 | 0 |  | 0 | 0 | 0 | 0 | 0 | 0 | [6 empty] | 0 | 0 | 0 | 1 | 1951 | 0 | 0 | E | [6 empty] | 0
3 |  | 2518 | 152 | 3 | HC | 48000 | C | OP | 4 | 1951 |  |  |  | WAT |  |  | 0 | 48000 | 48000 | 0 |  | 0 | 0 | 0 | 0 | 0 | 0 | [6 empty] | 0 | 0 | 0 | 1 | 1951 | 0 | 0 | E | [6 empty] | 0
3 |  | 2518 | 152 | 4 | HC | 48000 | C | OP | 5 | 1951 |  |  |  | WAT |  |  | 0 | 48000 | 48000 | 0 |  | 0 | 0 | 0 | 0 | 0 | 0 | [6 empty] | 0 | 0 | 0 | 2 | 1951 | 0 | 0 | E | [6 empty] | 0
3 |  | 2518 | 152 | 5 | HC | 48000 | C | OP | 6 | 1951 |  |  |  | WAT |  |  | 0 | 48000 | 48000 | 0 |  | 0 | 0 | 0 | 0 | 0 | 0 | [6 empty] | 0 | 0 | 0 | 3 | 1951 | 0 | 0 | E | [6 empty] | 0
3 |  | 2518 | 153 | 1 | HC | 165000 | C | OP | 9 | 1964 |  |  |  | WAT |  |  | 0 | 165000 | 165000 | 0 |  | 0 | 0 | 0 | 0 | 0 | 0 | [6 empty] | 0 | 0 | 0 | 0 | 1964 | 0 | 0 | E | [6 empty] | 0
3 |  | 2518 | 153 | 2 | HC | 157046 | C | OP | 9 | 1964 |  |  |  | WAT |  |  | 0 | 157050 | 157050 | 0 |  | 0 | 0 | 0 | 0 | 0 | 0 | [6 empty] | 0 | 0 | 0 | 0 | 1964 | 0 | 0 | E | [6 empty] | 0
3 |  | 2518 | 153 | 3 | HC | 165000 | C | OP | 12 | 1964 |  |  |  | WAT |  |  | 0 | 165000 | 165000 | 0 |  | 0 | 0 | 0 | 0 | 0 | 0 | [6 empty] | 0 | 0 | 0 | 0 | 1964 | 0 | 0 | E | [6 empty] | 0
3 |  | 2518 | 153 | 4 | HC | 157046 | C | OP | 2 | 1965 |  |  |  | WAT |  |  | 0 | 157050 | 157050 | 0 |  | 0 | 0 | 0 | 0 | 0 | 0 | [6 empty] | 0 | 0 | 0 | 0 | 1965 | 0 | 0 | E | [6 empty] | 0
3 |  | 2518 | 153 | 5 | HC | 165000 | C | OP | 7 | 1965 |  |  |  | WAT |  |  | 0 | 165000 | 165000 | 0 |  | 0 | 0 | 0 | 0 | 0 | 0 | [6 empty] | 0 | 0 | 0 | 0 | 1965 | 0 | 0 | E | [6 empty] | 0
3 |  | 2518 | 153 | 6 | HC | 165000 | C | OP | 10 | 1965 |  |  |  | WAT |  |  | 0 | 165000 | 165000 | 0 |  | 0 | 0 | 0 | 0 | 0 | 0 | [6 empty] | 0 | 0 | 0 | 0 | 1965 | 0 | 0 | E | [6 empty] | 0
3 |  | 2518 | 153 | 7 | HC | 157046 | C | OP | 1 | 1966 |  |  |  | WAT |  |  | 0 | 157050 | 157050 | 0 |  | 0 | 0 | 0 | 0 | 0 | 0 | [6 empty] | 0 | 0 | 0 | 0 | 1966 | 0 | 0 | E | [6 empty] | 0
3 |  | 2518 | 153 | 8 | HC | 157046 | C | OP | 2 | 1966 |  |  |  | WAT |  |  | 0 | 157050 | 157050 | 0 |  | 0 | 0 | 0 | 0 | 4 | 1987 | [6 empty] | 0 | 0 | 0 | 0 | 1966 | 0 | 0 | E | [6 empty] | 0
3 |  | 2518 | 154 | 1 | HC | 130000 | C | OP | 12 | 1936 |  |  |  | WAT |  |  | 0 | 130000 | 130000 | 0 |  | 0 | 0 | 6 | 1988 | 0 | 0 | [6 empty] | 0 | 0 | 0 | 0 | 1936 | 0 | 0 | [7 empty] | 0
3 |  | 2518 | 154 | 2 | HC | 130000 | C | OP | 10 | 1936 |  |  |  | WAT |  |  | 0 | 130000 | 130000 | 0 |  | 0 | 0 | 0 | 0 | 0 | 0 | [6 empty] | 0 | 0 | 0 | 0 | 1936 | 0 | 0 | [7 empty] | 0
3 |  | 2518 | 154 | 3 | HC | 130000 | C | OP | 3 | 1937 |  |  |  | WAT |  |  | 0 | 130000 | 130000 | 0 |  | 0 | 0 | 0 | 0 | 0 | 0 | [6 empty] | 0 | 0 | 0 | 0 | 1937 | 0 | 0 | [7 empty] | 0
3 |  | 2518 | 154 | 4 | HC | 130000 | C | OP | 11 | 1936 |  |  |  | WAT |  |  | 0 | 130000 | 130000 | 0 |  | 0 | 0 | 0 | 0 | 0 | 0 | [6 empty] | 0 | 0 | 0 | 0 | 1936 | 0 | 0 | [7 empty] | 0
3 |  | 2518 | 154 | N5 | HC | 130000 | C | OP | 6 | 1938 |  |  |  | WAT |  |  | 0 | 130000 | 130000 | 0 |  | 0 | 0 | 0 | 0 | 0 | 0 | [6 empty] | 0 | 0 | 0 | 0 | 1938 | 0 | 0 | [7 empty] | 0
3 |  | 2518 | 154 | N6 | HC | 130000 | C | OP | 8 | 1938 |  |  |  | WAT |  |  | 0 | 130000 | 130000 | 0 |  | 0 | 0 | 0 | 0 | 0 | 0 | [6 empty] | 0 | 0 | 0 | 0 | 1938 | 0 | 0 | [7 empty] | 0
3 |  | 2518 | 154 | N7 | HC | 127000 | C | OP | 11 | 1944 |  |  |  | WAT |  |  | 0 | 127000 | 127000 | 0 |  | 0 | 0 | 0 | 0 | 0 | 0 | [6 empty] | 0 | 0 | 0 | 8 | 1944 | 0 | 0 | [7 empty] | 0
3 |  | 2518 | 154 | N8 | HC | 115000 | C | OP | 12 | 1961 |  |  |  | WAT |  |  | 0 | 115000 | 115000 | 130000 | MO | 0 | 0 | 4 | 1992 | 12 | 1992 | [6 empty] | 130000 | 130000 | 0 | 0 | 1961 | 148390 | 138565 | [7 empty] | 0
3 |  | 2518 | 441 | 1 | HC | 66240 | C | OP | 12 | 1955 | WAT |  |  | WAT |  |  | 0 | 71700 | 62650 | 0 |  | 0 | 0 | 0 | 0 | 0 | 0 | [6 empty] | 0 | 0 | 0 | 9 | 1955 | 0 | 0 | E | [6 empty] | 0
3 |  | 2518 | 441 | 2 | HC | 66240 | C | OP | 10 | 1955 | WAT |  |  | WAT |  |  | 0 | 71700 | 62650 | 0 |  | 0 | 0 | 0 | 0 | 0 | 0 | [6 empty] | 0 | 0 | 0 | 7 | 1955 | 0 | 0 | E | [6 empty] | 0
3 |  | 2518 | 441 | 3 | HC | 66240 | C | OP | 5 | 1955 | WAT |  |  | WAT |  |  | 0 | 71700 | 62650 | 0 |  | 0 | 0 | 0 | 0 | 0 | 0 | [6 empty] | 0 | 0 | 0 | 2 | 1955 | 0 | 0 | E | [6 empty] | 0
3 |  | 2518 | 442 | 1 | HC | 77200 | C | OP | 5 | 1963 | WAT |  |  | WAT |  |  | 0 | 85600 | 85600 | 0 |  | 0 | 0 | 0 | 0 | 0 | 0 | [6 empty] | 0 | 0 | 0 | 2 | 1963 | 0 | 0 | E | [6 empty] | 0
3 |  | 2518 | 442 | 2 | HC | 77200 | C | OP | 7 | 1963 | WAT |  |  | WAT |  |  | 0 | 85600 | 85600 | 0 |  | 0 | 0 | 0 | 0 | 0 | 0 | [6 empty] | 0 | 0 | 0 | 4 | 1963 | 0 | 0 | E | [6 empty] | 0
3 |  | 2518 | 443 | 1 | HC | 39000 | B | OP | 3 | 1950 | WAT |  |  | WAT |  |  | 0 | 39000 | 39000 | 0 |  | 0 | 0 | 5 | 1990 | 0 | 0 | [6 empty] | 0 | 0 | 0 | 12 | 1949 | 0 | 0 | E | [6 empty] | 0
3 |  | 2518 | 443 | 2 | HC | 39000 | B | OP | 12 | 1949 | WAT |  |  | WAT |  |  | 0 | 39000 | 39000 | 0 |  | 0 | 0 | 0 | 0 | 0 | 0 | [6 empty] | 0 | 0 | 0 | 9 | 1949 | 0 | 0 | [7 empty] | 0
3 |  | 2518 | 443 | 3 | HC | 39000 | B | OP | 10 | 1949 | WAT |  |  | WAT |  |  | 0 | 39000 | 39000 | 0 |  | 0 | 0 | 0 | 0 | 0 | 0 | [6 empty] | 0 | 0 | 0 | 7 | 1949 | 0 | 0 | [7 empty] | 0
3 |  | 2518 | 444 | 1 | HC | 6750 | B | OP | 5 | 1955 | WAT |  |  | WAT |  |  | 0 | 8630 | 8630 | 0 |  | 0 | 0 | 0 | 0 | 0 | 0 | [6 empty] | 0 | 0 | 0 | 2 | 1955 | 0 | 0 | E | [6 empty] | 0
3 |  | 2518 | 444 | 2 | HC | 6750 | B | OP | 6 | 1955 | WAT |  |  | WAT |  |  | 0 | 8630 | 8630 | 0 |  | 0 | 0 | 0 | 0 | 0 | 0 | [6 empty] | 0 | 0 | 0 | 3 | 1955 | 0 | 0 | E | [6 empty] | 0
3 |  | 2518 | 445 | 1 | HC | 125000 | C | OP | 4 | 1949 | WAT |  |  | WAT |  |  | 0 | 125000 | 123375 | 0 |  | 0 | 0 | 0 | 0 | 0 | 0 | [6 empty] | 0 | 0 | 0 | 1 | 1949 | 0 | 0 | E | [6 empty] | 0
3 |  | 2518 | 445 | 2 | HC | 125000 | C | OP | 7 | 1948 | WAT |  |  | WAT |  |  | 0 | 125000 | 123375 | 0 |  | 0 | 0 | 0 | 0 | 0 | 0 | [6 empty] | 0 | 0 | 0 | 4 | 1948 | 0 | 0 | E | [6 empty] | 0
3 |  | 2518 | 445 | 3 | HC | 95000 | C | OP | 6 | 1944 | WAT |  |  | WAT |  |  | 0 | 118000 | 116470 | 0 |  | 0 | 0 | 0 | 0 | 0 | 0 | [6 empty] | 0 | 0 | 0 | 3 | 1944 | 172138 | 160470 | E | [6 empty] | 0
3 |  | 2518 | 445 | 4 | HC | 95000 | C | OP | 6 | 1944 | WAT |  |  | WAT |  |  | 0 | 105000 | 103640 | 0 |  | 0 | 0 | 0 | 0 | 0 | 0 | [6 empty] | 0 | 0 | 0 | 3 | 1944 | 142474 | 133102 | E | [6 empty] | 0
3 |  | 2518 | 445 | 5 | HC | 95000 | C | OP | 3 | 1948 | WAT |  |  | WAT |  |  | 0 | 105000 | 103640 | 0 |  | 0 | 0 | 0 | 0 | 0 | 0 | [6 empty] | 0 | 0 | 0 | 12 | 1947 | 142474 | 133102 | E | [6 empty] | 0
3 |  | 2518 | 446 | 1 | HR | 4200 | P | OP | 6 | 1967 | WAT |  |  | WAT |  |  | 0 | 4830 | 4830 | 0 |  | 0 | 0 | 0 | 0 | 0 | 0 | [6 empty] | 0 | 0 | 0 | 3 | 1967 | 0 | 0 | E | [6 empty] | 0
3 |  | 2518 | 446 | 2 | HR | 4200 | P | OP | 6 | 1967 | WAT |  |  | WAT |  |  | 0 | 4830 | 4830 | 0 |  | 0 | 0 | 0 | 0 | 0 | 0 | [6 empty] | 0 | 0 | 0 | 3 | 1967 | 0 | 0 | E | [6 empty] | 0
3 |  | 2518 | 446 | 3 | HR | 4200 | P | OP | 6 | 1967 | WAT |  |  | WAT |  |  | 0 | 4830 | 4830 | 0 |  | 0 | 0 | 0 | 0 | 0 | 0 | [6 empty] | 0 | 0 | 0 | 3 | 1967 | 0 | 0 | E | [6 empty] | 0
3 |  | 2518 | 446 | 4 | HR | 4200 | P | OP | 6 | 1967 | WAT |  |  | WAT |  |  | 0 | 4830 | 4830 | 0 |  | 0 | 0 | 0 | 0 | 0 | 0 | [6 empty] | 0 | 0 | 0 | 3 | 1967 | 0 | 0 | E | [6 empty] | 0
3 |  | 2518 | 446 | 5 | HR | 4200 | P | OP | 6 | 1967 | WAT |  |  | WAT |  |  | 0 | 4830 | 4830 | 0 |  | 0 | 0 | 0 | 0 | 0 | 0 | [6 empty] | 0 | 0 | 0 | 3 | 1967 | 0 | 0 | E | [6 empty] | 0
3 |  | 2518 | 446 | 6 | HR | 4200 | P | OP | 6 | 1967 | WAT |  |  | WAT |  |  | 0 | 4830 | 4830 | 0 |  | 0 | 0 | 0 | 0 | 0 | 0 | [6 empty] | 0 | 0 | 0 | 3 | 1967 | 0 | 0 | E | [6 empty] | 0
3 |  | 2518 | 447 | 1 | HC | 30000 | C | OP | 12 | 1942 |  |  |  | WAT |  |  | 0 | 30000 | 30000 | 0 |  | 0 | 0 | 0 | 0 | 0 | 0 | [6 empty] | 0 | 0 | 0 | 9 | 1942 | 0 | 0 | E | [6 empty] | 0
3 |  | 2518 | 447 | 2 | HC | 30000 | C | OP | 1 | 1943 |  |  |  | WAT |  |  | 0 | 30000 | 30000 | 0 |  | 0 | 0 | 0 | 0 | 0 | 0 | [6 empty] | 0 | 0 | 0 | 10 | 1942 | 0 | 0 | E | [6 empty] | 0
3 |  | 2518 | 447 | 3 | HC | 30000 | C | OP | 12 | 1942 |  |  |  | WAT |  |  | 0 | 30000 | 30000 | 0 |  | 0 | 0 | 0 | 0 | 0 | 0 | [6 empty] | 0 | 0 | 0 | 9 | 1942 | 0 | 0 | E | [6 empty] | 0
3 |  | 2518 | 447 | 4 | HC | 30000 | C | OP | 5 | 1943 |  |  |  | WAT |  |  | 0 | 30000 | 30000 | 0 |  | 0 | 0 | 0 | 0 | 0 | 0 | [6 empty] | 0 | 0 | 0 | 2 | 1943 | 0 | 0 | E | [6 empty] | 0
3 |  | 2518 | 449 | 1 | HC | 1000 |  |  | 99 | 1965 |  |  |  | WAT |  |  | 0 | 0 | 0 | 0 | RE | 6 | 1977 | 0 | 0 | 0 | 0 | [6 empty] | 0 | 0 | 0 | 0 | 1965 | 0 | 0 | E | [6 empty] | 0
3 |  | 2518 | 449 | 2 | HC | 1000 |  |  | 99 | 1965 |  |  |  | WAT |  |  | 0 | 0 | 0 | 0 | RE | 6 | 1977 | 0 | 0 | 0 | 0 | [6 empty] | 0 | 0 | 0 | 0 | 1965 | 0 | 0 | E | [6 empty] | 0
3 |  | 2518 | 449 | 3 | HC | 1000 |  |  | 99 | 1965 |  |  |  | WAT |  |  | 0 | 0 | 0 | 0 | RE | 6 | 1977 | 0 | 0 | 0 | 0 | [6 empty] | 0 | 0 | 0 | 0 | 1965 | 0 | 0 | E | [6 empty] | 0
3 |  | 2518 | 449 | 4 | HC | 1000 |  |  | 99 | 1965 |  |  |  | WAT |  |  | 0 | 0 | 0 | 0 | RE | 6 | 1977 | 0 | 0 | 0 | 0 | [6 empty] | 0 | 0 | 0 | 0 | 1965 | 0 | 0 | E | [6 empty] | 0
3 |  | 2518 | 449 | 5 | HC | 1000 |  |  | 99 | 1965 |  |  |  | WAT |  |  | 0 | 0 | 0 | 0 | RE | 6 | 1977 | 0 | 0 | 0 | 0 | [6 empty] | 0 | 0 | 0 | 0 | 1965 | 0 | 0 | E | [6 empty] | 0
3 |  | 2518 | 449 | 6 | HC | 1000 |  |  | 99 | 1965 |  |  |  | WAT |  |  | 0 | 0 | 0 | 0 | RE | 6 | 1977 | 0 | 0 | 0 | 0 | [6 empty] | 0 | 0 | 0 | 0 | 1965 | 0 | 0 | E | [6 empty] | 0
3 |  | 2518 | 450 | 1 | HC | 90000 | C | OP | 1 | 1964 | WAT |  |  | WAT |  |  | 0 | 95800 | 95800 | 0 |  | 0 | 0 | 0 | 0 | 0 | 0 | [6 empty] | 0 | 0 | 0 | 10 | 1963 | 0 | 0 | E | [6 empty] | 0
3 |  | 2518 | 450 | 2 | HC | 90000 | C | OP | 1 | 1964 | WAT |  |  | WAT |  |  | 0 | 95800 | 95800 | 0 |  | 0 | 0 | 0 | 0 | 0 | 0 | [6 empty] | 0 | 0 | 0 | 10 | 1963 | 0 | 0 | E | [6 empty] | 0
3 |  | 2518 | 451 | 1 | HC | 70000 | C | OP | 12 | 1963 | WAT |  |  | WAT |  |  | 0 | 70000 | 70000 | 0 |  | 0 | 0 | 0 | 0 | 0 | 0 | [6 empty] | 0 | 0 | 0 | 9 | 1963 | 0 | 0 | E | [6 empty] | 0
3 |  | 2518 | 451 | 2 | HC | 70000 | C | OP | 12 | 1963 | WAT |  |  | WAT |  |  | 0 | 70000 | 70000 | 0 |  | 0 | 0 | 0 | 0 | 0 | 0 | [6 empty] | 0 | 0 | 0 | 9 | 1963 | 0 | 0 | E | [6 empty] | 0
3 |  | 2518 | 505 | 1 | HC | 7500 | B | OP | 8 | 1952 |  |  |  | WAT |  |  | 0 | 7500 | 7500 | 0 |  | 0 | 0 | 0 | 0 | 0 | 0 | [6 empty] | 0 | 0 | 0 | 5 | 1952 | 0 | 0 | E | [6 empty] | 0
3 |  | 2518 | 505 | 2 | HC | 7500 |  | OP | 8 | 1952 |  |  |  | WAT |  |  | 0 | 7500 | 7500 | 0 |  | 0 | 0 | 0 | 0 | 0 | 0 | EQ | [5 empty] | 0 | 0 | 0 | 5 | 1952 | 0 | 0 | E | [6 empty] | 0
3 |  | 2518 | 512 | 1 | HC | 43200 | P | OP | 9 | 1967 |  |  |  | WAT |  |  | 0 | 43200 | 43200 | 0 |  | 0 | 0 | 4 | 1987 | 0 | 0 | EQ | [5 empty] | 0 | 0 | 0 | 0 | 1967 | 0 | 0 | E | [6 empty] | 0
3 |  | 2518 | 512 | 2 | HC | 43200 | P | OP | 11 | 1967 |  |  |  | WAT |  |  | 0 | 43200 | 43200 | 0 |  | 0 | 0 | 4 | 1988 | 0 | 0 | EQ | [5 empty] | 0 | 0 | 0 | 0 | 1967 | 0 | 0 | E | [6 empty] | 0
3 |  | 2518 | 513 | 1 | HC | 15000 | B | OP | 9 | 1950 |  |  |  | WAT |  |  | 0 | 15000 | 15000 | 0 |  | 0 | 0 | 0 | 0 | 0 | 0 | [6 empty] | 0 | 0 | 0 | 6 | 1950 | 0 | 0 | E | [6 empty] | 0
3 |  | 2518 | 513 | 2 | HC | 15000 | B | OP | 12 | 1950 |  |  |  | WAT |  |  | 0 | 15000 | 15000 | 0 |  | 0 | 0 | 0 | 0 | 0 | 0 | [6 empty] | 0 | 0 | 0 | 9 | 1950 | 0 | 0 | E | [6 empty] | 0
3 |  | 2518 | 513 | 3 | HC | 15000 | B | OP | 12 | 1950 |  |  |  | WAT |  |  | 0 | 15000 | 15000 | 0 |  | 0 | 0 | 0 | 0 | 0 | 0 | [6 empty] | 0 | 0 | 0 | 9 | 1950 | 0 | 0 | E | [6 empty] | 0
3 |  | 2518 | 514 | 1 | HC | 60000 | P | OP | 12 | 1970 |  |  |  | WAT |  |  | 0 | 60000 | 60000 | 86667 | MO | 0 | 0 | 12 | 1988 | 4 | 1992 | EQ | [5 empty] | 86667 | 86667 | 0 | 0 | 1970 | 97439 | 91423 | [6 empty] | OP | 86667
3 |  | 2518 | 514 | 2 | HC | 60000 | P | OP | 2 | 1971 |  |  |  | WAT |  |  | 0 | 60000 | 60000 | 86667 | MO | 0 | 0 | 5 | 1989 | 4 | 1993 | EQ | [5 empty] | 86667 | 86667 | 0 | 0 | 1971 | 97439 | 91423 | E | [6 empty] | 0
3 |  | 2518 | 515 | 1 | HC | 4500 | B | OP | 4 | 1959 |  |  |  | WAT |  |  | 0 | 4500 | 4400 | 0 |  | 0 | 0 | 0 | 0 | 0 | 0 | [6 empty] | 0 | 0 | 0 | 1 | 1959 | 0 | 0 | E |  | E |  |  |  |  | 0
3 |  | 2518 | 516 | 1 | HC | 13000 | B | OP | 5 | 1943 |  |  |  | WAT |  |  | 0 | 13000 | 13000 | 0 |  | 0 | 0 | 0 | 0 | 0 | 0 | [6 empty] | 0 | 0 | 0 | 0 | 1943 | 0 | 0 | E | [6 empty] | 0
3 |  | 2518 | 516 | 2 | HC | 13000 | B | OP | 5 | 1943 |  |  |  | WAT |  |  | 0 | 13000 | 13000 | 0 |  | 0 | 0 | 0 | 0 | 0 | 0 | [6 empty] | 0 | 0 | 0 | 0 | 1943 | 0 | 0 | E | [6 empty] | 0
3 |  | 2518 | 517 | 1 | HC | 8100 | B | OP | 5 | 1951 | WAT |  |  | WAT |  |  | 0 | 8100 | 8100 | 0 |  | 0 | 0 | 0 | 0 | 0 | 0 | [6 empty] | 0 | 0 | 0 | 2 | 1951 | 0 | 0 | E | [6 empty] | 0
3 |  | 2518 | 518 | 1 | HC | 43020 | B | OP | 1 | 1954 | WAT |  |  | WAT |  |  | 0 | 43020 | 43020 | 0 |  | 0 | 0 | 0 | 0 | 0 | 0 | [6 empty] | 0 | 0 | 0 | 10 | 1953 | 0 | 0 | E | [6 empty] | 0
3 |  | 2518 | 518 | 2 | HC | 43020 | B | OP | 1 | 1954 | WAT |  |  | WAT |  |  | 0 | 43020 | 43020 | 0 |  | 0 | 0 | 0 | 0 | 0 | 0 | [6 empty] | 0 | 0 | 0 | 10 | 1953 | 0 | 0 | E | [6 empty] | 0
3 |  | 2518 | 518 | 3 | HR | 8500 | P | OP | 5 | 1954 | WAT |  |  | WAT |  |  | 0 | 8500 | 8500 | 0 |  | 0 | 0 | 0 | 0 | 0 | 0 | [6 empty] | 0 | 0 | 0 | 2 | 1954 | 0 | 0 | E | [6 empty] | 0
3 |  | 2518 | 519 | 1 | HC | 33250 | B | OP | 1 | 1954 | WAT |  |  | WAT |  |  | 0 | 38200 | 38200 | 0 |  | 0 | 0 | 0 | 0 | 0 | 0 | [6 empty] | 0 | 0 | 0 | 10 | 1953 | 0 | 0 | E | [6 empty] | 0
3 |  | 2518 | 520 | 1 | HC | 4860 | C | OP | 12 | 1962 |  |  |  | WAT |  |  | 0 | 4860 | 4860 | 0 |  | 0 | 0 | 0 | 0 | 0 | 0 | [6 empty] | 0 | 0 | 0 | 9 | 1962 | 0 | 0 | E | [6 empty] | 0
3 |  | 2518 | 521 | 1 | HC | 8640 | C | OP | 12 | 1962 |  |  |  | WAT |  |  | 0 | 8640 | 8640 | 0 |  | 0 | 0 | 0 | 0 | 0 | 0 | [6 empty] | 0 | 0 | 0 | 9 | 1962 | 0 | 0 | E | [6 empty] | 0
3 |  | 2518 | 674 | 1 | HC | 800 | C | OP | 1 | 1925 |  |  |  | WAT |  |  | 0 | 800 | 748 | 0 |  | 0 | 0 | 0 | 0 | 0 | 0 | [6 empty] | 0 | 0 | 0 | 10 | 1924 | 0 | 0 | E |  | E |  |  |  |  | 0
3 |  | 2518 | 674 | 2 | HC | 800 | C | OP | 2 | 1929 |  |  |  | WAT |  |  | 0 | 800 | 748 | 0 |  | 0 | 0 | 0 | 0 | 0 | 0 | [6 empty] | 0 | 0 | 0 | 11 | 1928 | 0 | 0 | E |  | E |  |  |  |  | 0
3 |  | 2518 | 692 | 1 | WT | 4000 | C |  | 8 | 1982 | WND |  |  | WND |  |  | 0 | 4000 | 4000 | 0 | RE | 3 | 1989 | 0 | 0 | 0 | 0 | EF | FI |  |  |  |  | 0 | 0 | 0 | 0 | 1982 | 0 | 0 | E | [6 empty] | 0
3 |  | 2518 | 692 | 2 | WT | 2500 | C |  | 12 | 1982 | WND |  |  | WND |  |  | 0 | 2500 | 2500 | 0 | RE | 1 | 1985 | 0 | 0 | 0 | 0 | [6 empty] | 0 | 0 | 0 | 8 | 1982 | 0 | 0 | E | [6 empty] | 0
3 |  | 2518 | 850 | 1 | HC | 30875 | B | OP | 8 | 1957 | WAT |  |  | WAT |  |  | 0 | 30875 | 30875 | 44141 | MO | 0 | 0 | 3 | 1994 | 4 | 1994 | OT |  |  | WAT |  |  | 44141 | 44141 | 0 | 0 | 1957 | 48391 | 45766 | E | [6 empty] | 0
3 |  | 2518 | 850 | 2 | HC | 32775 | B | OP | 5 | 1957 | WAT |  |  | WAT |  |  | 0 | 32775 | 32775 | 44141 | MO | 0 | 0 | 4 | 1991 | 4 | 1992 | OT |  |  | WAT |  |  | 44141 | 44141 | 0 | 0 | 1957 | 48391 | 45766 | E | [5 empty] | OP | 32775
3 |  | 2518 | 850 | 3 | HC | 32775 |  | OP | 2 | 1957 |  |  |  | WAT |  |  | 0 | 32775 | 32775 | 44141 | MO | 0 | 0 | 3 | 1992 | 4 | 1995 | OT |  |  | WAT |  |  | 44141 | 44141 | 0 | 0 | 1957 | 48391 | 45766 | [7 empty] | 0
3 |  | 2518 | 850 | 4 | HC | 30875 | B | OP | 5 | 1958 | WAT |  |  | WAT |  |  | 0 | 30875 | 30875 | 44141 | MO | 0 | 0 | 3 | 1992 | 4 | 1993 | OT |  |  | WAT |  |  | 44141 | 44141 | 0 | 0 | 1958 | 48391 | 45766 | E | [6 empty] | 0
3 |  | 2518 | 977 | 1 | HC | 350 | B | OP | 4 | 1964 | WAT |  |  | WAT |  |  | 0 | 504 | 504 | 0 |  | 0 | 0 | 0 | 0 | 0 | 0 | [6 empty] | 0 | 0 | 0 | 1 | 1964 | 0 | 0 | E | [6 empty] | 0
3 |  | 2518 | 2203 | 1 | HC | 71250 | P | OP | 10 | 1952 | WAT |  |  | WAT |  |  | 0 | 71250 | 71250 | 107000 | MO | 0 | 0 | 6 | 1993 | 5 | 1993 |  |  |  | WAT |  |  | 107000 | 107000 | 0 | 0 | 1952 | 121251 | 113483 | E | [6 empty] | 0
3 |  | 2518 | 2203 | 2 | HC | 71250 |  | OP | 12 | 1952 |  |  |  | WAT |  |  | 0 | 71250 | 71250 | 107000 | MO | 0 | 0 | 6 | 1992 | 6 | 1992 |  |  |  | WAT |  |  | 107000 | 107000 | 0 | 0 | 1952 | 121251 | 113483 | [6 empty] | OP | 71250
3 |  | 2518 | 2203 | 3 | HC | 107000 | P | OP | 7 | 1953 | WAT |  |  | WAT |  |  | 0 | 107000 | 107000 | 0 |  | 0 | 0 | 0 | 0 | 0 | 0 | [6 empty] | 0 | 0 | 0 | 0 | 1953 | 0 | 0 | [7 empty] | 0
3 |  | 2518 | 2203 | 4 | HC | 107000 | P | OP | 7 | 1953 | WAT |  |  | WAT |  |  | 0 | 107000 | 107000 | 0 |  | 0 | 0 | 0 | 0 | 0 | 0 | [6 empty] | 0 | 0 | 0 | 0 | 1953 | 0 | 0 | E | [6 empty] | 0
3 |  | 2518 | 2204 | 1 | HC | 62500 | P | OP | 11 | 1966 |  |  |  | WAT |  |  | 0 | 62500 | 62500 | 0 |  | 0 | 0 | 0 | 0 | 0 | 0 | [6 empty] | 0 | 0 | 0 | 8 | 1966 | 0 | 0 | E | [6 empty] | 0
3 |  | 2518 | 2204 | 2 | HC | 62500 | P | OP | 10 | 1966 |  |  |  | WAT |  |  | 0 | 62500 | 62500 | 0 |  | 0 | 0 | 0 | 0 | 0 | 0 | [6 empty] | 0 | 0 | 0 | 7 | 1966 | 0 | 0 | E | [6 empty] | 0
3 |  | 2518 | 2204 | 3 | HC | 62500 | P | OP | 8 | 1966 |  |  |  | WAT |  |  | 0 | 62500 | 62500 | 0 |  | 0 | 0 | 0 | 0 | 0 | 0 | [6 empty] | 0 | 0 | 0 | 5 | 1966 | 0 | 0 | E | [6 empty] | 0
3 |  | 2518 | 2204 | 4 | HC | 62500 | P | OP | 8 | 1966 |  |  |  | WAT |  |  | 0 | 62500 | 62000 | 0 |  | 0 | 0 | 0 | 0 | 0 | 0 | [6 empty] | 0 | 0 | 0 | 5 | 1966 | 0 | 0 | E | [6 empty] | 0
3 |  | 2518 | 4176 | 1 | HC | 33400 | B | OP | 12 | 1960 | WAT |  |  | WAT |  |  | 0 | 33400 | 33400 | 0 |  | 0 | 0 | 0 | 0 | 0 | 0 | [6 empty] | 0 | 0 | 0 | 0 | 1960 | 0 | 0 | E | [6 empty] | 0
3 |  | 2518 | 4176 | 2 | HC | 33400 | B | OP | 1 | 1961 | WAT |  |  | WAT |  |  | 0 | 33400 | 33400 | 0 |  | 0 | 0 | 0 | 0 | 0 | 0 | [6 empty] | 0 | 0 | 0 | 0 | 1961 | 0 | 0 | E | [6 empty] | 0
3 |  | 2518 | 4177 | 1 | HC | 19000 | C | OP | 12 | 1958 | WAT |  |  | WAT |  |  | 0 | 19000 | 19279 | 0 |  | 0 | 0 | 0 | 0 | 0 | 0 | [6 empty] | 0 | 0 | 0 | 9 | 1958 | 0 | 0 | E |  | E |  |  |  |  | 0
3 |  | 2518 | 4177 | 2 | HC | 19000 | C | OP | 4 | 1959 | WAT |  |  | WAT |  |  | 0 | 19000 | 19279 | 0 |  | 0 | 0 | 0 | 0 | 0 | 0 | [6 empty] | 0 | 0 | 0 | 1 | 1959 | 0 | 0 | E |  | E |  |  |  |  | 0
3 |  | 2518 | 4178 | 1 | HC | 2400 | C | OP | 7 | 1927 | WAT |  |  | WAT |  |  | 0 | 2400 | 2309 | 0 |  | 0 | 0 | 0 | 0 | 0 | 0 | [6 empty] | 0 | 0 | 0 | 4 | 1927 | 0 | 0 | E |  | E |  |  |  |  | 0
3 |  | 2518 | 4178 | 2 | HC | 2400 | C | OP | 1 | 1928 | WAT |  |  | WAT |  |  | 0 | 2400 | 2309 | 0 |  | 0 | 0 | 0 | 0 | 0 | 0 | [6 empty] | 0 | 0 | 0 | 10 | 1927 | 0 | 0 | E |  | E |  |  |  |  | 0
3 |  | 2518 | 4180 | 1 | HC | 12000 | B | OP | 1 | 1951 | WAT |  |  | WAT |  |  | 0 | 12000 | 12000 | 0 |  | 0 | 0 | 0 | 0 | 0 | 0 | [6 empty] | 0 | 0 | 0 | 10 | 1950 | 0 | 0 | E | [6 empty] | 0
3 |  | 2518 | 4180 | 2 | HC | 12000 | B | OP | 1 | 1950 | WAT |  |  | WAT |  |  | 0 | 12000 | 12000 | 0 |  | 0 | 0 | 0 | 0 | 0 | 0 | [6 empty] | 0 | 0 | 0 | 10 | 1949 | 0 | 0 | E | [6 empty] | 0
3 |  | 2518 | 4180 | 3 | HC | 12000 | B | OP | 6 | 1950 | WAT |  |  | WAT |  |  | 0 | 12000 | 12000 | 0 |  | 0 | 0 | 0 | 0 | 0 | 0 | [6 empty] | 0 | 0 | 0 | 3 | 1950 | 0 | 0 | E | [6 empty] | 0
3 |  | 2518 | 4182 | 1 | HC | 17000 | B | OP | 8 | 1939 | WAT |  |  | WAT |  |  | 0 | 17000 | 17000 | 0 |  | 0 | 0 | 0 | 0 | 0 | 0 | [6 empty] | 0 | 0 | 0 | 5 | 1939 | 0 | 0 | E | [6 empty] | 0
3 |  | 2518 | 4182 | 2 | HC | 17000 | B | OP | 8 | 1939 | WAT |  |  | WAT |  |  | 0 | 17000 | 17000 | 0 |  | 0 | 0 | 0 | 0 | 0 | 0 | [6 empty] | 0 | 0 | 0 | 5 | 1939 | 0 | 0 | E | [6 empty] | 0
3 |  | 2518 | 4182 | 3 | HC | 17000 | B | OP | 8 | 1939 | WAT |  |  | WAT |  |  | 0 | 17000 | 17000 | 0 |  | 0 | 0 | 0 | 0 | 0 | 0 | [6 empty] | 0 | 0 | 0 | 5 | 1939 | 0 | 0 | E | [6 empty] | 0
3 |  | 2518 | 4183 | 1 | HC | 4000 |  |  | 88 | 1922 |  |  |  | WAT |  |  | 0 | 4000 | 4000 | 3000 | RA | 0 | 0 | 6 | 1991 | 5 | 1992 |  |  |  | WAT |  |  | 3000 | 3000 | 0 | 0 | 1922 | 0 | 0 | E | [6 empty] | 0
3 |  | 2518 | 4183 | 2 | HC | 1000 |  |  | 88 | 1922 |  |  |  | WAT |  |  | 0 | 1000 | 1000 | 1000 | CN | 6 | 1991 | 6 | 1991 | 0 | 0 | [6 empty] | 1000 | 1000 | 0 | 0 | 1922 | 951 | 941 | E | [6 empty] | 0
3 |  | 2518 | 4183 | 3 | HC | 1000 |  |  | 88 | 1922 |  |  |  | WAT |  |  | 0 | 1000 | 1000 | 1000 | CN | 6 | 1991 | 6 | 1991 | 0 | 0 | [6 empty] | 1000 | 1000 | 0 | 0 | 1922 | 951 | 941 | E | [6 empty] | 0
3 |  | 2518 | 4185 | 1 | HC | 10000 | B | OP | 5 | 1968 |  |  |  | WAT |  |  | 0 | 10000 | 10000 | 0 |  | 0 | 0 | 0 | 0 | 0 | 0 | [6 empty] | 0 | 0 | 0 | 2 | 1968 | 0 | 0 | E | [6 empty] | 0
3 |  | 2518 | 6158 | 1 | HC | 150030 | C | OP | 4 | 1979 | WAT |  |  | WAT |  |  | 0 | 191667 | 191667 | 0 |  | 0 | 0 | 0 | 0 | 0 | 0 | [6 empty] | 0 | 0 | 0 | 1 | 1979 | 0 | 0 | E | [6 empty] | 0
3 |  | 2518 | 6158 | 2 | HC | 150030 | C | OP | 4 | 1979 | WAT |  |  | WAT |  |  | 0 | 191667 | 191667 | 0 |  | 0 | 0 | 0 | 0 | 0 | 0 | [6 empty] | 0 | 0 | 0 | 1 | 1979 | 0 | 0 | E | [6 empty] | 0
3 |  | 2518 | 6159 | 1 | HC | 28000 | B | OP | 8 | 1978 |  |  |  | WAT |  |  | 0 | 31000 | 31000 | 0 |  | 0 | 0 | 12 | 1987 | 12 | 1988 | [6 empty] | 0 | 0 | 0 | 0 | 1978 | 0 | 0 | E | [6 empty] | 0
3 |  | 2518 | 6163 | 1 | HC | 125000 | C | OP | 11 | 1971 | WAT |  |  | WAT |  |  | 0 | 125000 | 125000 | 0 |  | 0 | 0 | 0 | 0 | 0 | 0 | [6 empty] | 0 | 0 | 0 | 0 | 1971 | 0 | 0 | E | [6 empty] | 0
3 |  | 2518 | 6163 | 2 | HC | 125000 | C | OP | 1 | 1973 | WAT |  |  | WAT |  |  | 0 | 125000 | 125000 | 0 |  | 0 | 0 | 0 | 0 | 0 | 0 | [6 empty] | 0 | 0 | 0 | 0 | 1973 | 0 | 0 | E | [6 empty] | 0
3 |  | 2518 | 6163 | 3 | HC | 125000 | C | OP | 11 | 1972 | WAT |  |  | WAT |  |  | 0 | 125000 | 125000 | 0 |  | 0 | 0 | 0 | 0 | 0 | 0 | [6 empty] | 0 | 0 | 0 | 0 | 1972 | 0 | 0 | E | [6 empty] | 0
3 |  | 2518 | 6163 | 4 | HC | 125000 | C | OP | 10 | 1970 | WAT |  |  | WAT |  |  | 0 | 125000 | 125000 | 0 |  | 0 | 0 | 0 | 0 | 0 | 0 | [6 empty] | 0 | 0 | 0 | 0 | 1970 | 0 | 0 | E | [6 empty] | 0
3 |  | 2518 | 6163 | 5 | HC | 125000 | C | OP | 12 | 1964 | WAT |  |  | WAT |  |  | 0 | 125000 | 125000 | 0 |  | 0 | 0 | 0 | 0 | 0 | 0 | [6 empty] | 0 | 0 | 0 | 0 | 1964 | 0 | 0 | E | [6 empty] | 0
3 |  | 2518 | 6163 | 6 | HC | 125000 | C | OP | 10 | 1969 | WAT |  |  | WAT |  |  | 0 | 125000 | 125000 | 0 |  | 0 | 0 | 0 | 0 | 0 | 0 | [6 empty] | 0 | 0 | 0 | 0 | 1969 | 0 | 0 | E | [6 empty] | 0
3 |  | 2518 | 6163 | 7 | HC | 125000 | C | OP | 6 | 1966 | WAT |  |  | WAT |  |  | 0 | 125000 | 125000 | 0 |  | 0 | 0 | 0 | 0 | 0 | 0 | [6 empty] | 0 | 0 | 0 | 0 | 1966 | 0 | 0 | E | [6 empty] | 0
3 |  | 2518 | 6163 | 8 | HC | 125000 | C | OP | 1 | 1971 | WAT |  |  | WAT |  |  | 0 | 125000 | 125000 | 0 |  | 0 | 0 | 0 | 0 | 0 | 0 | [6 empty] | 0 | 0 | 0 | 0 | 1971 | 0 | 0 | E | [6 empty] | 0
3 |  | 2518 | 6163 | 9 | HC | 125000 | C | OP | 11 | 1968 | WAT |  |  | WAT |  |  | 0 | 125000 | 125000 | 0 |  | 0 | 0 | 0 | 0 | 0 | 0 | [6 empty] | 0 | 0 | 0 | 0 | 1968 | 0 | 0 | E | [6 empty] | 0
3 |  | 2518 | 6163 | 10 | HC | 125000 | C | OP | 7 | 1980 | WAT |  |  | WAT |  |  | 0 | 125000 | 125000 | 0 |  | 0 | 0 | 0 | 0 | 0 | 0 | [6 empty] | 0 | 0 | 0 | 0 | 1980 | 0 | 0 | E | [6 empty] | 0
3 |  | 2518 | 6163 | 11 | HC | 125000 | C | OP | 11 | 1975 | WAT |  |  | WAT |  |  | 0 | 125000 | 125000 | 0 |  | 0 | 0 | 0 | 0 | 0 | 0 | [6 empty] | 0 | 0 | 0 | 0 | 1975 | 0 | 0 | E | [6 empty] | 0
3 |  | 2518 | 6163 | 12 | HC | 125000 | C | OP | 5 | 1976 | WAT |  |  | WAT |  |  | 0 | 125000 | 125000 | 0 |  | 0 | 0 | 0 | 0 | 0 | 0 | [6 empty] | 0 | 0 | 0 | 0 | 1976 | 0 | 0 | E | [6 empty] | 0
3 |  | 2518 | 6163 | 13 | HC | 125000 | C | OP | 12 | 1973 | WAT |  |  | WAT |  |  | 0 | 125000 | 125000 | 0 |  | 0 | 0 | 0 | 0 | 0 | 0 | [6 empty] | 0 | 0 | 0 | 0 | 1973 | 0 | 0 | E | [6 empty] | 0
3 |  | 2518 | 6163 | 14 | HC | 125000 | C | OP | 12 | 1974 | WAT |  |  | WAT |  |  | 0 | 125000 | 125000 | 0 |  | 0 | 0 | 0 | 0 | 0 | 0 | [6 empty] | 0 | 0 | 0 | 0 | 1974 | 0 | 0 | E | [6 empty] | 0
3 |  | 2518 | 6163 | 15 | HC | 125000 | C | OP | 12 | 1975 | WAT |  |  | WAT |  |  | 0 | 125000 | 125000 | 0 |  | 0 | 0 | 0 | 0 | 0 | 0 | [6 empty] | 0 | 0 | 0 | 0 | 1975 | 0 | 0 | E | [6 empty] | 0
3 |  | 2518 | 6163 | 16 | HC | 125000 | C | OP | 11 | 1974 | WAT |  |  | WAT |  |  | 0 | 125000 | 125000 | 0 |  | 0 | 0 | 0 | 0 | 0 | 0 | [6 empty] | 0 | 0 | 0 | 0 | 1974 | 0 | 0 | E | [6 empty] | 0
3 |  | 2518 | 6163 | 17 | HC | 125000 | C | OP | 2 | 1972 | WAT |  |  | WAT |  |  | 0 | 125000 | 125000 | 0 |  | 0 | 0 | 0 | 0 | 0 | 0 | [6 empty] | 0 | 0 | 0 | 0 | 1972 | 0 | 0 | E | [6 empty] | 0
3 |  | 2518 | 6163 | 18 | HC | 125000 | C | OP | 7 | 1971 | WAT |  |  | WAT |  |  | 0 | 125000 | 125000 | 0 |  | 0 | 0 | 0 | 0 | 0 | 0 | [6 empty] | 0 | 0 | 0 | 0 | 1971 | 0 | 0 | E | [6 empty] | 0
3 |  | 2518 | 6163 | 19 | HC | 600000 | C | OP | 9 | 1975 | WAT |  |  | WAT |  |  | 0 | 600000 | 600000 | 0 |  | 0 | 0 | 0 | 0 | 0 | 0 | [6 empty] | 0 | 0 | 0 | 0 | 1975 | 0 | 0 | E | [6 empty] | 0
3 |  | 2518 | 6163 | 20 | HC | 600000 | C | OP | 4 | 1976 | WAT |  |  | WAT |  |  | 0 | 600000 | 600000 | 0 |  | 0 | 0 | 0 | 0 | 0 | 0 | [6 empty] | 0 | 0 | 0 | 0 | 1976 | 0 | 0 | E | [6 empty] | 0
3 |  | 2518 | 6163 | 21 | HC | 600000 | C | OP | 12 | 1976 | WAT |  |  | WAT |  |  | 0 | 600000 | 600000 | 0 |  | 0 | 0 | 0 | 0 | 0 | 0 | [6 empty] | 0 | 0 | 0 | 0 | 1976 | 0 | 0 | E | [6 empty] | 0
3 |  | 2518 | 6163 | 22 | HC | 700000 | C | OP | 5 | 1978 | WAT |  |  | WAT |  |  | 0 | 700000 | 700000 | 0 |  | 0 | 0 | 0 | 0 | 0 | 0 | [6 empty] | 0 | 0 | 0 | 0 | 1978 | 0 | 0 | E | [6 empty] | 0
3 |  | 2518 | 6163 | 23 | HC | 700000 | C | OP | 11 | 1979 |  |  |  | WAT |  |  | 0 | 700000 | 700000 | 0 |  | 0 | 0 | 0 | 0 | 0 | 0 | [6 empty] | 0 | 0 | 0 | 0 | 1979 | 0 | 0 | E | [6 empty] | 0
3 |  | 2518 | 6163 | 24 | HC | 700000 | C | OP | 5 | 1980 | WAT |  |  | WAT |  |  | 0 | 700000 | 700000 | 0 |  | 0 | 0 | 0 | 0 | 0 | 0 | [6 empty] | 0 | 0 | 0 | 0 | 1980 | 0 | 0 | E | [6 empty] | 0
3 |  | 2518 | 6163 | LS1 | HC | 10000 | C | OP | 3 | 1941 | WAT |  |  | WAT |  |  | 0 | 10000 | 10000 | 0 |  | 0 | 0 | 0 | 0 | 0 | 0 | [6 empty] | 0 | 0 | 0 | 0 | 1941 | 0 | 0 | E | [6 empty] | 0
3 |  | 2518 | 6163 | LS2 | HC | 10000 | C | OP | 3 | 1941 | WAT |  |  | WAT |  |  | 0 | 10000 | 10000 | 0 |  | 0 | 0 | 0 | 0 | 0 | 0 | [6 empty] | 0 | 0 | 0 | 0 | 1941 | 0 | 0 | E | [6 empty] | 0
3 |  | 2518 | 6163 | LS3 | HC | 10000 | C | OP | 1 | 1951 | WAT |  |  | WAT |  |  | 0 | 10000 | 10000 | 0 |  | 0 | 0 | 0 | 0 | 0 | 0 | [6 empty] | 0 | 0 | 0 | 0 | 1951 | 0 | 0 | E | [6 empty] | 0
3 |  | 2518 | 6163 | PG7 | HR | 50000 |  | OP | 10 | 1973 |  |  |  | WAT |  |  | 0 | 50000 | 50000 | 0 |  | 0 | 0 | 0 | 0 | 0 | 0 | [6 empty] | 0 | 0 | 0 | 0 | 1973 | 0 | 0 | E | [6 empty] | 0
3 |  | 2518 | 6163 | PG8 | HR | 50000 | P | OP | 11 | 1973 | WAT |  |  | WAT |  |  | 0 | 50000 | 50000 | 0 |  | 0 | 0 | 0 | 0 | 0 | 0 | [6 empty] | 0 | 0 | 0 | 0 | 1973 | 0 | 0 | E | [6 empty] | 0
3 |  | 2518 | 6163 | PG9 | HR | 53500 | P | OP | 4 | 1983 | WAT |  |  | WAT |  |  | 0 | 53500 | 53500 | 0 |  | 0 | 0 | 0 | 0 | 0 | 0 | [6 empty] | 0 | 0 | 0 | 0 | 1983 | 0 | 0 | E | [6 empty] | 0
3 |  | 2518 | 6163 | PG10 | HR | 53500 | P | OP | 6 | 1983 | WAT |  |  | WAT |  |  | 0 | 53500 | 53500 | 0 |  | 0 | 0 | 0 | 0 | 0 | 0 | [6 empty] | 0 | 0 | 0 | 0 | 1983 | 0 | 0 | E | [6 empty] | 0
3 |  | 2518 | 6163 | PG11 | HR | 53500 | P | OP | 11 | 1983 | WAT |  |  | WAT |  |  | 0 | 53500 | 53500 | 0 |  | 0 | 0 | 0 | 0 | 0 | 0 | [6 empty] | 0 | 0 | 0 | 0 | 1983 | 0 | 0 | E | [6 empty] | 0
3 |  | 2518 | 6163 | PG12 | HR | 53500 | P | OP | 4 | 1984 | WAT |  |  | WAT |  |  | 0 | 53500 | 53500 | 0 |  | 0 | 0 | 0 | 0 | 0 | 0 | [6 empty] | 0 | 0 | 0 | 0 | 1984 | 0 | 0 | E | [6 empty] | 0
3 |  | 2518 | 6208 | 1 | HR | 100000 | P | OP | 7 | 1983 | WAT |  |  | WAT |  |  | 0 | 100000 | 100000 | 0 |  | 0 | 0 | 0 | 0 | 0 | 0 | [6 empty] | 0 | 0 | 0 | 4 | 1983 | 0 | 0 | E | [6 empty] | 0
3 |  | 2518 | 6208 | 2 | HR | 100000 | P | OP | 9 | 1984 | WAT |  |  | WAT |  |  | 0 | 100000 | 100000 | 0 |  | 0 | 0 | 0 | 0 | 0 | 0 | [6 empty] | 0 | 0 | 0 | 6 | 1984 | 0 | 0 | E | [6 empty] | 0
3 |  | 2518 | 6395 | 1 | HC | 20000 | B | OP | 9 | 1983 | WAT |  |  | WAT |  |  | 0 | 20000 | 20000 | 0 |  | 0 | 0 | 0 | 0 | 0 | 0 | [6 empty] | 0 | 0 | 0 | 0 | 1983 | 0 | 0 | E | [6 empty] | 0
3 |  | 2518 | 6395 | 2 | HC | 20000 | B | OP | 9 | 1983 | WAT |  |  | WAT |  |  | 0 | 20000 | 20000 | 0 |  | 0 | 0 | 0 | 0 | 0 | 0 | [6 empty] | 0 | 0 | 0 | 0 | 1983 | 0 | 0 | E | [6 empty] | 0
3 |  | 2518 | 6396 | 1 | HC | 4000 | B | OP | 12 | 1925 | WAT |  |  | WAT |  |  | 0 | 4000 | 4000 | 5200 | MO | 0 | 0 | 12 | 1994 | 12 | 1994 |  |  |  | WAT |  |  | 5200 | 5200 | 0 | 0 | 1925 | 5262 | 5104 | E | [6 empty] | 0
3 |  | 2518 | 6396 | 2 | HC | 4000 | B | OP | 12 | 1925 | WAT |  |  | WAT |  |  | 0 | 4000 | 4000 | 5200 | MO | 0 | 0 | 3 | 1995 | 3 | 1995 |  |  |  | WAT |  |  | 5200 | 5200 | 0 | 0 | 1925 | 5262 | 5104 | E | [6 empty] | 0
3 |  | 2518 | 6397 | 1 | HC | 500 | C | SB | 5 | 1912 | WAT |  |  | WAT |  |  | 0 | 500 | 500 | 0 |  | 0 | 0 | 0 | 0 | 0 | 0 | [6 empty] | 0 | 0 | 0 | 2 | 1912 | 0 | 0 | E | [6 empty] | 0
3 |  | 2518 | 6397 | 2 | HC | 500 | C | OS | 5 | 1912 | WAT |  |  | WAT |  |  | 0 | 500 | 500 | 0 |  | 0 | 0 | 0 | 0 | 0 | 0 | [6 empty] | 0 | 0 | 0 | 0 | 1912 | 0 | 0 | E | [6 empty] | 0
3 |  | 2518 | 6397 | 3 | HC | 500 | C | OS | 5 | 1912 | WAT |  |  | WAT |  |  | 0 | 500 | 500 | 0 |  | 0 | 0 | 0 | 0 | 0 | 0 | [6 empty] | 0 | 0 | 0 | 0 | 1912 | 0 | 0 | E | [6 empty] | 0
3 |  | 2518 | 6398 | 1 | HC | 1200 | B | OP | 5 | 1909 | WAT |  |  | WAT |  |  | 0 | 1200 | 1200 | 0 | RT | 10 | 1994 | 0 | 0 | 0 | 0 | [6 empty] | 0 | 0 | 0 | 0 | 1909 | 0 | 0 | E | [6 empty] | 0
3 |  | 2518 | 6398 | 2 | HC | 1200 | B | OP | 5 | 1910 | WAT |  |  | WAT |  |  | 0 | 1200 | 1200 | 0 | RT | 10 | 1994 | 0 | 0 | 0 | 0 | [6 empty] | 0 | 0 | 0 | 0 | 1910 | 0 | 0 | E | [6 empty] | 0
3 |  | 2518 | 6398 | 3 | HC | 1200 | B | OP | 5 | 1910 | WAT |  |  | WAT |  |  | 0 | 1200 | 1200 | 0 | RT | 10 | 1994 | 0 | 0 | 0 | 0 | [6 empty] | 0 | 0 | 0 | 0 | 1910 | 0 | 0 | E | [6 empty] | 0
3 |  | 2518 | 6398 | 4 | HC | 1200 | B | OP | 6 | 1911 | WAT |  |  | WAT |  |  | 0 | 1200 | 1200 | 0 | RT | 10 | 1994 | 0 | 0 | 0 | 0 | [6 empty] | 0 | 0 | 0 | 0 | 1911 | 0 | 0 | E | [6 empty] | 0
3 |  | 2518 | 6398 | 5 | HC | 1200 | B | OP | 4 | 1911 | WAT |  |  | WAT |  |  | 0 | 1200 | 1200 | 0 | RT | 10 | 1994 | 0 | 0 | 0 | 0 | [6 empty] | 0 | 0 | 0 | 0 | 1911 | 0 | 0 | E | [6 empty] | 0
3 |  | 2518 | 6398 | 6 | HC | 2580 | B | OP | 6 | 1927 | WAT |  |  | WAT |  |  | 0 | 2580 | 2580 | 3000 | MO | 0 | 0 | 11 | 1990 | 4 | 1995 | OT |  |  | WAT |  |  | 3000 | 3000 | 0 | 0 | 1927 | 2974 | 2903 | E | [6 empty] | 0
3 |  | 2518 | 6398 | 7 | HC | 5000 | B | OP | 5 | 1942 | WAT |  |  | WAT |  |  | 0 | 5000 | 5000 | 0 |  | 0 | 0 | 0 | 0 | 0 | 0 | [6 empty] | 0 | 0 | 0 | 0 | 1942 | 0 | 0 | E | [6 empty] | 0
3 |  | 2518 | 6398 | 8 | HC | 0 |  |  | 0 | 0 | [6 empty] | 0 | 0 | 0 | 10000 | PL | 0 | 0 | 1 | 1996 | 4 | 1996 | DE |  |  | WAT |  |  | 10000 | 10000 | 0 | 0 | 0 | 10371 | 9981 | [7 empty] | 0
3 |  | 2518 | 6398 | 9 | HC | 0 |  |  | 0 | 0 | [6 empty] | 0 | 0 | 0 | 10000 | PL | 0 | 0 | 1 | 1996 | 4 | 1996 | DE |  |  | WAT |  |  | 10000 | 10000 | 0 | 0 | 0 | 10371 | 9981 | [7 empty] | 0
3 |  | 2518 | 6400 | 1 | HC | 16667 | B | OP | 12 | 1953 |  |  |  | WAT |  |  | 0 | 16667 | 16667 | 0 |  | 0 | 0 | 0 | 0 | 0 | 0 | [6 empty] | 0 | 0 | 0 | 9 | 1953 | 0 | 0 | E | [6 empty] | 0
3 |  | 2518 | 6400 | 2 | HC | 16667 | B | OP | 4 | 1954 |  |  |  | WAT |  |  | 0 | 16667 | 16667 | 0 |  | 0 | 0 | 0 | 0 | 0 | 0 | [6 empty] | 0 | 0 | 0 | 1 | 1954 | 0 | 0 | E | [6 empty] | 0
3 |  | 2518 | 6400 | 3 | HC | 16667 | B | OP | 3 | 1954 |  |  |  | WAT |  |  | 0 | 16667 | 16667 | 0 |  | 0 | 0 | 0 | 0 | 0 | 0 | [6 empty] | 0 | 0 | 0 | 12 | 1953 | 0 | 0 | E | [6 empty] | 0
3 |  | 2518 | 6402 | 1 | HC | 9315 | B | OP | 12 | 1940 | WAT |  |  | WAT |  |  | 0 | 9315 | 9315 | 0 |  | 0 | 0 | 0 | 0 | 0 | 0 | [6 empty] | 0 | 0 | 0 | 0 | 1940 | 0 | 0 | [7 empty] | 0
3 |  | 2518 | 6402 | 2 | HC | 8100 | B | OP | 12 | 1940 | WAT |  |  | WAT |  |  | 0 | 8100 | 8100 | 9315 | MO | 0 | 0 | 1 | 1993 | 1 | 1993 | [6 empty] | 9315 | 9315 | 0 | 0 | 1940 | 9635 | 9280 | E | [6 empty] | 0
3 |  | 2518 | 6402 | 3 | HC | 8100 | B | OP | 12 | 1940 | WAT |  |  | WAT |  |  | 0 | 8100 | 8100 | 9315 | MO | 0 | 0 | 1 | 1993 | 1 | 1993 | [6 empty] | 9315 | 9315 | 0 | 0 | 1940 | 9635 | 9280 | E | [6 empty] | 0
3 |  | 2518 | 6403 | 1 | HC | 16000 | B | OP | 5 | 1960 | WAT |  |  | WAT |  |  | 0 | 18000 | 18000 | 0 |  | 0 | 0 | 0 | 0 | 0 | 0 | [6 empty] | 0 | 0 | 0 | 2 | 1960 | 0 | 0 | E | [6 empty] | 0
3 |  | 2518 | 6404 | 1 | HC | 2475 | B | OP | 2 | 1958 |  |  |  | WAT |  |  | 0 | 2475 | 1237 | 0 |  | 0 | 0 | 0 | 0 | 0 | 0 | [6 empty] | 0 | 0 | 0 | 11 | 1957 | 0 | 0 | E | [6 empty] | 0
3 |  | 2518 | 6404 | 2 | HC | 2475 | B | OP | 2 | 1958 |  |  |  | WAT |  |  | 0 | 2475 | 1238 | 0 |  | 0 | 0 | 0 | 0 | 0 | 0 | [6 empty] | 0 | 0 | 0 | 11 | 1957 | 0 | 0 | E | [6 empty] | 0
3 |  | 2518 | 6405 | 1 | HC | 50500 | C | OP | 11 | 1963 | WAT |  |  | WAT |  |  | 0 | 50500 | 50500 | 0 |  | 0 | 0 | 0 | 0 | 0 | 0 | [6 empty] | 0 | 0 | 0 | 0 | 1963 | 0 | 0 | [7 empty] | 0
3 |  | 2518 | 6405 | 2 | HC | 36000 | C | OP | 12 | 1963 |  |  |  | WAT |  |  | 0 | 36000 | 36000 | 50500 | MO | 0 | 0 | 12 | 1988 | 6 | 1992 | [6 empty] | 50500 | 50500 | 0 | 0 | 1963 | 55642 | 52540 | E | [5 empty] | OP | 50500
3 |  | 2518 | 6405 | 3 | HC | 50500 | C | OP | 2 | 1964 |  |  |  | WAT |  |  | 0 | 50500 | 50500 | 0 |  | 0 | 0 | 0 | 0 | 0 | 0 | [6 empty] | 0 | 0 | 0 | 0 | 1964 | 0 | 0 | [7 empty] | 0
3 |  | 2518 | 6406 | 1 | HC | 6000 | B | OP | 2 | 1956 |  |  |  | WAT |  |  | 0 | 6000 | 6000 | 0 |  | 0 | 0 | 0 | 0 | 0 | 0 | [6 empty] | 0 | 0 | 0 | 0 | 1956 | 0 | 0 | E | [6 empty] | 0
3 |  | 2518 | 6406 | 2 | HC | 6000 | B | OP | 2 | 1956 | WAT |  |  | WAT |  |  | 0 | 6000 | 6000 | 0 |  | 0 | 0 | 0 | 0 | 0 | 0 | [6 empty] | 0 | 0 | 0 | 0 | 1956 | 0 | 0 | E | [6 empty] | 0
3 |  | 2518 | 6407 | 1 | HC | 12937 | B | OP | 8 | 1958 | WAT |  |  | WAT |  |  | 0 | 13000 | 13000 | 0 |  | 0 | 0 | 0 | 0 | 0 | 0 | [6 empty] | 0 | 0 | 0 | 5 | 1958 | 0 | 0 | E | [6 empty] | 0
3 |  | 2518 | 6408 | 1 | HC | 5000 | B | OP | 88 | 1948 |  |  |  | WAT |  |  | 0 | 5000 | 4902 | 0 |  | 0 | 0 | 0 | 0 | 0 | 0 | [6 empty] | 0 | 0 | 0 | 0 | 1948 | 0 | 0 | E |  | E |  |  |  |  | 0
3 |  | 2518 | 6409 | 1 | HC | 18000 | B | OP | 7 | 1955 | WAT |  |  | WAT |  |  | 0 | 18000 | 18000 | 0 |  | 0 | 0 | 0 | 0 | 0 | 0 | [6 empty] | 0 | 0 | 0 | 4 | 1955 | 0 | 0 | E | [6 empty] | 0
3 |  | 2518 | 6409 | 2 | HC | 18000 | B | OP | 7 | 1955 | WAT |  |  | WAT |  |  | 0 | 18000 | 18000 | 0 |  | 0 | 0 | 0 | 0 | 0 | 0 | [6 empty] | 0 | 0 | 0 | 4 | 1955 | 0 | 0 | E | [6 empty] | 0
3 |  | 2518 | 6411 | 1 | HC | 0 |  |  | 0 | 0 | [6 empty] | 0 | 0 | 0 | 11000 | CN | 99 | 9999 | 88 | 1983 | 88 | 1983 |  |  |  | WAT |  |  | 0 | 0 | 0 | 0 | 0 | 11000 | 11000 | [7 empty] | 0
3 |  | 2518 | 7066 | 1 | HC | 3000 | B | OP | 1 | 1988 | WAT |  |  | WAT |  |  | 0 | 3000 | 3000 | 0 |  | 0 | 0 | 9 | 1985 | 6 | 1987 | EQ | DE |  |  |  |  | 0 | 0 | 0 | 6 | 1987 | 0 | 0 | [7 empty] | 0
3 |  | 2518 | 7066 | 2 | HC | 650 | B | OP | 1 | 1988 | WAT |  |  | WAT |  |  | 0 | 650 | 650 | 0 |  | 0 | 0 | 9 | 1985 | 6 | 1987 | EQ | DE |  |  |  |  | 0 | 0 | 0 | 6 | 1987 | 0 | 0 | [7 empty] | 0
3 |  | 2518 | 7164 | PS1 | HR | 0 |  |  | 0 | 0 | [6 empty] | 0 | 0 | 0 | 48000 | PL | 0 | 0 | 5 | 1991 | 5 | 1994 |  |  |  | WAT |  |  | 48000 | 48000 | 0 | 0 | 0 | 48733 | 107235 | [7 empty] | 0
3 |  | 2518 | 7317 | 1 | HC | 0 |  |  | 0 | 0 | [6 empty] | 0 | 0 | 0 | 6000 | CO | 0 | 0 | 5 | 1992 | 5 | 1992 |  |  |  | WAT |  |  | 6000 | 6000 | 0 | 0 | 0 | 6104 | 5911 | [7 empty] | 0
3 |  | 2518 | 7317 | 2 | HC | 0 |  |  | 0 | 0 | [6 empty] | 0 | 0 | 0 | 6000 | CO | 0 | 0 | 5 | 1992 | 5 | 1992 |  |  |  | WAT |  |  | 6000 | 6000 | 0 | 0 | 0 | 6104 | 5911 | [7 empty] | 0
3 |  | 2518 | 7317 | 3 | HC | 0 |  |  | 0 | 0 | [6 empty] | 0 | 0 | 0 | 6000 | CO | 0 | 0 | 5 | 1992 | 5 | 1992 |  |  |  | WAT |  |  | 6000 | 6000 | 0 | 0 | 0 | 6104 | 5911 | [7 empty] | 0
3 |  | 2518 | 8902 | A1 | HC | 130000 | C | OP | 10 | 1941 |  |  |  | WAT |  |  | 0 | 130000 | 130000 | 0 |  | 0 | 0 | 3 | 1989 | 0 | 0 | [6 empty] | 0 | 0 | 0 | 0 | 1941 | 0 | 0 | [7 empty] | 0
3 |  | 2518 | 8902 | A2 | HC | 130000 | C | OP | 7 | 1942 |  |  |  | WAT |  |  | 0 | 130000 | 130000 | 0 |  | 0 | 0 | 7 | 1989 | 0 | 0 | [6 empty] | 0 | 0 | 0 | 0 | 1942 | 0 | 0 | [7 empty] | 0
3 |  | 2518 | 8902 | A3 | HC | 82500 | C | OP | 9 | 1952 |  |  |  | WAT |  |  | 0 | 82500 | 82500 | 130000 | MO | 0 | 0 | 5 | 1992 | 5 | 1992 | [6 empty] | 130000 | 130000 | 0 | 0 | 1952 | 148390 | 138565 | [6 empty] | OP | 130000
3 |  | 2518 | 8902 | A4 | HC | 82500 | C | OP | 5 | 1952 |  |  |  | WAT |  |  | 0 | 82500 | 82500 | 130000 | MO | 0 | 0 | 8 | 1992 | 11 | 1992 |  |  |  | WAT |  |  | 130000 | 130000 | 0 | 0 | 1952 | 148390 | 138565 | E | [6 empty] | 0
3 |  | 2518 | 8902 | A5 | HC | 127000 | C | OP | 1 | 1943 |  |  |  | WAT |  |  | 0 | 127000 | 127000 | 0 |  | 0 | 0 | 0 | 0 | 0 | 0 | [6 empty] | 0 | 0 | 0 | 10 | 1942 | 0 | 0 | E | [6 empty] | 0
3 |  | 2518 | 8902 | A6 | HC | 130000 | C | OP | 9 | 1939 |  |  |  | WAT |  |  | 0 | 130000 | 130000 | 0 |  | 0 | 0 | 0 | 0 | 0 | 0 | [6 empty] | 0 | 0 | 0 | 0 | 1939 | 0 | 0 | [7 empty] | 0
3 |  | 2518 | 8902 | A7 | HC | 130000 | C | OP | 6 | 1939 |  |  |  | WAT |  |  | 0 | 130000 | 130000 | 0 |  | 0 | 0 | 6 | 1988 | 0 | 0 | [6 empty] | 0 | 0 | 0 | 0 | 1939 | 0 | 0 | E | [6 empty] | 0
3 |  | 2518 | 8902 | A8 | HC | 40000 | C | OP | 8 | 1937 |  |  |  | WAT |  |  | 0 | 50000 | 50000 | 61500 | MO | 0 | 0 | 2 | 1990 | 2 | 1992 |  |  |  | WAT |  |  | 61500 | 61500 | 0 | 0 | 1937 | 68263 | 64308 | [6 empty] | OP | 61500
3 |  | 2518 | 8902 | A9 | HC | 68500 | C | OP | 4 | 1952 | WAT |  |  | WAT |  |  | 0 | 68500 | 68500 | 0 |  | 0 | 0 | 0 | 0 | 0 | 0 | [6 empty] | 0 | 0 | 0 | 0 | 1952 | 0 | 0 | [7 empty] | 0
3 |  | 2547 | 1265 | 1 | IC | 1100 | P | OP | 88 | 1973 | FO2 |  |  | FO2 | NG |  | 11732 | 1070 | 1100 | 0 |  | 0 | 0 | 0 | 0 | 0 | 0 | [6 empty] | 0 | 0 | 0 | 0 | 1973 | 0 | 0 | E | [6 empty] | 0
3 |  | 2547 | 1265 | 2 | IC | 600 | P | OP | 88 | 1951 | FO2 |  |  | FO2 | NG |  | 15107 | 400 | 450 | 0 |  | 0 | 0 | 0 | 0 | 0 | 0 | [6 empty] | 0 | 0 | 0 | 0 | 1951 | 0 | 0 | E | [6 empty] | 0
3 |  | 2547 | 1265 | 3 | IC | 900 | C | OP | 88 | 1963 | FO2 |  |  | FO2 | NG |  | 13242 | 800 | 850 | 0 |  | 0 | 0 | 0 | 0 | 0 | 0 | [6 empty] | 0 | 0 | 0 | 0 | 1963 | 0 | 0 | E | [6 empty] | 0
3 |  | 2547 | 1265 | 4 | IC | 1100 | B | OP | 88 | 1969 | FO2 |  |  | FO2 | NG |  | 11555 | 1070 | 1100 | 0 |  | 0 | 0 | 0 | 0 | 0 | 0 | [6 empty] | 0 | 0 | 0 | 0 | 1969 | 0 | 0 | E | [6 empty] | 0
3 |  | 2547 | 1265 | 5 | IC | 900 | P | OP | 1 | 1980 | FO2 | NG |  | FO2 | NG |  | 12642 | 800 | 850 | 0 |  | 0 | 0 | 0 | 0 | 0 | 0 | [6 empty] | 0 | 0 | 0 | 1 | 1980 | 0 | 0 | [7 empty] | 0
3 |  | 2548 | 589 | 1 | ST | 50000 | C | OP | 6 | 1984 | FO2 | WD | NG | WD | NG | FO2 | 13714 | 47000 | 50000 | 0 |  | 0 | 0 | 0 | 0 | 0 | 0 | [6 empty] | 0 | 0 | 0 | 2 | 1984 | 0 | 0 | E | [6 empty] | 0
3 |  | 2548 | 3754 | GT1 | GT | 28000 | P | OP | 99 | 1971 | FO2 |  |  | FO2 |  |  | 17388 | 18900 | 26600 | 0 |  | 0 | 0 | 0 | 0 | 0 | 0 | [6 empty] | 0 | 0 | 0 | 0 | 1971 | 0 | 0 | E | [6 empty] | 0
3 |  | 2548 | 3755 | 1 | ST | 10000 | C |  | 99 | 1954 | NG | FO2 |  | NG | FO2 |  | 15290 | 9500 | 9500 | 0 | RE | 10 | 1985 | 0 | 0 | 0 | 0 | [6 empty] | 0 | 0 | 0 | 0 | 1954 | 0 | 0 | E | [6 empty] | 0
3 |  | 2548 | 3755 | 2 | ST | 10000 | C |  | 99 | 1954 | NG | FO2 |  | BIT |  |  | 14238 | 9500 | 9500 | 0 | RE | 6 | 1985 | 0 | 0 | 0 | 0 | [6 empty] | 0 | 0 | 0 | 0 | 1954 | 0 | 0 | E | [6 empty] | 0
3 |  | 2548 | 3755 | 3 | ST | 10000 |  |  | 99 | 1954 | NG | FO2 |  | NG | FO2 |  | 15290 | 9500 | 9500 | 0 | RE | 10 | 1985 | 0 | 0 | 0 | 0 | [6 empty] | 0 | 0 | 0 | 0 | 1954 | 0 | 0 | E | [6 empty] | 0
3 |  | 2550 | 490 | 1 | IC | 1250 | C | SB | 88 | 1960 | FO2 |  |  | FO2 |  |  | 3412 | 1000 | 1000 | 0 |  | 0 | 0 | 0 | 0 | 0 | 0 | [6 empty] | 0 | 0 | 0 | 0 | 1960 | 0 | 0 | E | [6 empty] | 0
3 |  | 2550 | 490 | 2 | IC | 2800 | C | SB | 88 | 1965 | FO2 |  |  | FO2 |  |  | 3412 | 2500 | 2800 | 0 |  | 0 | 0 | 0 | 0 | 0 | 0 | [6 empty] | 0 | 0 | 0 | 0 | 1965 | 0 | 0 | E | [6 empty] | 0
3 |  | 2550 | 490 | 3 | IC | 2500 | C | SB | 88 | 1969 | FO2 |  |  | FO2 |  |  | 3412 | 2200 | 2500 | 0 |  | 0 | 0 | 0 | 0 | 0 | 0 | [6 empty] | 0 | 0 | 0 | 0 | 1969 | 0 | 0 | E | [6 empty] | 0
3 |  | 2550 | 490 | 4 | IC | 1000 | C | SB | 88 | 1951 | FO2 |  |  | FO2 |  |  | 3412 | 800 | 800 | 0 |  | 0 | 0 | 0 | 0 | 0 | 0 | [6 empty] | 0 | 0 | 0 | 0 | 1951 | 0 | 0 | E | [6 empty] | 0
3 |  | 2551 | 1266 | 1 | IC | 300 | P | SB | 99 | 1935 | FO2 |  |  | FO2 |  |  | 0 | 250 | 250 | 0 |  | 0 | 0 | 0 | 0 | 0 | 0 | [6 empty] | 0 | 0 | 0 | 0 | 1935 | 0 | 0 | E | [6 empty] | 0
3 |  | 2551 | 1266 | 2 | IC | 1300 | P | SB | 99 | 1962 | FO2 | NG |  | NG | FO2 |  | 0 | 1320 | 1320 | 0 |  | 0 | 0 | 0 | 0 | 0 | 0 | [6 empty] | 0 | 0 | 0 | 0 | 1962 | 0 | 0 | E | [6 empty] | 0
3 |  | 2551 | 1266 | 3 | IC | 800 | P | SB | 99 | 1954 | FO2 |  |  | NG | FO2 |  | 0 | 800 | 800 | 0 |  | 0 | 0 | 0 | 0 | 0 | 0 | [6 empty] | 0 | 0 | 0 | 0 | 1954 | 0 | 0 | E | [6 empty] | 0
3 |  | 2551 | 1266 | 4 | IC | 300 | P | SB | 99 | 1946 | FO2 |  |  | FO2 |  |  | 0 | 250 | 250 | 0 |  | 0 | 0 | 0 | 0 | 0 | 0 | [6 empty] | 0 | 0 | 0 | 0 | 1946 | 0 | 0 | E | [6 empty] | 0
3 |  | 2551 | 1266 | 5 | IC | 1000 | P | SB | 99 | 1955 | FO2 | NG |  | NG | FO2 |  | 0 | 1000 | 1000 | 0 |  | 0 | 0 | 0 | 0 | 0 | 0 | [6 empty] | 0 | 0 | 0 | 0 | 1955 | 0 | 0 | E | [6 empty] | 0
3 |  | 2551 | 1266 | IC6 | IC | 4800 | P | SB | 7 | 1983 | FO2 | NG |  | NG | FO2 |  | 0 | 4800 | 4800 | 0 |  | 0 | 0 | 0 | 0 | 0 | 0 | [6 empty] | 0 | 0 | 0 | 6 | 1983 | 0 | 0 | E | [6 empty] | 0
3 |  | 2609 | 2222 | 1 | IC | 1365 | C | SB | 88 | 1960 | FO2 |  |  | NG | FO2 |  | 13773 | 1365 | 1365 | 0 |  | 0 | 0 | 0 | 0 | 0 | 0 | [6 empty] | 0 | 0 | 0 | 0 | 1960 | 0 | 0 | E | [6 empty] | 0
3 |  | 2609 | 2222 | 2 | IC | 1136 | C | SB | 88 | 1956 | FO2 |  |  | NG | FO2 |  | 13773 | 1136 | 1136 | 0 |  | 0 | 0 | 0 | 0 | 0 | 0 | [6 empty] | 0 | 0 | 0 | 0 | 1956 | 0 | 0 | E | [6 empty] | 0
3 |  | 2609 | 2222 | 3 | IC | 900 | C | SB | 88 | 1968 | FO2 |  |  | NG | FO2 |  | 13773 | 900 | 900 | 0 |  | 0 | 0 | 0 | 0 | 0 | 0 | [6 empty] | 0 | 0 | 0 | 0 | 1968 | 0 | 0 | E | [6 empty] | 0
3 |  | 2609 | 2222 | 4 | IC | 675 | C | SB | 88 | 1948 | FO2 |  |  | FO2 |  |  | 13773 | 675 | 675 | 0 |  | 0 | 0 | 0 | 0 | 0 | 0 | [6 empty] | 0 | 0 | 0 | 0 | 1948 | 0 | 0 | E | [6 empty] | 0
3 |  | 2634 | 935 | 1 | IC | 200 | P | OP | 88 | 1940 | FO2 |  |  | FO2 |  |  | 0 | 200 | 200 | 0 |  | 0 | 0 | 0 | 0 | 0 | 0 | [6 empty] | 0 | 0 | 0 | 0 | 1940 | 0 | 0 | E | [6 empty] | 0
3 |  | 2634 | 935 | 2 | IC | 200 | P | OP | 88 | 1940 | FO2 |  |  | FO2 |  |  | 0 | 200 | 200 | 0 |  | 0 | 0 | 0 | 0 | 0 | 0 | [6 empty] | 0 | 0 | 0 | 0 | 1940 | 0 | 0 | E | [6 empty] | 0
3 |  | 2634 | 935 | 3 | IC | 2200 | P | OP | 88 | 1965 | FO2 |  |  | NG | FO2 |  | 0 | 2200 | 2200 | 0 |  | 0 | 0 | 0 | 0 | 0 | 0 | [6 empty] | 0 | 0 | 0 | 0 | 1965 | 0 | 0 | E | [6 empty] | 0
3 |  | 2634 | 935 | 4 | IC | 2200 | P | OP | 88 | 1965 | FO2 |  |  | NG | FO2 |  | 0 | 2200 | 2200 | 0 |  | 0 | 0 | 0 | 0 | 0 | 0 | [6 empty] | 0 | 0 | 0 | 0 | 1965 | 0 | 0 | E | [6 empty] | 0
3 |  | 2634 | 935 | 5 | IC | 1000 |  |  | 99 | 1948 |  |  |  | NG | FO2 |  | 0 | 0 | 0 | 0 | RE | 0 | 0 | 0 | 0 | 0 | 0 | [6 empty] | 0 | 0 | 0 | 0 | 1948 | 0 | 0 | E | [6 empty] | 0
3 |  | 2634 | 935 | 7 | IC | 1000 | P | OP | 88 | 1956 | FO2 |  |  | FO2 |  |  | 0 | 1000 | 1000 | 0 |  | 0 | 0 | 0 | 0 | 0 | 0 | [6 empty] | 0 | 0 | 0 | 0 | 1956 | 0 | 0 | E | [6 empty] | 0
3 |  | 2647 | 2115 | 1 | IC | 400 | P | OP | 99 | 1929 | FO2 |  |  | FO2 |  |  | 0 | 300 | 300 | 0 |  | 0 | 0 | 0 | 0 | 0 | 0 | [6 empty] | 0 | 0 | 0 | 0 | 1929 | 0 | 0 | E | [6 empty] | 0
3 |  | 2647 | 2115 | 2 | IC | 700 | P | OP | 99 | 1938 | FO2 |  |  | FO2 |  |  | 0 | 500 | 500 | 0 |  | 0 | 0 | 0 | 0 | 0 | 0 | [6 empty] | 0 | 0 | 0 | 0 | 1938 | 0 | 0 | E | [6 empty] | 0
3 |  | 2647 | 2115 | 3 | IC | 800 | P | OP | 99 | 1946 | FO2 |  |  | FO2 | NG |  | 0 | 600 | 600 | 0 |  | 0 | 0 | 0 | 0 | 0 | 0 | [6 empty] | 0 | 0 | 0 | 0 | 1946 | 0 | 0 | E | [6 empty] | 0
3 |  | 2647 | 2115 | 4 | IC | 1400 | P | OP | 99 | 1952 | FO2 |  |  | FO2 | NG |  | 0 | 1000 | 1000 | 0 |  | 0 | 0 | 0 | 0 | 0 | 0 | [6 empty] | 0 | 0 | 0 | 0 | 1952 | 0 | 0 | E | [6 empty] | 0
3 |  | 2647 | 2115 | 5 | IC | 1400 | P | OP | 99 | 1959 | FO2 |  |  | FO2 | NG |  | 0 | 1000 | 1000 | 0 |  | 0 | 0 | 0 | 0 | 0 | 0 | [6 empty] | 0 | 0 | 0 | 0 | 1959 | 0 | 0 | E | [6 empty] | 0
3 |  | 2647 | 2115 | IC6 | IC | 1400 | P | OP | 99 | 1965 | FO2 |  |  | FO2 |  |  | 0 | 1000 | 1000 | 0 |  | 0 | 0 | 0 | 0 | 0 | 0 | [6 empty] | 0 | 0 | 0 | 0 | 1965 | 0 | 0 | E | [6 empty] | 0
3 |  | 2777 | 175 | 1 | GT | 0 |  |  | 0 | 0 | [6 empty] | 0 | 0 | 0 | 73000 | CN | 99 | 9999 | 5 | 1985 | 5 | 1985 |  |  |  | FO2 |  |  | 0 | 0 | 0 | 0 | 0 | 60000 | 72000 | [7 empty] | 0
3 |  | 2777 | 179 | 1 | GT | 0 |  |  | 0 | 0 | [6 empty] | 0 | 0 | 0 | 52000 | CN | 99 | 9999 | 5 | 1985 | 5 | 1985 |  |  |  | FO2 |  |  | 0 | 0 | 0 | 0 | 0 | 43000 | 52000 | [7 empty] | 0
3 |  | 2777 | 351 | 1 | ST | 0 |  |  | 0 | 0 | [6 empty] | 0 | 0 | 0 | 540000 | CN | 99 | 9999 | 0 | 0 | 6 | 1986 |  |  |  | COL |  |  | 0 | 0 | 0 | 0 | 0 | 502000 | 512000 | [7 empty] | 0
3 |  | 2777 | 351 | 2 | ST | 0 |  |  | 0 | 0 | [6 empty] | 0 | 0 | 0 | 540000 | CN | 99 | 9999 | 0 | 0 | 1 | 1990 |  |  |  | COL |  |  | 0 | 0 | 0 | 0 | 0 | 502000 | 512000 | [7 empty] | 0
3 |  | 2777 | 351 | 3 | ST | 0 |  |  | 0 | 0 | [6 empty] | 0 | 0 | 0 | 540000 | CN | 99 | 9999 | 0 | 0 | 1 | 1992 |  |  |  | COL |  |  | 0 | 0 | 0 | 0 | 0 | 502000 | 512000 | [7 empty] | 0
3 |  | 2777 | 351 | 4 | ST | 0 |  |  | 0 | 0 | [6 empty] | 0 | 0 | 0 | 540000 | CN | 99 | 9999 | 0 | 0 | 1 | 1994 |  |  |  | COL |  |  | 0 | 0 | 0 | 0 | 0 | 502000 | 512000 | [7 empty] | 0
3 |  | 2777 | 369 | 1 | ST | 0 |  |  | 0 | 0 | [6 empty] | 0 | 0 | 0 | 563000 | CN | 99 | 9999 | 11 | 1985 | 6 | 1988 |  |  |  | LIG |  |  | 0 | 0 | 0 | 0 | 0 | 523000 | 533000 | [7 empty] | 0
3 |  | 2777 | 369 | 2 | ST | 0 |  |  | 0 | 0 | [6 empty] | 0 | 0 | 0 | 563000 | CN | 99 | 9999 | 6 | 1988 | 5 | 1994 |  |  |  | LIG |  |  | 0 | 0 | 0 | 0 | 0 | 523000 | 533000 | [7 empty] | 0
3 |  | 2777 | 1464 | 1 | ST | 115208 | C | OP | 3 | 1972 | NG | FO2 |  | NG | FO2 |  | 10500 | 105000 | 105000 | 0 |  | 0 | 0 | 0 | 0 | 0 | 0 | [6 empty] | 0 | 0 | 0 | 12 | 1971 | 0 | 0 | E | [6 empty] | 0
3 |  | 2777 | 1464 | 2 | ST | 115208 | C | OP | 4 | 1972 | NG | FO2 |  | NG | FO2 |  | 10500 | 105000 | 105000 | 0 |  | 0 | 0 | 0 | 0 | 0 | 0 | [6 empty] | 0 | 0 | 0 | 1 | 1972 | 0 | 0 | E | [6 empty] | 0
3 |  | 2777 | 1464 | 3 | GT | 0 |  |  | 0 | 0 | [6 empty] | 0 | 0 | 0 | 73000 | CN | 99 | 9999 | 0 | 0 | 5 | 1984 |  |  |  | FO2 |  |  | 0 | 0 | 0 | 0 | 0 | 60000 | 72000 | [7 empty] | 0
3 |  | 2777 | 6055 | 1 | ST | 559103 | B | OP | 6 | 1981 | FO2 |  |  | SUB |  |  | 9950 | 540000 | 540000 | 0 |  | 0 | 0 | 0 | 0 | 0 | 0 | [6 empty] | 0 | 0 | 0 | 2 | 1981 | 0 | 0 | E | [6 empty] | 0
3 |  | 2777 | 6055 | 2 | ST | 559103 | B | OP | 6 | 1981 | FO2 |  |  | SUB |  |  | 9825 | 540000 | 540000 | 0 |  | 0 | 0 | 0 | 0 | 0 | 0 | [6 empty] | 0 | 0 | 0 | 2 | 1981 | 0 | 0 | E | [6 empty] | 0
3 |  | 2777 | 6055 | 3 | ST | 560002 | B | OP | 12 | 1983 | FO2 |  |  | SUB |  |  | 9800 | 540000 | 540000 | 0 |  | 0 | 0 | 0 | 0 | 0 | 0 | [6 empty] | 0 | 0 | 0 | 8 | 1983 | 0 | 0 | E | [6 empty] | 0
3 |  | 2851 | 2116 | 1 | IC | 500 |  |  | 99 | 1934 |  |  |  | PET |  |  | 0 | 0 | 0 | 0 | RE | 1 | 1977 | 0 | 0 | 0 | 0 | [6 empty] | 0 | 0 | 0 | 0 | 1934 | 0 | 0 | E | [6 empty] | 0
3 |  | 2851 | 2116 | 2 | IC | 500 |  |  | 99 | 1934 |  |  |  | PET |  |  | 0 | 0 | 0 | 0 | RE | 1 | 1977 | 0 | 0 | 0 | 0 | [6 empty] | 0 | 0 | 0 | 0 | 1934 | 0 | 0 | E | [6 empty] | 0
3 |  | 2851 | 2116 | 3 | IC | 500 |  |  | 99 | 1934 |  |  |  | PET |  |  | 0 | 0 | 0 | 0 | RE | 1 | 1977 | 0 | 0 | 0 | 0 | [6 empty] | 0 | 0 | 0 | 0 | 1934 | 0 | 0 | E | [6 empty] | 0
3 |  | 2859 | 2211 | 1 | IC | 200 | C | SB | 88 | 1948 | FO2 |  |  | FO2 |  |  | 0 | 150 | 150 | 0 |  | 0 | 0 | 0 | 0 | 0 | 0 | [6 empty] | 0 | 0 | 0 | 0 | 1948 | 0 | 0 | E | [6 empty] | 0
3 |  | 2859 | 2211 | 2 | IC | 200 | C | SB | 88 | 1950 | FO2 |  |  | FO2 |  |  | 0 | 150 | 150 | 0 |  | 0 | 0 | 0 | 0 | 0 | 0 | [6 empty] | 0 | 0 | 0 | 0 | 1950 | 0 | 0 | E | [6 empty] | 0
3 |  | 2859 | 2211 | 3 | IC | 500 | C | SB | 88 | 1960 | FO2 |  |  | FO2 |  |  | 0 | 500 | 500 | 0 |  | 0 | 0 | 0 | 0 | 0 | 0 | [6 empty] | 0 | 0 | 0 | 0 | 1960 | 0 | 0 | E | [6 empty] | 0
3 |  | 2886 | 1594 | 1 | ST | 12500 | P | OP | 1 | 1930 | FO6 |  |  | FO6 | NG |  | 15820 | 13500 | 16000 | 0 |  | 0 | 0 | 0 | 0 | 0 | 0 | [6 empty] | 0 | 0 | 0 | 1 | 1930 | 0 | 0 | [7 empty] | 0
3 |  | 2886 | 1594 | 3 | ST | 2500 | B | OP | 1 | 1930 | FO6 |  |  | FO6 | NG |  | 7750 | 2528 | 2650 | 0 |  | 0 | 0 | 0 | 0 | 0 | 0 | [6 empty] | 0 | 0 | 0 | 1 | 1930 | 0 | 0 |  | E | [5 empty] | 0
3 |  | 2886 | 1594 | 4 | ST | 3500 | P | OP | 1 | 1950 | FO6 |  |  | FO6 | NG |  | 23924 | 2000 | 2000 | 0 |  | 0 | 0 | 0 | 0 | 0 | 0 | [6 empty] | 0 | 0 | 0 | 1 | 1950 | 0 | 0 | [7 empty] | 0
3 |  | 2886 | 1595 | 1 | ST | 17250 | B | OP | 6 | 1949 | FO6 |  |  | FO6 | NG |  | 12359 | 18000 | 20000 | 0 |  | 0 | 0 | 0 | 0 | 0 | 0 | [6 empty] | 0 | 0 | 0 | 6 | 1949 | 0 | 0 | [7 empty] | 0
3 |  | 2886 | 1595 | 2 | ST | 23000 | C | OP | 1 | 1951 | FO6 |  |  | FO6 | NG |  | 11929 | 19000 | 25000 | 0 |  | 0 | 0 | 0 | 0 | 0 | 0 | [6 empty] | 0 | 0 | 0 | 1 | 1951 | 0 | 0 | [7 empty] | 0
3 |  | 2886 | 1595 | 3 | ST | 27200 | C | OP | 8 | 1958 | FO6 |  |  | FO6 | NG |  | 12208 | 26000 | 27000 | 0 |  | 0 | 0 | 0 | 0 | 0 | 0 | [6 empty] | 0 | 0 | 0 | 1 | 1958 | 0 | 0 | [7 empty] | 0
3 |  | 2886 | 1595 | GT1 | GT | 23320 | P | OP | 9 | 1970 | JF |  |  | JF |  |  | 12900 | 19000 | 24000 | 0 |  | 0 | 0 | 0 | 0 | 0 | 0 | [6 empty] | 0 | 0 | 0 | 9 | 1970 | 0 | 0 | [7 empty] | 0
3 |  | 2886 | 1595 | GT2 | GT | 23320 | P | OP | 3 | 1972 | JF |  |  | JF |  |  | 12900 | 19000 | 24000 | 0 |  | 0 | 0 | 0 | 0 | 0 | 0 | [6 empty] | 0 | 0 | 0 | 3 | 1972 | 0 | 0 | [7 empty] | 0
3 |  | 2888 | 2223 | 1 | IC | 750 | P | SB | 7 | 1957 | FO2 |  |  | FO2 |  |  | 0 | 700 | 700 | 0 |  | 0 | 0 | 0 | 0 | 0 | 0 | [6 empty] | 0 | 0 | 0 | 6 | 1957 | 0 | 0 | E | [6 empty] | 0
3 |  | 2888 | 2223 | 2 | IC | 900 | P | SB | 12 | 1963 | FO2 |  |  | FO2 |  |  | 0 | 800 | 800 | 0 |  | 0 | 0 | 0 | 0 | 0 | 0 | [6 empty] | 0 | 0 | 0 | 11 | 1963 | 0 | 0 | E | [6 empty] | 0
3 |  | 2888 | 2223 | 3 | IC | 1365 | P | SB | 8 | 1971 | FO2 |  |  | FO2 |  |  | 0 | 1200 | 1200 | 0 |  | 0 | 0 | 0 | 0 | 0 | 0 | [6 empty] | 0 | 0 | 0 | 7 | 1971 | 0 | 0 | E | [6 empty] | 0
3 |  | 2888 | 2223 | 4 | IC | 300 |  |  | 88 | 1929 |  |  |  | FO2 |  |  | 0 | 300 | 300 | 0 | RE | 7 | 1976 | 0 | 0 | 0 | 0 | [6 empty] | 0 | 0 | 0 | 0 | 1929 | 0 | 0 | E | [6 empty] | 0
3 |  | 2900 | 2117 | 1 | IC | 512 |  |  | 88 | 1932 |  |  |  | FO2 |  |  | 0 | 425 | 425 | 0 | RE | 11 | 1985 | 0 | 0 | 0 | 0 | [6 empty] | 0 | 0 | 0 | 0 | 1932 | 0 | 0 | E | [6 empty] | 0
3 |  | 2900 | 2117 | 2 | IC | 1000 |  |  | 99 | 1924 |  |  |  | FO2 |  |  | 0 | 0 | 0 | 0 | RE | 0 | 0 | 0 | 0 | 0 | 0 | [6 empty] | 0 | 0 | 0 | 0 | 1924 | 0 | 0 | E | [6 empty] | 0
3 |  | 2900 | 2117 | 3 | IC | 1136 |  |  | 88 | 1960 |  |  |  | FO2 |  |  | 0 | 725 | 725 | 0 | RE | 11 | 1985 | 0 | 0 | 0 | 0 | [6 empty] | 0 | 0 | 0 | 0 | 1960 | 0 | 0 | E | [6 empty] | 0
3 |  | 2900 | 2117 | 4 | IC | 1000 |  |  | 99 | 1929 |  |  |  | FO2 |  |  | 0 | 0 | 0 | 0 | RE | 0 | 0 | 0 | 0 | 0 | 0 | [6 empty] | 0 | 0 | 0 | 0 | 1929 | 0 | 0 | E | [6 empty] | 0
3 |  | 2900 | 2117 | 5 | IC | 690 |  |  | 88 | 1949 |  |  |  | FO2 |  |  | 0 | 525 | 525 | 0 | RE | 11 | 1985 | 0 | 0 | 0 | 0 | [6 empty] | 0 | 0 | 0 | 0 | 1949 | 0 | 0 | E | [6 empty] | 0
3 |  | 2930 | 2118 | 1 | IC | 200 | P | OP | 9 | 1935 | FO2 |  |  | FO2 |  |  | 14000 | 200 | 200 | 0 |  | 0 | 0 | 0 | 0 | 0 | 0 | [6 empty] | 0 | 0 | 0 | 8 | 1935 | 0 | 0 | E | [6 empty] | 0
3 |  | 2930 | 2118 | 2 | IC | 560 | P | OP | 9 | 1950 | FO2 |  |  | FO2 | NG |  | 12500 | 560 | 560 | 0 |  | 0 | 0 | 0 | 0 | 0 | 0 | [6 empty] | 0 | 0 | 0 | 8 | 1950 | 0 | 0 | E | [6 empty] | 0
3 |  | 2930 | 2118 | 3 | IC | 1136 | P | OP | 6 | 1984 | FO2 |  |  | FO2 | NG |  | 12500 | 1136 | 1136 | 0 |  | 0 | 0 | 0 | 0 | 0 | 0 | [6 empty] | 0 | 0 | 0 | 5 | 1984 | 0 | 0 | [7 empty] | 0
3 |  | 2930 | 2118 | 4 | IC | 300 | P | OP | 10 | 1947 | FO2 |  |  | FO2 |  |  | 14000 | 300 | 300 | 0 |  | 0 | 0 | 0 | 0 | 0 | 0 | [6 empty] | 0 | 0 | 0 | 9 | 1947 | 0 | 0 | E | [6 empty] | 0
3 |  | 2930 | 2118 | 5 | IC | 1400 | P | OP | 6 | 1987 | FO2 |  |  | FO2 |  |  | 14000 | 1400 | 1400 | 0 |  | 0 | 0 | 0 | 0 | 0 | 0 | [6 empty] | 0 | 0 | 0 | 6 | 1987 | 0 | 0 | [7 empty] | 0
3 |  | 2930 | 2118 | 6 | IC | 1400 | P | OP | 7 | 1988 | FO2 |  |  | FO2 |  |  | 14000 | 1400 | 1400 | 0 |  | 0 | 0 | 0 | 0 | 0 | 0 | [6 empty] | 0 | 0 | 0 | 7 | 1988 | 0 | 0 | [7 empty] | 0
3 |  | 2930 | 2118 | 7 | IC | 1400 | P | OP | 7 | 1990 | FO2 |  |  | FO2 |  |  | 14000 | 1400 | 1400 | 0 |  | 0 | 0 | 0 | 0 | 0 | 0 | [6 empty] | 0 | 0 | 0 | 7 | 1990 | 0 | 0 | [7 empty] | 0
3 |  | 2931 | 2225 | 1 | IC | 20 |  | SB | 99 | 1927 | FO2 |  |  | FO2 |  |  | 0 | 15 | 15 | 0 |  | 0 | 0 | 0 | 0 | 0 | 0 | [6 empty] | 0 | 0 | 0 | 0 | 1927 | 0 | 0 | E | [6 empty] | 0
3 |  | 2931 | 2225 | 2 | IC | 50 |  | SB | 99 | 1937 | FO2 |  |  | FO2 |  |  | 0 | 50 | 50 | 0 |  | 0 | 0 | 0 | 0 | 0 | 0 | [6 empty] | 0 | 0 | 0 | 0 | 1937 | 0 | 0 | E | [6 empty] | 0
3 |  | 2931 | 2225 | 3 | IC | 120 |  | SB | 99 | 1946 | FO2 |  |  | FO2 |  |  | 0 | 120 | 120 | 0 |  | 0 | 0 | 0 | 0 | 0 | 0 | [6 empty] | 0 | 0 | 0 | 0 | 1946 | 0 | 0 | E | [6 empty] | 0
3 |  | 2931 | 2225 | IC4 | IC | 1050 |  | SB | 99 | 1983 | FO2 |  |  | FO2 |  |  | 0 | 1000 | 1000 | 0 |  | 0 | 0 | 0 | 0 | 0 | 0 | [6 empty] | 0 | 0 | 0 | 0 | 1983 | 0 | 0 | E | [6 empty] | 0
3 |  | 2951 | 1599 | 1 | ST | 542500 | B | OP | 7 | 1968 | FO6 |  |  | FO6 |  |  | 8873 | 569000 | 572000 | 0 |  | 0 | 0 | 0 | 0 | 0 | 0 | [6 empty] | 0 | 0 | 0 | 3 | 1968 | 0 | 0 | [7 empty] | 0
3 |  | 2951 | 1599 | 2 | ST | 529620 | C | OP | 2 | 1976 | FO6 |  |  | FO6 |  |  | 9647 | 580000 | 584000 | 0 |  | 0 | 0 | 0 | 0 | 0 | 0 | [6 empty] | 0 | 0 | 0 | 7 | 1975 | 0 | 0 | [7 empty] | 0
3 |  | 2951 | 7184 | 1 | IC | 1600 | P | SB | 8 | 1989 | FO2 |  |  | FO2 |  |  | 10000 | 1600 | 1600 | 0 |  | 0 | 0 | 0 | 0 | 0 | 0 | [6 empty] | 0 | 0 | 0 | 7 | 1989 | 0 | 0 | [7 empty] | 0
3 |  | 2951 | 7184 | 2 | IC | 1600 | P | SB | 8 | 1989 | FO2 |  |  | FO2 |  |  | 10000 | 1600 | 1600 | 0 |  | 0 | 0 | 0 | 0 | 0 | 0 | [6 empty] | 0 | 0 | 0 | 7 | 1989 | 0 | 0 | [7 empty] | 0
3 |  | 2961 | 1333 | 1 | IC | 700 |  |  | 88 | 1939 |  |  |  | FO2 |  |  | 0 | 0 | 0 | 0 | RE | 1 | 1984 | 0 | 0 | 0 | 0 | [6 empty] | 0 | 0 | 0 | 0 | 1939 | 0 | 0 | E | [6 empty] | 0
3 |  | 2961 | 1333 | 2 | IC | 1000 |  |  | 99 | 1933 |  |  |  | NG | FO2 |  | 0 | 0 | 0 | 0 | RE | 99 | 1975 | 0 | 0 | 0 | 0 | [6 empty] | 0 | 0 | 0 | 0 | 1933 | 0 | 0 | E | [6 empty] | 0
3 |  | 2961 | 1333 | 3 | IC | 300 |  |  | 88 | 1947 |  |  |  | NG | FO2 |  | 0 | 0 | 0 | 0 | RE | 1 | 1984 | 0 | 0 | 0 | 0 | [6 empty] | 0 | 0 | 0 | 0 | 1947 | 0 | 0 | E | [6 empty] | 0
3 |  | 2961 | 1333 | 4 | IC | 200 |  |  | 88 | 1932 |  |  |  | FO2 |  |  | 0 | 0 | 0 | 0 | RE | 1 | 1984 | 0 | 0 | 0 | 0 | [6 empty] | 0 | 0 | 0 | 0 | 1932 | 0 | 0 | E | [6 empty] | 0
3 |  | 2961 | 1333 | 5 | IC | 1000 |  |  | 88 | 1951 |  |  |  | NG | FO2 |  | 0 | 1000 | 1000 | 0 | RE | 12 | 1985 | 0 | 0 | 0 | 0 | [6 empty] | 0 | 0 | 0 | 0 | 1951 | 0 | 0 | E | [6 empty] | 0
3 |  | 2982 | 2783 | 1 | IC | 300 |  |  | 99 | 1950 |  |  |  | FO2 |  |  | 0 | 0 | 0 | 0 | RE | 0 | 0 | 0 | 0 | 0 | 0 | [6 empty] | 0 | 0 | 0 | 0 | 1950 | 0 | 0 | E | [6 empty] | 0
3 |  | 2982 | 2783 | 2 | IC | 1200 | C |  | 12 | 1963 | FO2 |  |  | FO2 |  |  | 0 | 800 | 900 | 0 | RE | 2 | 1990 | 0 | 0 | 0 | 0 | [6 empty] | 0 | 0 | 0 | 11 | 1963 | 0 | 0 | E | [6 empty] | 0
3 |  | 2982 | 2783 | 4 | IC | 250 | C |  | 3 | 1954 | FO2 |  |  | FO2 |  |  | 0 | 100 | 125 | 0 | RE | 2 | 1990 | 0 | 0 | 0 | 0 | [6 empty] | 0 | 0 | 0 | 2 | 1954 | 0 | 0 | E | [6 empty] | 0
3 |  | 2982 | 2783 | 5 | IC | 450 | C |  | 8 | 1954 | FO2 |  |  | FO2 |  |  | 0 | 250 | 300 | 0 | RE | 2 | 1990 | 0 | 0 | 0 | 0 | [6 empty] | 0 | 0 | 0 | 7 | 1954 | 0 | 0 | E | [6 empty] | 0
3 |  | 2982 | 2783 | 6 | IC | 450 |  |  | 8 | 1958 | FO2 |  |  | FO2 |  |  | 0 | 250 | 300 | 0 | RE | 2 | 1990 | 0 | 0 | 0 | 0 | [6 empty] | 0 | 0 | 0 | 7 | 1958 | 0 | 0 | E | [6 empty] | 0
3 |  | 3006 | 2828 | 1 | ST | 615230 | B | OP | 2 | 1967 | FO2 |  |  | BIT |  |  | 9261 | 585000 | 600000 | 0 |  | 0 | 0 | 0 | 0 | 0 | 0 | [6 empty] | 0 | 0 | 0 | 12 | 1966 | 0 | 0 | E | [6 empty] | 0
3 |  | 3006 | 2828 | 2 | ST | 615230 | B | OP | 7 | 1967 | FO2 |  |  | BIT |  |  | 9590 | 585000 | 600000 | 0 |  | 0 | 0 | 0 | 0 | 0 | 0 | [6 empty] | 0 | 0 | 0 | 5 | 1967 | 0 | 0 | E | [6 empty] | 0
3 |  | 3006 | 2828 | 3 | ST | 650000 | B | OP | 9 | 1977 | FO2 |  |  | BIT |  |  | 9834 | 630000 | 630000 | 0 |  | 0 | 0 | 0 | 0 | 0 | 0 | [6 empty] | 0 | 0 | 0 | 6 | 1977 | 0 | 0 | E | [6 empty] | 0
3 |  | 3037 | 936 | 2 | ST | 1000 |  |  | 99 | 1939 |  |  |  | FO2 | NG |  | 0 | 0 | 0 | 0 | RE | 6 | 1977 | 0 | 0 | 0 | 0 | [6 empty] | 0 | 0 | 0 | 0 | 1939 | 0 | 0 | E | [6 empty] | 0
3 |  | 3037 | 936 | 3 | ST | 3000 | P |  | 88 | 1949 |  |  |  | BIT |  |  | 0 | 3000 | 3000 | 0 | RE | 1 | 1985 | 0 | 0 | 0 | 0 | [6 empty] | 0 | 0 | 0 | 0 | 1949 | 0 | 0 | E | [6 empty] | 0
3 |  | 3037 | 936 | 4 | IC | 300 | P | OP | 88 | 1959 | FO2 |  |  | FO2 |  |  | 12000 | 350 | 350 | 0 |  | 0 | 0 | 0 | 0 | 0 | 0 | [6 empty] | 0 | 0 | 0 | 0 | 1959 | 0 | 0 | E | [6 empty] | 0
3 |  | 3037 | 936 | 5 | IC | 300 | P | OP | 88 | 1959 | FO2 |  |  | FO2 |  |  | 12000 | 350 | 350 | 0 |  | 0 | 0 | 0 | 0 | 0 | 0 | [6 empty] | 0 | 0 | 0 | 0 | 1959 | 0 | 0 | E | [6 empty] | 0
3 |  | 3037 | 936 | 6 | IC | 300 | P | OP | 88 | 1959 | FO2 |  |  | FO2 |  |  | 12000 | 350 | 350 | 0 |  | 0 | 0 | 0 | 0 | 0 | 0 | [6 empty] | 0 | 0 | 0 | 0 | 1959 | 0 | 0 | E | [6 empty] | 0
3 |  | 3037 | 936 | 7 | IC | 2000 | P | OP | 88 | 1964 | FO2 |  |  | FO2 | NG |  | 12000 | 2000 | 2000 | 0 |  | 0 | 0 | 0 | 0 | 0 | 0 | [6 empty] | 0 | 0 | 0 | 0 | 1964 | 0 | 0 | E | [6 empty] | 0
3 |  | 3037 | 936 | 8 | IC | 3000 | P | OP | 88 | 1971 | FO2 |  |  | FO2 | NG |  | 12000 | 3000 | 3000 | 0 |  | 0 | 0 | 0 | 0 | 0 | 0 | [6 empty] | 0 | 0 | 0 | 0 | 1971 | 0 | 0 | E | [6 empty] | 0
3 |  | 3040 | 937 | 5 | IC | 690 | P | OP | 88 | 1945 | NG | FO2 |  | NG | FO2 |  | 10500 | 500 | 500 | 0 |  | 0 | 0 | 0 | 0 | 0 | 0 | [6 empty] | 0 | 0 | 0 | 0 | 1945 | 0 | 0 | E | [6 empty] | 0
3 |  | 3040 | 937 | 6 | IC | 731 | P | OP | 88 | 1939 | FO2 |  |  | FO2 |  |  | 11000 | 500 | 500 | 0 |  | 0 | 0 | 0 | 0 | 0 | 0 | [6 empty] | 0 | 0 | 0 | 0 | 1939 | 0 | 0 | E | [6 empty] | 0
3 |  | 3040 | 937 | 7 | IC | 1125 | P | OP | 88 | 1948 | FO2 |  |  | FO2 |  |  | 9000 | 750 | 750 | 0 |  | 0 | 0 | 0 | 0 | 0 | 0 | [6 empty] | 0 | 0 | 0 | 0 | 1948 | 0 | 0 | E | [6 empty] | 0
3 |  | 3040 | 937 | 8 | IC | 1400 | P | OP | 88 | 1951 | NG | FO2 |  | NG | FO2 |  | 9000 | 1100 | 1100 | 0 |  | 0 | 0 | 0 | 0 | 0 | 0 | [6 empty] | 0 | 0 | 0 | 0 | 1951 | 0 | 0 | E | [6 empty] | 0
3 |  | 3040 | 937 | 9 | IC | 1750 | P | OP | 88 | 1958 | NG | FO2 |  | NG | FO2 |  | 11000 | 1400 | 1400 | 0 |  | 0 | 0 | 0 | 0 | 0 | 0 | [6 empty] | 0 | 0 | 0 | 0 | 1958 | 0 | 0 | E | [6 empty] | 0
3 |  | 3040 | 937 | 10 | IC | 1750 | P | OP | 88 | 1958 | NG | FO2 |  | NG | FO2 |  | 11000 | 1400 | 1400 | 0 |  | 0 | 0 | 0 | 0 | 0 | 0 | [6 empty] | 0 | 0 | 0 | 0 | 1958 | 0 | 0 | E | [6 empty] | 0
3 |  | 3040 | 937 | 11 | IC | 2750 | P | OP | 88 | 1963 | NG | FO2 |  | NG | FO2 |  | 10600 | 2400 | 2400 | 0 |  | 0 | 0 | 0 | 0 | 0 | 0 | [6 empty] | 0 | 0 | 0 | 0 | 1963 | 0 | 0 | E | [6 empty] | 0
3 |  | 3040 | 937 | 12 | IC | 2050 | P | OP | 88 | 1967 | NG | FO2 |  | NG | FO2 |  | 11000 | 1850 | 1850 | 0 |  | 0 | 0 | 0 | 0 | 0 | 0 | [6 empty] | 0 | 0 | 0 | 0 | 1967 | 0 | 0 | E | [6 empty] | 0
3 |  | 3040 | 937 | 13 | IC | 4415 | P | OP | 88 | 1973 | NG | FO2 |  | NG | FO2 |  | 8500 | 3800 | 3800 | 0 |  | 0 | 0 | 0 | 0 | 0 | 0 | [6 empty] | 0 | 0 | 0 | 0 | 1973 | 0 | 0 | E | [6 empty] | 0
3 |  | 3046 | 2706 | 1 | ST | 206635 | C | OP | 5 | 1964 | FO2 |  |  | BIT |  |  | 9567 | 198000 | 200000 | 0 |  | 0 | 0 | 0 | 0 | 0 | 0 | [6 empty] | 0 | 0 | 0 | 3 | 1964 | 0 | 0 | E | [6 empty] | 0
3 |  | 3046 | 2706 | 2 | ST | 207000 | C | OP | 5 | 1971 | FO2 |  |  | BIT |  |  | 9870 | 194000 | 194000 | 0 |  | 0 | 0 | 0 | 0 | 0 | 0 | [6 empty] | 0 | 0 | 0 | 2 | 1971 | 0 | 0 | E | [6 empty] | 0
3 |  | 3046 | 2707 | 1 | HC | 3200 | P | OP | 88 | 1911 | WAT |  |  | WAT |  |  | 0 | 3300 | 3102 | 0 |  | 0 | 0 | 0 | 0 | 0 | 0 | [6 empty] | 0 | 0 | 0 | 0 | 1911 | 0 | 0 | E |  | E |  |  |  |  | 0
3 |  | 3046 | 2707 | 2 | HC | 3200 | P | OP | 88 | 1911 | WAT |  |  | WAT |  |  | 0 | 3300 | 3102 | 0 |  | 0 | 0 | 0 | 0 | 0 | 0 | [6 empty] | 0 | 0 | 0 | 0 | 1911 | 0 | 0 | E |  | E |  |  |  |  | 0
3 |  | 3046 | 2707 | 3 | HC | 3200 | P | OP | 88 | 1911 | WAT |  |  | WAT |  |  | 0 | 3400 | 3102 | 0 |  | 0 | 0 | 0 | 0 | 0 | 0 | [6 empty] | 0 | 0 | 0 | 0 | 1911 | 0 | 0 | E |  | E |  |  |  |  | 0
3 |  | 3046 | 2707 | 4 | HC | 5000 | P | OP | 88 | 1911 | WAT |  |  | WAT |  |  | 0 | 4000 | 4902 | 0 |  | 0 | 0 | 0 | 0 | 0 | 0 | [6 empty] | 0 | 0 | 0 | 0 | 1911 | 0 | 0 | E |  | E |  |  |  |  | 0
3 |  | 3046 | 2707 | 5 | HC | 5000 | P | OP | 88 | 1911 | WAT |  |  | WAT |  |  | 0 | 4000 | 4902 | 0 |  | 0 | 0 | 0 | 0 | 0 | 0 | [6 empty] | 0 | 0 | 0 | 0 | 1911 | 0 | 0 | E |  | E |  |  |  |  | 0
3 |  | 3046 | 2707 | 6 | HC | 5000 | P | OP | 88 | 1911 | WAT |  |  | WAT |  |  | 0 | 4000 | 4902 | 0 |  | 0 | 0 | 0 | 0 | 0 | 0 | [6 empty] | 0 | 0 | 0 | 0 | 1911 | 0 | 0 | E |  | E |  |  |  |  | 0
3 |  | 3046 | 2707 | GT1 | GT | 17500 | P | OP | 5 | 1971 | FO2 |  |  | FO2 |  |  | 0 | 13000 | 17000 | 0 |  | 0 | 0 | 0 | 0 | 0 | 0 | [6 empty] | 0 | 0 | 0 | 4 | 1971 | 0 | 0 | E | [6 empty] | 0
3 |  | 3046 | 2707 | GT2 | GT | 17500 | P | OP | 5 | 1971 | FO2 |  |  | FO2 |  |  | 0 | 13000 | 17000 | 0 |  | 0 | 0 | 0 | 0 | 0 | 0 | [6 empty] | 0 | 0 | 0 | 4 | 1971 | 0 | 0 | E | [6 empty] | 0
3 |  | 3046 | 2707 | GT3 | GT | 17500 | P | OP | 5 | 1971 | FO2 |  |  | FO2 |  |  | 0 | 13000 | 17000 | 0 |  | 0 | 0 | 0 | 0 | 0 | 0 | [6 empty] | 0 | 0 | 0 | 4 | 1971 | 0 | 0 | E | [6 empty] | 0
3 |  | 3046 | 2707 | GT4 | GT | 17500 | P | OP | 7 | 1971 | FO2 |  |  | FO2 |  |  | 0 | 13000 | 17000 | 0 |  | 0 | 0 | 0 | 0 | 0 | 0 | [6 empty] | 0 | 0 | 0 | 6 | 1971 | 0 | 0 | E | [6 empty] | 0
3 |  | 3046 | 2708 | 1 | CW | 15000 | P | OP | 12 | 1923 | WH |  |  | WH |  |  | 0 | 14000 | 17000 | 0 |  | 0 | 0 | 0 | 0 | 0 | 0 | [6 empty] | 0 | 0 | 0 | 11 | 1923 | 0 | 0 | E | [6 empty] | 0
3 |  | 3046 | 2708 | 2 | CW | 15000 | P | OP | 10 | 1924 | WH |  |  | WH |  |  | 0 | 14000 | 17000 | 0 |  | 0 | 0 | 0 | 0 | 0 | 0 | [6 empty] | 0 | 0 | 0 | 9 | 1924 | 0 | 0 | E | [6 empty] | 0
3 |  | 3046 | 2708 | 3 | ST | 31250 |  | SC | 8 | 1942 | FO2 |  |  | BIT |  |  | 11690 | 32500 | 32500 | 0 |  | 0 | 0 | 0 | 0 | 0 | 0 | [6 empty] | 0 | 0 | 0 | 7 | 1942 | 0 | 0 | E | [6 empty] | 0
3 |  | 3046 | 2708 | 4 | ST | 31250 |  | SC | 6 | 1943 | FO2 |  |  | BIT |  |  | 11690 | 32500 | 32500 | 0 |  | 0 | 0 | 0 | 0 | 0 | 0 | [6 empty] | 0 | 0 | 0 | 5 | 1943 | 0 | 0 | E | [6 empty] | 0
3 |  | 3046 | 2708 | 5 | ST | 140625 | C | OP | 12 | 1956 | FO2 |  |  | BIT |  |  | 9506 | 143000 | 148000 | 0 |  | 0 | 0 | 0 | 0 | 0 | 0 | [6 empty] | 0 | 0 | 0 | 11 | 1956 | 0 | 0 | E | [6 empty] | 0
3 |  | 3046 | 2708 | 6 | ST | 187850 | C | OP | 7 | 1958 | FO2 |  |  | BIT |  |  | 9699 | 173000 | 175000 | 0 |  | 0 | 0 | 0 | 0 | 0 | 0 | [6 empty] | 0 | 0 | 0 | 6 | 1958 | 0 | 0 | E | [6 empty] | 0
3 |  | 3046 | 2708 | 1A | CT | 18000 | P | OP | 6 | 1969 | FO2 |  |  | FO2 |  |  | 0 | 14000 | 18000 | 0 |  | 0 | 0 | 0 | 0 | 0 | 0 | [6 empty] | 0 | 0 | 0 | 5 | 1969 | 0 | 0 | E | [6 empty] | 0
3 |  | 3046 | 2708 | 1B | CT | 18000 | P | OP | 6 | 1969 | FO2 |  |  | FO2 |  |  | 0 | 14000 | 18000 | 0 |  | 0 | 0 | 0 | 0 | 0 | 0 | [6 empty] | 0 | 0 | 0 | 5 | 1969 | 0 | 0 | E | [6 empty] | 0
3 |  | 3046 | 2708 | 2A | CT | 18000 | P | OP | 6 | 1969 | FO2 |  |  | FO2 |  |  | 0 | 14000 | 18000 | 0 |  | 0 | 0 | 0 | 0 | 0 | 0 | [6 empty] | 0 | 0 | 0 | 5 | 1969 | 0 | 0 | E | [6 empty] | 0
3 |  | 3046 | 2708 | 2B | CT | 18000 | P | OP | 6 | 1969 | FO2 |  |  | FO2 |  |  | 0 | 14000 | 18000 | 0 |  | 0 | 0 | 0 | 0 | 0 | 0 | [6 empty] | 0 | 0 | 0 | 5 | 1969 | 0 | 0 | E | [6 empty] | 0
3 |  | 3046 | 2709 | 1 | ST | 75000 | C | OP | 6 | 1952 | FO2 |  |  | BIT |  |  | 10895 | 79000 | 84000 | 0 |  | 0 | 0 | 0 | 0 | 0 | 0 | [6 empty] | 0 | 0 | 0 | 5 | 1952 | 0 | 0 | E | [6 empty] | 0
3 |  | 3046 | 2709 | 2 | ST | 75000 | C | OP | 5 | 1951 | FO2 |  |  | BIT |  |  | 11216 | 76000 | 80000 | 0 |  | 0 | 0 | 0 | 0 | 0 | 0 | [6 empty] | 0 | 0 | 0 | 4 | 1951 | 0 | 0 | E | [6 empty] | 0
3 |  | 3046 | 2709 | 3 | ST | 252450 | C | OP | 8 | 1962 | FO2 |  |  | BIT |  |  | 9357 | 252000 | 257000 | 0 |  | 0 | 0 | 0 | 0 | 0 | 0 | [6 empty] | 0 | 0 | 0 | 6 | 1962 | 0 | 0 | E | [6 empty] | 0
3 |  | 3046 | 2709 | GT1 | GT | 16320 | P | OP | 3 | 1968 | FO2 |  |  | FO2 |  |  | 0 | 14000 | 18000 | 0 |  | 0 | 0 | 0 | 0 | 0 | 0 | [6 empty] | 0 | 0 | 0 | 2 | 1968 | 0 | 0 | E | [6 empty] | 0
3 |  | 3046 | 2709 | GT2 | GT | 29950 | P | OP | 5 | 1971 | FO2 |  |  | FO2 |  |  | 0 | 27000 | 32000 | 0 |  | 0 | 0 | 0 | 0 | 0 | 0 | [6 empty] | 0 | 0 | 0 | 4 | 1971 | 0 | 0 | E | [6 empty] | 0
3 |  | 3046 | 2709 | GT3 | GT | 29950 | P | OP | 8 | 1971 | FO2 |  |  | FO2 |  |  | 0 | 25000 | 32000 | 0 |  | 0 | 0 | 0 | 0 | 0 | 0 | [6 empty] | 0 | 0 | 0 | 7 | 1971 | 0 | 0 | E | [6 empty] | 0
3 |  | 3046 | 2709 | GT4 | GT | 29950 | P | OP | 8 | 1971 | FO2 |  |  | FO2 |  |  | 0 | 25000 | 32000 | 0 |  | 0 | 0 | 0 | 0 | 0 | 0 | [6 empty] | 0 | 0 | 0 | 7 | 1971 | 0 | 0 | E | [6 empty] | 0
3 | C779 | 3046 | 2710 | 1 | HC | 1500 | P |  | 88 | 1910 |  |  |  | WAT |  |  | 0 | 1000 | 500 | 0 | RE | 1 | 1985 | 0 | 0 | 0 | 0 | [6 empty] | 0 | 0 | 0 | 0 | 1910 | 0 | 0 | E | [6 empty] | 0
3 | C779 | 3046 | 2710 | 2 | HC | 1500 | P |  | 88 | 1910 | WAT |  |  | WAT |  |  | 0 | 0 | 0 | 0 | RE | 1 | 1985 | 0 | 0 | 0 | 0 | [6 empty] | 0 | 0 | 0 | 0 | 1910 | 0 | 0 | E | [6 empty] | 0
3 |  | 3046 | 2710 | HC1 | HC | 2500 | P | OP | 1 | 1985 | WAT |  |  | WAT |  |  | 0 | 2500 | 2500 | 0 |  | 0 | 0 | 0 | 0 | 0 | 0 | [6 empty] | 0 | 0 | 0 | 12 | 1984 | 0 | 0 | [7 empty] | 0
3 |  | 3046 | 2710 | HC2 | HC | 2500 | P | OP | 1 | 1985 | WAT |  |  | WAT |  |  | 0 | 2500 | 2500 | 0 |  | 0 | 0 | 0 | 0 | 0 | 0 | [6 empty] | 0 | 0 | 0 | 1 | 1985 | 0 | 0 | [7 empty] | 0
3 |  | 3046 | 2711 | GT1 | GT | 16320 | P | OP | 1 | 1968 | FO2 |  |  | FO2 |  |  | 0 | 15000 | 18000 | 0 |  | 0 | 0 | 0 | 0 | 0 | 0 | [6 empty] | 0 | 0 | 0 | 12 | 1967 | 0 | 0 | E | [6 empty] | 0
3 |  | 3046 | 2712 | 1 | ST | 410850 | C | OP | 5 | 1966 | FO2 |  |  | BIT |  |  | 9544 | 385000 | 390000 | 0 |  | 0 | 0 | 0 | 0 | 0 | 0 | [6 empty] | 0 | 0 | 0 | 3 | 1966 | 0 | 0 | E | [6 empty] | 0
3 |  | 3046 | 2712 | 2 | ST | 657000 | B | OP | 5 | 1968 | FO2 |  |  | BIT |  |  | 9417 | 670000 | 675000 | 0 |  | 0 | 0 | 0 | 0 | 0 | 0 | [6 empty] | 0 | 0 | 0 | 3 | 1968 | 0 | 0 | E | [6 empty] | 0
3 |  | 3046 | 2712 | 3 | ST | 745200 | B | OP | 7 | 1973 | FO2 |  |  | BIT |  |  | 9486 | 707000 | 715000 | 0 |  | 0 | 0 | 0 | 0 | 0 | 0 | [6 empty] | 0 | 0 | 0 | 4 | 1973 | 0 | 0 | E | [6 empty] | 0
3 |  | 3046 | 2712 | 4 | ST | 745200 | B | OP | 9 | 1980 | FO2 |  |  | BIT |  |  | 9548 | 700000 | 710000 | 0 |  | 0 | 0 | 0 | 0 | 0 | 0 | [6 empty] | 0 | 0 | 0 | 5 | 1980 | 0 | 0 | E | [6 empty] | 0
3 |  | 3046 | 2712 | GT1 | GT | 16320 | P | OP | 2 | 1968 | FO2 |  |  | FO2 |  |  | 0 | 15000 | 18000 | 0 |  | 0 | 0 | 0 | 0 | 0 | 0 | [6 empty] | 0 | 0 | 0 | 1 | 1968 | 0 | 0 | E | [6 empty] | 0
3 |  | 3046 | 2713 | 1 | ST | 112500 | C | OP | 8 | 1954 | FO2 |  |  | BIT |  |  | 11620 | 97000 | 105000 | 0 |  | 0 | 0 | 0 | 0 | 0 | 0 | [6 empty] | 0 | 0 | 0 | 7 | 1954 | 0 | 0 | E | [6 empty] | 0
3 |  | 3046 | 2713 | 2 | ST | 112500 | C | OP | 5 | 1955 | FO2 |  |  | BIT |  |  | 10660 | 106000 | 108000 | 0 |  | 0 | 0 | 0 | 0 | 0 | 0 | [6 empty] | 0 | 0 | 0 | 4 | 1955 | 0 | 0 | E | [6 empty] | 0
3 |  | 3046 | 2713 | 3 | ST | 446616 | C | OP | 6 | 1972 | FO2 |  |  | BIT |  |  | 9603 | 410000 | 416000 | 0 |  | 0 | 0 | 0 | 0 | 0 | 0 | [6 empty] | 0 | 0 | 0 | 3 | 1972 | 0 | 0 | E | [6 empty] | 0
3 |  | 3046 | 2713 | GTA | GT | 37500 | P | OP | 6 | 1969 | FO2 |  |  | FO2 |  |  | 0 | 26000 | 33000 | 0 |  | 0 | 0 | 0 | 0 | 0 | 0 | [6 empty] | 0 | 0 | 0 | 5 | 1969 | 0 | 0 | E | [6 empty] | 0
3 |  | 3046 | 2713 | GTB | GT | 37500 | P | OP | 5 | 1969 | FO2 |  |  | FO2 |  |  | 0 | 25000 | 33000 | 0 |  | 0 | 0 | 0 | 0 | 0 | 0 | [6 empty] | 0 | 0 | 0 | 4 | 1969 | 0 | 0 | E | [6 empty] | 0
3 |  | 3046 | 2713 | GT1 | GT | 16320 | P | OP | 2 | 1968 | FO2 |  |  | FO2 |  |  | 0 | 13000 | 18000 | 0 |  | 0 | 0 | 0 | 0 | 0 | 0 | [6 empty] | 0 | 0 | 0 | 1 | 1968 | 0 | 0 | E | [6 empty] | 0
3 |  | 3046 | 2714 | 1 | HC | 22000 | P | OP | 88 | 1928 | WAT |  |  | WAT |  |  | 0 | 21000 | 21000 | 0 |  | 0 | 0 | 0 | 0 | 0 | 0 | [6 empty] | 0 | 0 | 0 | 0 | 1928 | 0 | 0 | E | [6 empty] | 0
3 |  | 3046 | 2714 | 2 | HC | 18000 | P | OP | 88 | 1928 | WAT |  |  | WAT |  |  | 0 | 18500 | 18500 | 0 |  | 0 | 0 | 0 | 0 | 0 | 0 | [6 empty] | 0 | 0 | 0 | 0 | 1928 | 0 | 0 | E | [6 empty] | 0
3 |  | 3046 | 2714 | 3 | HC | 22000 | P | OP | 88 | 1928 | WAT |  |  | WAT |  |  | 0 | 21000 | 21000 | 0 |  | 0 | 0 | 0 | 0 | 0 | 0 | [6 empty] | 0 | 0 | 0 | 0 | 1928 | 0 | 0 | E | [6 empty] | 0
3 |  | 3046 | 2714 | 4 | HC | 22000 | P | OP | 88 | 1960 | WAT |  |  | WAT |  |  | 0 | 25500 | 25500 | 0 |  | 0 | 0 | 0 | 0 | 0 | 0 | [6 empty] | 0 | 0 | 0 | 0 | 1960 | 0 | 0 | E | [6 empty] | 0
3 |  | 3046 | 2715 | 1 | HC | 36000 | P | OP | 88 | 1929 | WAT |  |  | WAT |  |  | 0 | 35000 | 37131 | 0 |  | 0 | 0 | 0 | 0 | 0 | 0 | [6 empty] | 0 | 0 | 0 | 0 | 1929 | 0 | 0 | E |  | E |  |  |  |  | 0
3 |  | 3046 | 2715 | 2 | HC | 36000 | P | OP | 88 | 1929 | WAT |  |  | WAT |  |  | 0 | 35000 | 37131 | 0 |  | 0 | 0 | 0 | 0 | 0 | 0 | [6 empty] | 0 | 0 | 0 | 0 | 1929 | 0 | 0 | E |  | E |  |  |  |  | 0
3 |  | 3046 | 2715 | 3 | HC | 36000 | P | OP | 88 | 1930 | WAT |  |  | WAT |  |  | 0 | 35000 | 37131 | 0 |  | 0 | 0 | 0 | 0 | 0 | 0 | [6 empty] | 0 | 0 | 0 | 0 | 1930 | 0 | 0 | E |  | E |  |  |  |  | 0
3 |  | 3046 | 2716 | 1 | ST | 46000 | C | OP | 9 | 1949 | FO2 |  |  | BIT |  |  | 12037 | 49000 | 49000 | 0 |  | 0 | 0 | 0 | 0 | 0 | 0 | [6 empty] | 0 | 0 | 0 | 8 | 1949 | 0 | 0 | E | [6 empty] | 0
3 |  | 3046 | 2716 | 2 | ST | 46000 | C | OP | 6 | 1950 | FO2 |  |  | BIT |  |  | 12208 | 49000 | 49000 | 0 |  | 0 | 0 | 0 | 0 | 0 | 0 | [6 empty] | 0 | 0 | 0 | 5 | 1950 | 0 | 0 | E | [6 empty] | 0
3 |  | 3046 | 2716 | 3 | ST | 73500 | C | OP | 8 | 1952 | FO2 |  |  | BIT |  |  | 10215 | 78000 | 79000 | 0 |  | 0 | 0 | 0 | 0 | 0 | 0 | [6 empty] | 0 | 0 | 0 | 7 | 1952 | 0 | 0 | E | [6 empty] | 0
3 |  | 3046 | 2716 | GT1 | GT | 39746 | P | OP | 5 | 1970 | FO2 | NG |  | FO2 | NG |  | 0 | 35000 | 42000 | 0 |  | 0 | 0 | 0 | 0 | 0 | 0 | [6 empty] | 0 | 0 | 0 | 4 | 1970 | 0 | 0 | E | [6 empty] | 0
3 |  | 3046 | 2716 | GT2 | GT | 39746 | P | OP | 5 | 1970 | FO2 | NG |  | FO2 | NG |  | 0 | 35000 | 42000 | 0 |  | 0 | 0 | 0 | 0 | 0 | 0 | [6 empty] | 0 | 0 | 0 | 4 | 1970 | 0 | 0 | E | [6 empty] | 0
3 |  | 3046 | 2716 | GT3 | GT | 48600 | P | OP | 4 | 1971 | FO2 | NG |  | FO2 | NG |  | 0 | 34000 | 42000 | 0 |  | 0 | 0 | 0 | 0 | 0 | 0 | [6 empty] | 0 | 0 | 0 | 3 | 1971 | 0 | 0 | E | [6 empty] | 0
3 |  | 3046 | 2716 | GT4 | GT | 48600 | P | OP | 4 | 1971 | FO2 | NG |  | FO2 | NG |  | 0 | 34000 | 42000 | 0 |  | 0 | 0 | 0 | 0 | 0 | 0 | [6 empty] | 0 | 0 | 0 | 3 | 1971 | 0 | 0 | E | [6 empty] | 0
3 |  | 3046 | 3250 | 1 | GT | 66827 | P | OP | 8 | 1974 | NG | FO2 |  | NG | FO2 |  | 0 | 52000 | 64000 | 0 |  | 0 | 0 | 0 | 0 | 0 | 0 | [6 empty] | 0 | 0 | 0 | 7 | 1974 | 0 | 0 | E | [6 empty] | 0
3 |  | 3046 | 3250 | 2 | GT | 65805 | P | OP | 8 | 1974 | LPG | FO2 |  | LPG | FO2 |  | 0 | 52000 | 64000 | 0 |  | 0 | 0 | 0 | 0 | 0 | 0 | [6 empty] | 0 | 0 | 0 | 7 | 1974 | 0 | 0 | E | [6 empty] | 0
3 |  | 3046 | 3250 | 3 | GT | 66827 | P | OP | 8 | 1974 | NG | FO2 |  | NG | FO2 |  | 0 | 52000 | 64000 | 0 |  | 0 | 0 | 0 | 0 | 0 | 0 | [6 empty] | 0 | 0 | 0 | 7 | 1974 | 0 | 0 | E | [6 empty] | 0
3 |  | 3046 | 3250 | 4 | GT | 65805 | P | OP | 8 | 1974 | LPG | FO2 |  | LPG | FO2 |  | 0 | 52000 | 64000 | 0 |  | 0 | 0 | 0 | 0 | 0 | 0 | [6 empty] | 0 | 0 | 0 | 7 | 1974 | 0 | 0 | E | [6 empty] | 0
3 |  | 3046 | 3250 | 5 | GT | 66827 | P | OP | 3 | 1975 | NG | FO2 |  | NG | FO2 |  | 0 | 52000 | 64000 | 0 |  | 0 | 0 | 0 | 0 | 0 | 0 | [6 empty] | 0 | 0 | 0 | 2 | 1975 | 0 | 0 | E | [6 empty] | 0
3 |  | 3046 | 3250 | 6 | GT | 65805 | P | OP | 8 | 1974 | LPG | FO2 |  | LPG | FO2 |  | 0 | 52000 | 64000 | 0 |  | 0 | 0 | 0 | 0 | 0 | 0 | [6 empty] | 0 | 0 | 0 | 7 | 1974 | 0 | 0 | E | [6 empty] | 0
3 |  | 3046 | 3250 | 7 | GT | 66827 | P | OP | 7 | 1975 | NG | FO2 |  | NG | FO2 |  | 0 | 52000 | 64000 | 0 |  | 0 | 0 | 0 | 0 | 0 | 0 | [6 empty] | 0 | 0 | 0 | 6 | 1975 | 0 | 0 | E | [6 empty] | 0
3 |  | 3046 | 3250 | 8 | GT | 65805 | P | OP | 8 | 1974 | LPG | FO2 |  | LPG | FO2 |  | 0 | 52000 | 64000 | 0 |  | 0 | 0 | 0 | 0 | 0 | 0 | [6 empty] | 0 | 0 | 0 | 7 | 1974 | 0 | 0 | E | [6 empty] | 0
3 |  | 3046 | 3250 | 9 | GT | 66827 | P | OP | 9 | 1974 | LPG | FO2 |  | LPG | FO2 |  | 0 | 52000 | 64000 | 0 |  | 0 | 0 | 0 | 0 | 0 | 0 | [6 empty] | 0 | 0 | 0 | 8 | 1974 | 0 | 0 | E | [6 empty] | 0
3 |  | 3046 | 3250 | 10 | GT | 65805 | P | OP | 8 | 1974 | LPG | FO2 |  | LPG | FO2 |  | 0 | 52000 | 64000 | 0 |  | 0 | 0 | 0 | 0 | 0 | 0 | [6 empty] | 0 | 0 | 0 | 7 | 1974 | 0 | 0 | E | [6 empty] | 0
3 |  | 3046 | 3250 | 11 | GT | 66827 | P | OP | 9 | 1974 | LPG | FO2 |  | LPG | FO2 |  | 0 | 52000 | 64000 | 0 |  | 0 | 0 | 0 | 0 | 0 | 0 | [6 empty] | 0 | 0 | 0 | 8 | 1974 | 0 | 0 | E | [6 empty] | 0
3 |  | 3046 | 3251 | 1 | ST | 206635 | C | OP | 5 | 1960 | FO2 |  |  | BIT |  |  | 9463 | 174000 | 185000 | 0 |  | 0 | 0 | 0 | 0 | 0 | 0 | [6 empty] | 0 | 0 | 0 | 4 | 1960 | 0 | 0 | E | [6 empty] | 0
3 |  | 3046 | 3251 | 2 | NP | 768681 | B | OP | 3 | 1971 | UR |  |  | UR |  |  | 10650 | 683000 | 718000 | 0 |  | 0 | 0 | 0 | 0 | 0 | 0 | [6 empty] | 0 | 0 | 700000 | 9 | 1970 | 0 | 0 | [7 empty] | 0
3 |  | 3046 | 3251 | GT1 | GT | 16320 | P | OP | 3 | 1968 | NG | FO2 |  | NG | FO2 |  | 0 | 15000 | 18000 | 0 |  | 0 | 0 | 0 | 0 | 0 | 0 | [6 empty] | 0 | 0 | 0 | 2 | 1968 | 0 | 0 | E | [6 empty] | 0
3 |  | 3046 | 6014 | 1 | NB | 866700 | B | OP | 3 | 1977 | UR |  |  | UR |  |  | 10605 | 767000 | 767000 | 0 |  | 0 | 0 | 0 | 0 | 0 | 0 | [6 empty] | 0 | 0 | 821000 | 11 | 1976 | 0 | 0 | [7 empty] | 0
3 |  | 3046 | 6014 | 2 | NB | 866700 | B | OP | 11 | 1975 | UR |  |  | UR |  |  | 10736 | 754000 | 754000 | 0 |  | 0 | 0 | 0 | 0 | 0 | 0 | [6 empty] | 0 | 0 | 821000 | 12 | 1974 | 0 | 0 | [7 empty] | 0
3 |  | 3046 | 6015 | 1 | NP | 950950 | B | OP | 5 | 1987 | UR |  |  | UR |  |  | 10908 | 860000 | 860000 | 0 |  | 0 | 0 | 3 | 1977 | 1 | 1987 | LO | FI | RE |  |  |  | 0 | 0 | 915000 | 1 | 1987 | 0 | 0 | [7 empty] | 0
3 |  | 3046 | 6015 | 2 | NP | 0 |  |  | 0 | 0 | [6 empty] | 0 | 0 | 0 | 950000 | CN | 1 | 1984 | 3 | 1978 | 88 | 1988 |  |  |  | UR |  |  | 0 | 0 | 0 | 0 | 0 | 0 | 0 | [7 empty] | 0
3 |  | 3046 | 6015 | 3 | NP | 0 |  |  | 0 | 0 | [6 empty] | 0 | 0 | 0 | 950000 | CN | 88 | 1981 | 3 | 1980 | 88 | 1988 |  |  |  | UR |  |  | 0 | 0 | 0 | 0 | 0 | 0 | 0 | [7 empty] | 0
3 |  | 3046 | 6015 | 4 | NP | 0 |  |  | 0 | 0 | [6 empty] | 0 | 0 | 0 | 950000 | CN | 88 | 1981 | 3 | 1979 | 88 | 1988 |  |  |  | UR |  |  | 0 | 0 | 0 | 0 | 0 | 0 | 0 | [7 empty] | 0
3 |  | 3046 | 6250 | 1 | ST | 735840 | B | OP | 3 | 1983 | FO2 |  |  | BIT |  |  | 9539 | 745000 | 750000 | 0 |  | 0 | 0 | 0 | 0 | 0 | 0 | [6 empty] | 0 | 0 | 0 | 12 | 1982 | 0 | 0 | [7 empty] | 0
3 |  | 3046 | 6250 | 2 | ST | 0 |  |  | 0 | 0 | [6 empty] | 0 | 0 | 0 | 735840 | CN | 3 | 1987 | 3 | 1980 | 3 | 1992 | RE |  |  | BIT |  |  | 690000 | 690000 | 0 | 0 | 0 | 680000 | 694000 | [7 empty] | 0
3 |  | 3082 | 2120 | 1 | IC | 352 | B | SB | 88 | 1941 | FO2 |  |  | FO2 |  |  | 0 | 350 | 350 | 0 |  | 0 | 0 | 0 | 0 | 0 | 0 | [6 empty] | 0 | 0 | 0 | 0 | 1941 | 0 | 0 | E | [6 empty] | 0
3 |  | 3082 | 2120 | 2 | IC | 352 | B | SB | 88 | 1941 | FO2 |  |  | FO2 |  |  | 0 | 350 | 350 | 0 |  | 0 | 0 | 0 | 0 | 0 | 0 | [6 empty] | 0 | 0 | 0 | 0 | 1941 | 0 | 0 | E | [6 empty] | 0
3 |  | 3082 | 2120 | 3 | IC | 1825 | B | OP | 88 | 1947 | FO2 |  |  | NG | FO2 |  | 0 | 1825 | 1825 | 0 |  | 0 | 0 | 0 | 0 | 0 | 0 | [6 empty] | 0 | 0 | 0 | 0 | 1947 | 0 | 0 | E | [6 empty] | 0
3 |  | 3082 | 2120 | 4 | IC | 840 | B | OP | 88 | 1963 | FO2 |  |  | NG | FO2 |  | 0 | 700 | 750 | 0 |  | 0 | 0 | 0 | 0 | 0 | 0 | [6 empty] | 0 | 0 | 0 | 0 | 1963 | 0 | 0 | E | [6 empty] | 0
3 |  | 3082 | 2120 | 5 | IC | 900 | B | OP | 88 | 1951 | FO2 |  |  | NG | FO2 |  | 0 | 850 | 850 | 0 |  | 0 | 0 | 0 | 0 | 0 | 0 | [6 empty] | 0 | 0 | 0 | 0 | 1951 | 0 | 0 | E | [6 empty] | 0
3 |  | 3082 | 2120 | 6 | IC | 1100 | B | OP | 88 | 1956 | FO2 |  |  | NG | FO2 |  | 0 | 1000 | 1100 | 0 |  | 0 | 0 | 0 | 0 | 0 | 0 | [6 empty] | 0 | 0 | 0 | 0 | 1956 | 0 | 0 | E | [6 empty] | 0
3 |  | 3082 | 2120 | 7 | IC | 2500 | B | OP | 88 | 1959 | FO2 |  |  | NG | FO2 |  | 0 | 2500 | 2500 | 0 |  | 0 | 0 | 0 | 0 | 0 | 0 | [6 empty] | 0 | 0 | 0 | 0 | 1959 | 0 | 0 | E | [6 empty] | 0
3 |  | 3082 | 2120 | 8 | IC | 4100 | B | OP | 88 | 1966 | FO2 |  |  | NG | FO2 |  | 0 | 3750 | 3750 | 0 |  | 0 | 0 | 0 | 0 | 0 | 0 | [6 empty] | 0 | 0 | 0 | 0 | 1966 | 0 | 0 | E | [6 empty] | 0
3 |  | 3082 | 2120 | 9 | IC | 4100 | B | OP | 88 | 1970 | FO2 |  |  | NG | FO2 |  | 0 | 3750 | 3750 | 0 |  | 0 | 0 | 0 | 0 | 0 | 0 | [6 empty] | 0 | 0 | 0 | 0 | 1970 | 0 | 0 | E | [6 empty] | 0
3 |  | 3082 | 2120 | 10 | IC | 6150 | B | OP | 88 | 1972 | FO2 |  |  | NG | FO2 |  | 0 | 6000 | 6000 | 0 |  | 0 | 0 | 0 | 0 | 0 | 0 | [6 empty] | 0 | 0 | 0 | 0 | 1972 | 0 | 0 | E | [6 empty] | 0
3 |  | 3113 | 2121 | 6 | IC | 2500 | P | OP | 7 | 1946 | FO2 |  |  | NG | FO2 |  | 10600 | 2000 | 2000 | 0 |  | 0 | 0 | 0 | 0 | 0 | 0 | [6 empty] | 0 | 0 | 0 | 6 | 1946 | 0 | 0 | E | [6 empty] | 0
3 |  | 3113 | 2121 | 7 | IC | 3000 | P | OP | 7 | 1949 | FO2 |  |  | NG | FO2 |  | 10700 | 2200 | 2200 | 0 |  | 0 | 0 | 0 | 0 | 0 | 0 | [6 empty] | 0 | 0 | 0 | 6 | 1949 | 0 | 0 | E | [6 empty] | 0
3 |  | 3113 | 2121 | 8 | IC | 3300 | P | OP | 7 | 1952 | FO2 |  |  | NG | FO2 |  | 11100 | 2500 | 2500 | 0 |  | 0 | 0 | 0 | 0 | 0 | 0 | [6 empty] | 0 | 0 | 0 | 6 | 1952 | 0 | 0 | E | [6 empty] | 0
3 |  | 3113 | 2121 | 9 | IC | 5000 | P | OP | 8 | 1957 | FO2 |  |  | NG | FO2 |  | 9300 | 4000 | 4000 | 0 |  | 0 | 0 | 0 | 0 | 0 | 0 | [6 empty] | 0 | 0 | 0 | 7 | 1957 | 0 | 0 | E | [6 empty] | 0
3 |  | 3113 | 2121 | 10 | IC | 7000 | P | OP | 7 | 1965 | FO2 |  |  | NG | FO2 |  | 9200 | 6000 | 6000 | 0 |  | 0 | 0 | 0 | 0 | 0 | 0 | [6 empty] | 0 | 0 | 0 | 6 | 1965 | 0 | 0 | E | [6 empty] | 0
3 |  | 3113 | 2121 | 11 | IC | 4500 | P | OP | 7 | 1970 | FO2 |  |  | NG | FO2 |  | 8700 | 4000 | 4000 | 0 |  | 0 | 0 | 0 | 0 | 0 | 0 | [6 empty] | 0 | 0 | 0 | 6 | 1970 | 0 | 0 | E | [6 empty] | 0
3 |  | 3113 | 2121 | 12 | IC | 4500 | P | OP | 7 | 1971 | FO2 |  |  | NG | FO2 |  | 8700 | 4000 | 4000 | 0 |  | 0 | 0 | 0 | 0 | 0 | 0 | [6 empty] | 0 | 0 | 0 | 6 | 1971 | 0 | 0 | E | [6 empty] | 0
3 |  | 3113 | 2121 | 13 | IC | 6000 | P | OP | 2 | 1976 | FO2 |  |  | NG | FO2 |  | 8400 | 5500 | 5500 | 0 |  | 0 | 0 | 0 | 0 | 0 | 0 | [6 empty] | 0 | 0 | 0 | 1 | 1976 | 0 | 0 | E | [6 empty] | 0
3 |  | 3113 | 2121 | 14 | IC | 6000 | P | OP | 4 | 1976 | FO2 |  |  | NG | FO2 |  | 8400 | 5500 | 5500 | 0 |  | 0 | 0 | 0 | 0 | 0 | 0 | [6 empty] | 0 | 0 | 0 | 3 | 1976 | 0 | 0 | E | [6 empty] | 0
3 |  | 3137 | 1129 | 1 | IC | 784 | P | SB | 2 | 1957 | FO2 |  |  | FO2 | NG |  | 9945 | 700 | 750 | 0 |  | 0 | 0 | 0 | 0 | 0 | 0 | [6 empty] | 0 | 0 | 0 | 1 | 1957 | 0 | 0 | E | [6 empty] | 0
3 |  | 3137 | 1129 | 2 | IC | 2070 | P | SB | 12 | 1971 | FO2 |  |  | FO2 | NG |  | 8850 | 1900 | 2000 | 0 |  | 0 | 0 | 0 | 0 | 0 | 0 | [6 empty] | 0 | 0 | 0 | 11 | 1971 | 0 | 0 | E | [6 empty] | 0
3 |  | 3137 | 1129 | 3 | IC | 300 | P |  | 4 | 1948 | FO2 |  |  | FO2 |  |  | 10459 | 200 | 250 | 0 | RE | 1 | 1986 | 0 | 0 | 0 | 0 | [6 empty] | 0 | 0 | 0 | 3 | 1948 | 0 | 0 | E | [6 empty] | 0
3 |  | 3137 | 1129 | 4 | IC | 703 | P | SB | 4 | 1951 | FO2 |  |  | FO2 | NG |  | 9620 | 580 | 650 | 0 |  | 0 | 0 | 0 | 0 | 0 | 0 | [6 empty] | 0 | 0 | 0 | 3 | 1951 | 0 | 0 | E | [6 empty] | 0
3 |  | 3141 | 2717 | 1 | HC | 400 | B | OP | 88 | 1922 |  |  |  | WAT |  |  | 0 | 400 | 400 | 0 |  | 0 | 0 | 0 | 0 | 0 | 0 | [6 empty] | 0 | 0 | 0 | 0 | 1922 | 0 | 0 | E | [6 empty] | 0
3 |  | 3141 | 2717 | 2 | HC | 350 | B | OP | 88 | 1931 |  |  |  | WAT |  |  | 0 | 350 | 350 | 0 |  | 0 | 0 | 0 | 0 | 0 | 0 | [6 empty] | 0 | 0 | 0 | 0 | 1931 | 0 | 0 | E | [6 empty] | 0
3 |  | 3156 | 4107 | 3 | IC | 300 |  | SB | 88 | 1932 | FO2 |  |  | FO2 |  |  | 0 | 260 | 260 | 0 |  | 0 | 0 | 0 | 0 | 0 | 0 | [6 empty] | 0 | 0 | 0 | 0 | 1932 | 0 | 0 | E | [6 empty] | 0
3 |  | 3156 | 4107 | 4 | IC | 500 |  | SB | 88 | 1962 | FO2 |  |  | FO2 |  |  | 0 | 400 | 400 | 0 |  | 0 | 0 | 0 | 0 | 0 | 0 | [6 empty] | 0 | 0 | 0 | 0 | 1962 | 0 | 0 | E | [6 empty] | 0
3 |  | 3156 | 4107 | 5 | IC | 1140 |  | SB | 88 | 1969 | FO2 |  |  | FO2 | NG |  | 0 | 1000 | 1160 | 0 |  | 0 | 0 | 0 | 0 | 0 | 0 | [6 empty] | 0 | 0 | 0 | 0 | 1969 | 0 | 0 | E | [6 empty] | 0
3 |  | 3186 | 6217 | 1 | IC | 200 |  |  | 99 | 1949 |  |  |  | FO2 |  |  | 0 | 0 | 0 | 0 | RE | 1 | 1980 | 0 | 0 | 0 | 0 | [6 empty] | 0 | 0 | 0 | 0 | 1949 | 0 | 0 | E | [6 empty] | 0
3 |  | 3186 | 6217 | 2 | IC | 200 |  |  | 99 | 1949 |  |  |  | FO2 |  |  | 0 | 0 | 0 | 0 | RE | 1 | 1980 | 0 | 0 | 0 | 0 | [6 empty] | 0 | 0 | 0 | 0 | 1949 | 0 | 0 | E | [6 empty] | 0
3 |  | 3186 | 6217 | 3 | IC | 200 |  |  | 99 | 1949 |  |  |  | FO2 |  |  | 0 | 0 | 0 | 0 | RE | 1 | 1980 | 0 | 0 | 0 | 0 | [6 empty] | 0 | 0 | 0 | 0 | 1949 | 0 | 0 | E | [6 empty] | 0
3 |  | 3186 | 6217 | 4 | IC | 200 |  |  | 99 | 1949 |  |  |  | FO2 |  |  | 0 | 0 | 0 | 0 | RE | 1 | 1980 | 0 | 0 | 0 | 0 | [6 empty] | 0 | 0 | 0 | 0 | 1949 | 0 | 0 | E | [6 empty] | 0
3 |  | 3201 | 8107 | 1 | IC | 1000 |  |  | 99 | 1956 |  |  |  | UNK |  |  | 0 | 0 | 0 | 0 | RE | 1 | 1978 | 0 | 0 | 0 | 0 | [6 empty] | 0 | 0 | 0 | 0 | 1956 | 0 | 0 | E | [6 empty] | 0
3 |  | 3203 | 1130 | 1 | GT | 25000 | P | OP | 12 | 1968 | FO2 | NG |  | FO2 | NG |  | 15000 | 20200 | 25000 | 0 |  | 0 | 0 | 0 | 0 | 0 | 0 | [6 empty] | 0 | 0 | 0 | 11 | 1968 | 0 | 0 | E | [6 empty] | 0
3 |  | 3203 | 1131 | 4 | ST | 5000 |  |  | 88 | 1949 |  |  |  | BIT | NG |  | 0 | 0 | 0 | 0 | RE | 12 | 1984 | 0 | 0 | 0 | 0 | [6 empty] | 0 | 0 | 0 | 0 | 1949 | 0 | 0 | E | [6 empty] | 0
3 |  | 3203 | 1131 | 5 | ST | 5000 |  |  | 88 | 1954 |  |  |  | BIT | NG |  | 0 | 0 | 0 | 0 | RE | 12 | 1984 | 0 | 0 | 0 | 0 | [6 empty] | 0 | 0 | 0 | 0 | 1954 | 0 | 0 | E | [6 empty] | 0
3 |  | 3203 | 1131 | 6 | ST | 16500 | C | OP | 9 | 1963 | NG |  |  | BIT | NG |  | 12200 | 18500 | 16500 | 0 |  | 0 | 0 | 0 | 0 | 0 | 0 | [6 empty] | 0 | 0 | 0 | 7 | 1963 | 0 | 0 | E | [6 empty] | 0
3 |  | 3203 | 1131 | 7 | ST | 35000 | C | OP | 6 | 1973 | NG |  |  | BIT | NG |  | 11600 | 36600 | 36600 | 0 |  | 0 | 0 | 0 | 0 | 0 | 0 | [6 empty] | 0 | 0 | 0 | 3 | 1973 | 0 | 0 | E | [6 empty] | 0
3 |  | 3208 | 4110 | 4 | IC | 2000 |  |  | 88 | 1953 |  |  |  | NG | FO2 |  | 0 | 0 | 0 | 0 | RE | 11 | 1984 | 0 | 0 | 0 | 0 | [6 empty] | 0 | 0 | 0 | 0 | 1953 | 0 | 0 | E | [6 empty] | 0
3 |  | 3208 | 4110 | 5 | IC | 4000 |  |  | 88 | 1959 |  |  |  | NG | FO2 |  | 0 | 0 | 0 | 0 | RE | 11 | 1984 | 0 | 0 | 0 | 0 | [6 empty] | 0 | 0 | 0 | 0 | 1959 | 0 | 0 | E | [6 empty] | 0
3 |  | 3208 | 4110 | 45 | IC | 2000 |  |  | 88 | 1962 |  |  |  | NG |  |  | 0 | 0 | 0 | 0 | RE | 11 | 1984 | 0 | 0 | 0 | 0 | [6 empty] | 0 | 0 | 0 | 0 | 1962 | 0 | 0 | E | [6 empty] | 0
3 |  | 3208 | 4110 | 55 | IC | 4000 |  |  | 88 | 1945 |  |  |  | NG |  |  | 0 | 0 | 0 | 0 | RE | 11 | 1984 | 0 | 0 | 0 | 0 | [6 empty] | 0 | 0 | 0 | 0 | 1945 | 0 | 0 | E | [6 empty] | 0
3 |  | 3216 | 2905 | 4 | ST | 12500 |  |  | 7 | 1970 |  |  |  | COL |  |  | 12500 | 12000 | 13000 | 0 | RE | 5 | 1973 | 0 | 0 | 0 | 0 | [6 empty] | 0 | 0 | 0 | 5 | 1970 | 0 | 0 | E | E | E |  |  |  |  | 0
3 |  | 3227 | 491 | 3 | IC | 500 | P | SB | 7 | 1963 | FO2 |  |  | FO2 | NG |  | 9230 | 500 | 500 | 0 |  | 0 | 0 | 0 | 0 | 0 | 0 | [6 empty] | 0 | 0 | 0 | 7 | 1963 | 0 | 0 | [7 empty] | 0
3 |  | 3227 | 491 | 5 | IC | 1000 | P | SB | 8 | 1959 | FO1 |  |  | FO2 |  |  | 10565 | 1000 | 1000 | 0 |  | 0 | 0 | 0 | 0 | 0 | 0 | [6 empty] | 0 | 0 | 0 | 8 | 1959 | 0 | 0 | [7 empty] | 0
3 |  | 3242 | 2169 | 1 | ST | 15000 | C | OP | 12 | 1953 | COM |  |  | BIT |  |  | 14238 | 17000 | 18000 | 0 |  | 0 | 0 | 0 | 0 | 0 | 0 | [6 empty] | 0 | 0 | 0 | 11 | 1953 | 0 | 0 | E | [6 empty] | 0
3 |  | 3242 | 2169 | 2 | ST | 44000 | C | OP | 11 | 1960 | COM |  |  | BIT |  |  | 10943 | 49000 | 50000 | 0 |  | 0 | 0 | 0 | 0 | 0 | 0 | [6 empty] | 0 | 0 | 0 | 10 | 1960 | 0 | 0 | E | [6 empty] | 0
3 |  | 3249 | 579 | 1 | HC | 3238 | C | OP | 12 | 1986 | WAT |  |  | WAT |  |  | 0 | 1200 | 2700 | 0 |  | 0 | 0 | 10 | 1986 | 0 | 0 | [6 empty] | 0 | 0 | 0 | 12 | 1986 | 0 | 0 | [7 empty] | 0
3 |  | 3249 | 2480 | 1 | ST | 72000 | C | OP | 12 | 1951 | NG |  |  | NG | FO6 |  | 10630 | 63000 | 63000 | 0 |  | 0 | 0 | 0 | 0 | 0 | 0 | [6 empty] | 0 | 0 | 0 | 11 | 1951 | 0 | 0 | E | [6 empty] | 0
3 |  | 3249 | 2480 | 2 | ST | 73500 | C | OP | 9 | 1954 | NG |  |  | NG | FO6 |  | 11050 | 59000 | 59000 | 0 |  | 0 | 0 | 0 | 0 | 0 | 0 | [6 empty] | 0 | 0 | 0 | 8 | 1954 | 0 | 0 | E | [6 empty] | 0
3 |  | 3249 | 2480 | 3 | ST | 147050 | B | OP | 10 | 1959 | NG |  |  | BIT | NG | FO6 | 9230 | 134000 | 134000 | 0 |  | 0 | 0 | 0 | 0 | 0 | 0 | [6 empty] | 0 | 0 | 0 | 0 | 1959 | 0 | 0 | E | [6 empty] | 0
3 |  | 3249 | 2480 | 4 | ST | 239360 | B | OP | 9 | 1967 | NG |  |  | BIT | NG | FO6 | 9380 | 235000 | 235000 | 0 |  | 0 | 0 | 0 | 0 | 0 | 0 | [6 empty] | 0 | 0 | 0 | 0 | 1967 | 0 | 0 | E | [6 empty] | 0
3 |  | 3249 | 2480 | 5 | IC | 2750 | P | SB | 1 | 1967 | FO2 |  |  | FO2 |  |  | 12000 | 2500 | 2500 | 0 |  | 0 | 0 | 0 | 0 | 0 | 0 | [6 empty] | 0 | 0 | 0 | 12 | 1966 | 0 | 0 | E | [6 empty] | 0
3 |  | 3249 | 2480 | 6 | IC | 2750 | P | SB | 1 | 1967 | FO2 |  |  | FO2 |  |  | 12000 | 2500 | 2500 | 0 |  | 0 | 0 | 0 | 0 | 0 | 0 | [6 empty] | 0 | 0 | 0 | 12 | 1966 | 0 | 0 | E | [6 empty] | 0
3 |  | 3249 | 2481 | 1 | HC | 2400 | C | OP | 88 | 1920 |  |  |  | WAT |  |  | 0 | 1500 | 1900 | 0 |  | 0 | 0 | 0 | 0 | 0 | 0 | [6 empty] | 0 | 0 | 0 | 0 | 1920 | 0 | 0 | E | [6 empty] | 0
3 |  | 3249 | 2481 | 2 | HC | 2400 | C | OP | 88 | 1920 |  |  |  | WAT |  |  | 0 | 1500 | 1900 | 0 |  | 0 | 0 | 0 | 0 | 0 | 0 | [6 empty] | 0 | 0 | 0 | 0 | 1920 | 0 | 0 | E | [6 empty] | 0
3 |  | 3249 | 2483 | H1 | HC | 25000 | C | OP | 12 | 1953 |  |  |  | WAT |  |  | 0 | 23000 | 23000 | 0 |  | 0 | 0 | 0 | 0 | 0 | 0 | [6 empty] | 0 | 0 | 0 | 9 | 1953 | 0 | 0 | E | [6 empty] | 0
3 |  | 3249 | 2485 | GT1 | GT | 21600 | P | OP | 6 | 1970 | KER |  |  | KER |  |  | 13410 | 19000 | 24000 | 0 |  | 0 | 0 | 0 | 0 | 0 | 0 | [6 empty] | 0 | 0 | 0 | 5 | 1970 | 0 | 0 | E | [6 empty] | 0
3 |  | 3249 | 2486 | H1 | HC | 4800 | C | OP | 88 | 1924 |  |  |  | WAT |  |  | 0 | 4900 | 5000 | 0 |  | 0 | 0 | 0 | 0 | 0 | 0 | [6 empty] | 0 | 0 | 0 | 0 | 1924 | 0 | 0 | E | [6 empty] | 0
3 |  | 3249 | 2486 | H2 | HC | 4800 | C | OP | 88 | 1924 |  |  |  | WAT |  |  | 0 | 4900 | 5000 | 0 |  | 0 | 0 | 0 | 0 | 0 | 0 | [6 empty] | 0 | 0 | 0 | 0 | 1924 | 0 | 0 | E | [6 empty] | 0
3 |  | 3249 | 2486 | H3 | HC | 4800 | C | OP | 88 | 1924 |  |  |  | WAT |  |  | 0 | 4800 | 4800 | 0 |  | 0 | 0 | 0 | 0 | 0 | 0 | [6 empty] | 0 | 0 | 0 | 0 | 1924 | 0 | 0 | E | [6 empty] | 0
3 |  | 3249 | 2487 | GT1 | GT | 21600 | P | OP | 12 | 1969 | NG |  |  | NG | KER |  | 13780 | 19000 | 24000 | 0 |  | 0 | 0 | 0 | 0 | 0 | 0 | [6 empty] | 0 | 0 | 0 | 11 | 1969 | 0 | 0 | E | [6 empty] | 0
3 |  | 3249 | 8006 | 1 | ST | 621000 | B | OP | 12 | 1974 | FO2 |  |  | FO6 |  |  | 9899 | 600000 | 600000 | 0 |  | 0 | 0 | 0 | 0 | 0 | 0 | [6 empty] | 0 | 0 | 0 | 9 | 1974 | 0 | 0 | E | [6 empty] | 0
3 |  | 3249 | 8006 | 2 | ST | 621000 | B | OP | 9 | 1974 | FO2 |  |  | FO6 | NG |  | 9899 | 600000 | 600000 | 0 |  | 0 | 0 | 0 | 0 | 0 | 0 | [6 empty] | 0 | 0 | 0 | 6 | 1974 | 0 | 0 | E | [6 empty] | 0
3 |  | 3252 | 352 | 1 | GT | 2135 | B |  | 6 | 1982 | NG |  |  | NG |  |  | 13524 | 1750 | 1750 | 2135 | RE | 7 | 1984 | 0 | 0 | 0 | 0 | [6 empty] | 0 | 0 | 0 | 0 | 1982 | 0 | 0 | E | [6 empty] | 0
3 |  | 3252 | 856 | 1 | ST | 136000 | B | OP | 5 | 1960 | FO2 |  |  | BIT |  |  | 10027 | 117000 | 117000 | 0 |  | 0 | 0 | 0 | 0 | 0 | 0 | [6 empty] | 0 | 0 | 0 | 4 | 1960 | 0 | 0 | E | [6 empty] | 0
3 |  | 3252 | 856 | 2 | ST | 280500 | B | OP | 6 | 1968 | FO2 |  |  | BIT |  |  | 9880 | 262000 | 262000 | 0 |  | 0 | 0 | 0 | 0 | 0 | 0 | [6 empty] | 0 | 0 | 0 | 4 | 1968 | 0 | 0 | E | [6 empty] | 0
3 |  | 3252 | 856 | 3 | ST | 363800 | B | OP | 6 | 1972 | FO2 |  |  | BIT |  |  | 9693 | 361000 | 361000 | 0 |  | 0 | 0 | 0 | 0 | 0 | 0 | [6 empty] | 0 | 0 | 0 | 3 | 1972 | 0 | 0 | E | [6 empty] | 0
3 |  | 3252 | 857 | 3 | ST | 8000 |  |  | 99 | 1920 |  |  |  | GAS |  |  | 0 | 0 | 0 | 0 | RE | 12 | 1975 | 0 | 0 | 0 | 0 | [6 empty] | 0 | 0 | 0 | 0 | 1920 | 0 | 0 | E | [6 empty] | 0
3 |  | 3252 | 857 | 4 | ST | 19000 |  |  | 99 | 1967 |  |  |  | GAS |  |  | 0 | 0 | 0 | 0 | RE | 12 | 1975 | 0 | 0 | 0 | 0 | [6 empty] | 0 | 0 | 0 | 0 | 1967 | 0 | 0 | E | [6 empty] | 0
3 |  | 3252 | 857 | 5 | ST | 13000 |  |  | 99 | 1949 |  |  |  | UNK |  |  | 0 | 0 | 0 | 0 | RE | 12 | 1975 | 0 | 0 | 0 | 0 | [6 empty] | 0 | 0 | 0 | 0 | 1949 | 0 | 0 | E | [6 empty] | 0
3 |  | 3252 | 857 | 6 | ST | 16000 |  |  | 99 | 1956 |  |  |  | UNK |  |  | 0 | 0 | 0 | 0 | RE | 12 | 1975 | 0 | 0 | 0 | 0 | [6 empty] | 0 | 0 | 0 | 0 | 1956 | 0 | 0 | E | [6 empty] | 0
3 |  | 3252 | 859 | 1 | ST | 23000 |  |  | 99 | 1925 |  |  |  | GAS |  |  | 0 | 0 | 0 | 0 | RE | 6 | 1976 | 0 | 0 | 0 | 0 | [6 empty] | 0 | 0 | 0 | 0 | 1925 | 0 | 0 | E | [6 empty] | 0
3 |  | 3252 | 859 | 2 | ST | 23000 |  |  | 99 | 1925 |  |  |  | GAS |  |  | 0 | 0 | 0 | 0 | RE | 6 | 1976 | 0 | 0 | 0 | 0 | [6 empty] | 0 | 0 | 0 | 0 | 1925 | 0 | 0 | E | [6 empty] | 0
3 |  | 3252 | 859 | 3 | ST | 25000 | C |  | 1 | 1939 | NG |  |  | BIT | NG |  | 12712 | 25000 | 25000 | 0 | RE | 10 | 1985 | 0 | 0 | 0 | 0 | [6 empty] | 0 | 0 | 0 | 12 | 1938 | 0 | 0 | E | [6 empty] | 0
3 |  | 3252 | 859 | 4 | ST | 40300 | C |  | 5 | 1941 | NG |  |  | BIT | NG |  | 12055 | 40000 | 40000 | 0 | RE | 10 | 1985 | 0 | 0 | 0 | 0 | [6 empty] | 0 | 0 | 0 | 4 | 1941 | 0 | 0 | E | [6 empty] | 0
3 |  | 3252 | 859 | 5 | ST | 40200 | C |  | 3 | 1949 | NG |  |  | BIT | NG |  | 11840 | 40000 | 40000 | 0 | RE | 10 | 1985 | 0 | 0 | 0 | 0 | [6 empty] | 0 | 0 | 0 | 2 | 1949 | 0 | 0 | E | [6 empty] | 0
3 |  | 3252 | 859 | 6 | ST | 85900 | C |  | 7 | 1952 | NG |  |  | BIT | NG |  | 11859 | 40000 | 40000 | 0 | RE | 10 | 1985 | 0 | 0 | 0 | 0 | [6 empty] | 0 | 0 | 0 | 6 | 1952 | 0 | 0 | E | [6 empty] | 0
3 |  | 3252 | 859 | 7 | ST | 113600 | C |  | 4 | 1958 | NG | FO2 |  | BIT | NG |  | 9982 | 88000 | 88000 | 0 | RE | 10 | 1985 | 0 | 0 | 0 | 0 | [6 empty] | 0 | 0 | 0 | 3 | 1958 | 0 | 0 | E | [6 empty] | 0
3 |  | 3252 | 860 | 1 | GT | 18000 | P | OP | 12 | 1967 | NG |  |  | NG |  |  | 14385 | 15000 | 16000 | 0 |  | 0 | 0 | 0 | 0 | 0 | 0 | [6 empty] | 0 | 0 | 0 | 11 | 1967 | 0 | 0 | E | [6 empty] | 0
3 |  | 3252 | 860 | 2 | GT | 18000 | P | OP | 12 | 1967 | NG |  |  | NG |  |  | 14385 | 15000 | 16000 | 0 |  | 0 | 0 | 0 | 0 | 0 | 0 | [6 empty] | 0 | 0 | 0 | 11 | 1967 | 0 | 0 | E | [6 empty] | 0
3 |  | 3252 | 6016 | 1 | ST | 441000 | B | OP | 6 | 1976 | FO2 |  |  | BIT |  |  | 9815 | 366000 | 366000 | 0 |  | 0 | 0 | 0 | 0 | 0 | 0 | [6 empty] | 0 | 0 | 0 | 3 | 1976 | 0 | 0 | E | [6 empty] | 0
3 |  | 3252 | 6016 | 2 | ST | 0 |  |  | 0 | 0 | [6 empty] | 0 | 0 | 0 | 440000 | CN | 99 | 9999 | 6 | 1982 | 6 | 1990 |  |  |  | BIT |  |  | 0 | 0 | 0 | 0 | 0 | 410000 | 419000 | [7 empty] | 0
3 |  | 3252 | 6016 | 3 | ST | 0 |  |  | 0 | 0 | [6 empty] | 0 | 0 | 0 | 500000 | CN | 99 | 9999 | 3 | 1981 | 88 | 1999 |  |  |  | BIT |  |  | 0 | 0 | 0 | 0 | 0 | 465000 | 475000 | [7 empty] | 0
3 |  | 3252 | 6016 | 4 | ST | 0 |  |  | 0 | 0 | [6 empty] | 0 | 0 | 0 | 600000 | CN | 99 | 9999 | 88 | 1990 | 88 | 1999 |  |  |  | BIT |  |  | 0 | 0 | 0 | 0 | 0 | 557000 | 568000 | [7 empty] | 0
3 |  | 3253 | 861 | 1 | ST | 388960 | C | OP | 12 | 1965 | FO2 |  |  | BIT |  |  | 10040 | 325000 | 325000 | 0 |  | 0 | 0 | 0 | 0 | 0 | 0 | [6 empty] | 0 | 0 | 0 | 10 | 1965 | 0 | 0 | E | [6 empty] | 0
3 |  | 3253 | 861 | 2 | ST | 616500 | B | OP | 9 | 1972 | FO2 |  |  | BIT |  |  | 9777 | 555000 | 555000 | 0 |  | 0 | 0 | 0 | 0 | 0 | 0 | [6 empty] | 0 | 0 | 0 | 6 | 1972 | 0 | 0 | E | [6 empty] | 0
3 |  | 3253 | 862 | 3 | ST | 85700 | C | OP | 3 | 1951 | FO2 |  |  | BIT |  |  | 11145 | 82000 | 82000 | 0 |  | 0 | 0 | 0 | 0 | 0 | 0 | [6 empty] | 0 | 0 | 0 | 2 | 1951 | 0 | 0 | E | [6 empty] | 0
3 |  | 3253 | 862 | 4 | ST | 113636 | C | OP | 4 | 1958 | FO2 |  |  | BIT |  |  | 9731 | 104000 | 104000 | 0 |  | 0 | 0 | 0 | 0 | 0 | 0 | [6 empty] | 0 | 0 | 0 | 3 | 1958 | 0 | 0 | E | [6 empty] | 0
3 |  | 3253 | 863 | 1 | ST | 25000 |  |  | 99 | 1940 |  |  |  | FO2 |  |  | 0 | 0 | 0 | 0 | RE | 12 | 1982 | 0 | 0 | 0 | 0 | [6 empty] | 0 | 0 | 0 | 0 | 1940 | 0 | 0 | E | [6 empty] | 0
3 |  | 3253 | 863 | 2 | ST | 25000 |  |  | 99 | 1941 |  |  |  | FO2 |  |  | 0 | 0 | 0 | 0 | RE | 12 | 1982 | 0 | 0 | 0 | 0 | [6 empty] | 0 | 0 | 0 | 0 | 1941 | 0 | 0 | E | [6 empty] | 0
3 |  | 3253 | 863 | 3 | ST | 75000 | C | OP | 2 | 1953 | FO2 |  |  | BIT |  |  | 10077 | 76000 | 77000 | 0 |  | 0 | 0 | 0 | 0 | 0 | 0 | [6 empty] | 0 | 0 | 0 | 1 | 1953 | 0 | 0 | E | [6 empty] | 0
3 |  | 3253 | 863 | 4 | ST | 75000 | C | OP | 7 | 1954 | FO2 |  |  | BIT |  |  | 10089 | 77000 | 79000 | 0 |  | 0 | 0 | 0 | 0 | 0 | 0 | [6 empty] | 0 | 0 | 0 | 6 | 1954 | 0 | 0 | E | [6 empty] | 0
3 |  | 3253 | 863 | D1 | IC | 3000 | P | OP | 4 | 1968 | FO2 |  |  | FO2 |  |  | 0 | 3000 | 3000 | 0 |  | 0 | 0 | 0 | 0 | 0 | 0 | [6 empty] | 0 | 0 | 0 | 3 | 1968 | 0 | 0 | E | [6 empty] | 0
3 |  | 3253 | 864 | 1 | ST | 57500 | C | OP | 6 | 1948 | FO2 |  |  | BIT |  |  | 12155 | 62000 | 64000 | 0 |  | 0 | 0 | 0 | 0 | 0 | 0 | [6 empty] | 0 | 0 | 0 | 5 | 1948 | 0 | 0 | E | [6 empty] | 0
3 |  | 3253 | 864 | 2 | ST | 57500 | C | OP | 12 | 1948 | FO2 |  |  | BIT |  |  | 12155 | 62000 | 64000 | 0 |  | 0 | 0 | 0 | 0 | 0 | 0 | [6 empty] | 0 | 0 | 0 | 11 | 1948 | 0 | 0 | E | [6 empty] | 0
3 |  | 3253 | 864 | 3 | ST | 239360 | B | OP | 7 | 1960 | FO2 |  |  | BIT |  |  | 9684 | 184000 | 184000 | 0 |  | 0 | 0 | 0 | 0 | 0 | 0 | [6 empty] | 0 | 0 | 0 | 6 | 1960 | 0 | 0 | E | [6 empty] | 0
3 |  | 3253 | 864 | 4 | ST | 209700 | P | OP | 9 | 1975 | FO2 | FO6 | NG | FO6 |  |  | 9939 | 176000 | 182000 | 0 |  | 0 | 0 | 0 | 0 | 0 | 0 | [6 empty] | 0 | 0 | 0 | 6 | 1975 | 0 | 0 | E | [6 empty] | 0
3 |  | 3253 | 6017 | 1 | ST | 617400 | B | OP | 11 | 1977 | FO2 |  |  | BIT |  |  | 9501 | 555000 | 554000 | 0 |  | 0 | 0 | 0 | 0 | 0 | 0 | [6 empty] | 0 | 0 | 0 | 8 | 1977 | 0 | 0 | E | [6 empty] | 0
3 |  | 3253 | 6017 | 2 | ST | 617400 | C | OP | 12 | 1982 | FO2 |  |  | BIT |  |  | 9372 | 560000 | 560000 | 0 |  | 0 | 0 | 0 | 0 | 0 | 0 | [6 empty] | 0 | 0 | 0 | 8 | 1982 | 0 | 0 | E | [6 empty] | 0
3 |  | 3253 | 6017 | 3 | ST | 0 |  |  | 0 | 0 | [6 empty] | 0 | 0 | 0 | 600000 | CN | 99 | 9999 | 88 | 1990 | 0 | 0 |  |  |  | BIT |  |  | 0 | 0 | 0 | 0 | 0 | 557000 | 568000 | [7 empty] | 0
3 |  | 3253 | 6218 | 1 | IC | 1000 |  |  | 99 | 1972 |  |  |  | PET |  |  | 0 | 0 | 0 | 0 | RE | 99 | 1976 | 0 | 0 | 0 | 0 | [6 empty] | 0 | 0 | 0 | 0 | 1972 | 0 | 0 | E | [6 empty] | 0
3 |  | 3255 | 436 | 1 | HC | 59850 | C | OP | 12 | 1972 | WAT |  |  | WAT |  |  | 0 | 60000 | 60000 | 0 |  | 0 | 0 | 0 | 0 | 0 | 0 | [6 empty] | 0 | 0 | 0 | 9 | 1972 | 0 | 0 | E | [6 empty] | 0
3 |  | 3255 | 436 | 2 | HC | 59850 | C | OP | 7 | 1976 | WAT |  |  | WAT |  |  | 0 | 60000 | 60000 | 0 |  | 0 | 0 | 0 | 0 | 0 | 0 | [6 empty] | 0 | 0 | 0 | 4 | 1976 | 0 | 0 | E | [6 empty] | 0
3 |  | 3255 | 436 | 3 | HC | 0 |  |  | 0 | 0 | [6 empty] | 0 | 0 | 0 | 78375 | CO | 0 | 0 | 9 | 1991 | 4 | 1992 |  |  |  | WAT |  |  | 80000 | 80000 | 0 | 0 | 0 | 87786 | 82463 | [6 empty] | TS | 78375
3 |  | 3255 | 436 | 4 | HC | 0 |  |  | 0 | 0 | [6 empty] | 0 | 0 | 0 | 78375 | CO | 0 | 0 | 12 | 1991 | 6 | 1992 |  |  |  | WAT |  |  | 80000 | 80000 | 0 | 0 | 0 | 87786 | 82463 | [6 empty] | TS | 78375
3 |  | 3255 | 437 | 1 | HC | 117000 | C | OP | 3 | 1968 | WAT |  |  | WAT |  |  | 0 | 135333 | 131333 | 0 |  | 0 | 0 | 0 | 0 | 0 | 0 | [6 empty] | 0 | 0 | 0 | 12 | 1967 | 0 | 0 | E | [6 empty] | 0
3 |  | 3255 | 437 | 2 | HR | 97750 | C | OP | 11 | 1968 | WAT |  |  | WAT |  |  | 0 | 126333 | 122666 | 0 |  | 0 | 0 | 0 | 0 | 0 | 0 | [6 empty] | 0 | 0 | 0 | 8 | 1968 | 0 | 0 | E | [6 empty] | 0
3 |  | 3255 | 437 | 3 | HC | 117000 | C | OP | 6 | 1968 | WAT |  |  | WAT |  |  | 0 | 135333 | 131333 | 0 |  | 0 | 0 | 0 | 0 | 0 | 0 | [6 empty] | 0 | 0 | 0 | 3 | 1968 | 0 | 0 | E | [6 empty] | 0
3 |  | 3255 | 437 | 4 | HR | 97750 | C | OP | 12 | 1968 | WAT |  |  | WAT |  |  | 0 | 126333 | 122666 | 0 |  | 0 | 0 | 0 | 0 | 0 | 0 | [6 empty] | 0 | 0 | 0 | 9 | 1968 | 0 | 0 | E | [6 empty] | 0
3 |  | 3255 | 437 | 5 | HC | 117000 | C | OP | 8 | 1968 | WAT |  |  | WAT |  |  | 0 | 135333 | 131333 | 0 |  | 0 | 0 | 0 | 0 | 0 | 0 | [6 empty] | 0 | 0 | 0 | 5 | 1968 | 0 | 0 | E | [6 empty] | 0
3 |  | 3255 | 437 | 6 | HR | 97750 | C | OP | 2 | 1969 |  |  |  | WAT |  |  | 0 | 126333 | 122666 | 0 |  | 0 | 0 | 0 | 0 | 0 | 0 | [6 empty] | 0 | 0 | 0 | 11 | 1968 | 0 | 0 | E | [6 empty] | 0
3 |  | 3255 | 438 | 1 | HC | 32600 | C | OP | 11 | 1968 | WAT |  |  | WAT |  |  | 0 | 28000 | 30000 | 0 |  | 0 | 0 | 0 | 0 | 0 | 0 | [6 empty] | 0 | 0 | 0 | 8 | 1968 | 0 | 0 | E | [6 empty] | 0
3 |  | 3255 | 438 | 2 | HR | 27500 | C | OP | 7 | 1968 | WAT |  |  | WAT |  |  | 0 | 25666 | 27333 | 0 |  | 0 | 0 | 0 | 0 | 0 | 0 | [6 empty] | 0 | 0 | 0 | 4 | 1968 | 0 | 0 | E | [6 empty] | 0
3 |  | 3255 | 438 | 3 | HR | 27500 | C | OP | 7 | 1968 | WAT |  |  | WAT |  |  | 0 | 25666 | 27333 | 0 |  | 0 | 0 | 0 | 0 | 0 | 0 | [6 empty] | 0 | 0 | 0 | 4 | 1968 | 0 | 0 | E | [6 empty] | 0
3 |  | 3255 | 438 | 4 | HR | 27500 | C | OP | 2 | 1968 | WAT |  |  | WAT |  |  | 0 | 25666 | 27333 | 0 |  | 0 | 0 | 0 | 0 | 0 | 0 | [6 empty] | 0 | 0 | 0 | 11 | 1967 | 0 | 0 | E | [6 empty] | 0
3 |  | 3255 | 448 | 1 | HR | 53000 | C | OP | 6 | 1968 | WAT |  |  | WAT |  |  | 0 | 51000 | 51000 | 0 |  | 0 | 0 | 0 | 0 | 0 | 0 | [6 empty] | 0 | 0 | 0 | 3 | 1968 | 0 | 0 | E |  |  |  | Y |  |  | 0
3 |  | 3255 | 448 | 2 | HR | 53000 | C | OP | 3 | 1968 | WAT |  |  | WAT |  |  | 0 | 50000 | 50000 | 0 |  | 0 | 0 | 0 | 0 | 0 | 0 | [6 empty] | 0 | 0 | 0 | 12 | 1967 | 0 | 0 | E | [6 empty] | 0
3 |  | 3255 | 448 | 3 | HR | 53000 | C | OP | 11 | 1967 | WAT |  |  | WAT |  |  | 0 | 50000 | 50000 | 0 |  | 0 | 0 | 0 | 0 | 0 | 0 | [6 empty] | 0 | 0 | 0 | 8 | 1967 | 0 | 0 | E | [6 empty] | 0
3 |  | 3255 | 448 | 4 | HR | 53000 | C | OP | 9 | 1967 | WAT |  |  | WAT |  |  | 0 | 50000 | 50000 | 0 |  | 0 | 0 | 0 | 0 | 0 | 0 | [6 empty] | 0 | 0 | 0 | 6 | 1967 | 0 | 0 | E | [6 empty] | 0
3 |  | 3255 | 448 | 5 | HR | 53000 | C | OP | 8 | 1967 | WAT |  |  | WAT |  |  | 0 | 50000 | 50000 | 0 |  | 0 | 0 | 0 | 0 | 0 | 0 | [6 empty] | 0 | 0 | 0 | 5 | 1967 | 0 | 0 | E | [6 empty] | 0
3 |  | 3255 | 448 | 6 | HR | 53000 | C | OP | 7 | 1967 | WAT |  |  | WAT |  |  | 0 | 50000 | 50000 | 0 |  | 0 | 0 | 0 | 0 | 0 | 0 | [6 empty] | 0 | 0 | 0 | 4 | 1967 | 0 | 0 | E | [6 empty] | 0
3 |  | 3255 | 448 | 7 | HR | 53000 | C | OP | 5 | 1967 | WAT |  |  | WAT |  |  | 0 | 50000 | 50000 | 0 |  | 0 | 0 | 0 | 0 | 0 | 0 | [6 empty] | 0 | 0 | 0 | 2 | 1967 | 0 | 0 | E | [6 empty] | 0
3 |  | 3255 | 448 | 8 | HR | 53000 | C | OP | 3 | 1967 | WAT |  |  | WAT |  |  | 0 | 50000 | 50000 | 0 |  | 0 | 0 | 0 | 0 | 0 | 0 | [6 empty] | 0 | 0 | 0 | 12 | 1966 | 0 | 0 | E | [6 empty] | 0
3 |  | 3255 | 902 | 1 | GE | 55000 | B | SC | 2 | 1985 | GST |  |  | GST |  |  | 0 | 52500 | 52500 | 0 |  | 0 | 0 | 6 | 1984 | 0 | 0 | [6 empty] | 0 | 0 | 0 | 0 | 1984 | 0 | 0 | [7 empty] | 0
3 |  | 3255 | 904 | 1 | GE | 0 |  |  | 0 | 0 | [6 empty] | 0 | 0 | 0 | 55000 | IP | 0 | 1987 | 3 | 1986 | 0 | 0 |  |  |  | GST |  |  | 0 | 0 | 0 | 0 | 0 | 50035 | 50435 | [7 empty] | 0
3 |  | 3255 | 905 | 1 | HC | 17000 | C | OP | 7 | 1986 | WAT |  |  | WAT |  |  | 0 | 15000 | 15000 | 0 |  | 0 | 0 | 0 | 0 | 0 | 0 | [6 empty] | 0 | 0 | 0 | 6 | 1986 | 0 | 0 | [7 empty] | 0
3 |  | 3255 | 905 | 2 | HC | 0 |  |  | 0 | 0 | [6 empty] | 0 | 0 | 0 | 15600 | CN | 12 | 1990 | 10 | 1992 | 0 | 0 | OT |  |  | WAT |  |  | 0 | 0 | 0 | 0 | 0 | 16450 | 15749 | [7 empty] | 0
3 |  | 3255 | 6196 | 1 | HC | 37145 | C | OP | 11 | 1982 | WAT |  |  | WAT |  |  | 0 | 38000 | 38000 | 0 |  | 0 | 0 | 0 | 0 | 0 | 0 | [6 empty] | 0 | 0 | 0 | 8 | 1982 | 0 | 0 | E | [6 empty] | 0
3 |  | 3255 | 6196 | 2 | HC | 37145 | C | OP | 2 | 1983 | WAT |  |  | WAT |  |  | 0 | 38000 | 38000 | 0 |  | 0 | 0 | 0 | 0 | 0 | 0 | [6 empty] | 0 | 0 | 0 | 11 | 1982 | 0 | 0 | E | [6 empty] | 0
3 |  | 3255 | 7072 | 1 | HC | 0 |  |  | 0 | 0 | [6 empty] | 0 | 0 | 0 | 10800 | PL | 0 | 0 | 10 | 1993 | 6 | 1994 |  |  |  | WAT |  |  | 10800 | 10800 | 0 | 0 | 0 | 11233 | 10801 | [7 empty] | 0
3 |  | 3255 | 7072 | 2 | HC | 0 |  |  | 0 | 0 | [6 empty] | 0 | 0 | 0 | 10800 | PL | 0 | 0 | 2 | 1994 | 9 | 1994 |  |  |  | WAT |  |  | 10800 | 10800 | 0 | 0 | 0 | 11233 | 10801 | [7 empty] | 0
3 |  | 3255 | 7072 | 3 | HC | 0 |  |  | 0 | 0 | [6 empty] | 0 | 0 | 0 | 10800 | PL | 0 | 0 | 6 | 1994 | 12 | 1994 |  |  |  | WAT |  |  | 10800 | 10800 | 0 | 0 | 0 | 11233 | 10801 | [7 empty] | 0
3 |  | 3255 | 7129 | TD1 | HC | 3000 | B | OP | 7 | 1987 | WAT |  |  | WAT |  |  | 0 | 2974 | 2903 | 0 |  | 0 | 0 | 0 | 0 | 0 | 0 | [6 empty] | 0 | 0 | 0 | 4 | 1987 | 0 | 0 |  | E | E |  |  |  |  | 0
3 |  | 3258 | 209 | 1 | ST | 0 |  |  | 0 | 0 | [6 empty] | 0 | 0 | 0 | 650050 | CN | 12 | 1986 | 0 | 0 | 0 | 0 |  |  |  | COL |  |  | 0 | 0 | 0 | 0 | 0 | 602000 | 614000 | [7 empty] | 0
3 |  | 3258 | 1206 | 1 | CW | 7500 | P | OP | 3 | 1951 | WH |  |  | WH |  |  | 16000 | 7300 | 8300 | 0 |  | 0 | 0 | 0 | 0 | 0 | 0 | [6 empty] | 0 | 0 | 0 | 2 | 1951 | 0 | 0 | E | [6 empty] | 0
3 |  | 3258 | 1206 | 2 | CW | 7500 | P | OP | 3 | 1951 | WH |  |  | WH |  |  | 16000 | 7300 | 8300 | 0 |  | 0 | 0 | 0 | 0 | 0 | 0 | [6 empty] | 0 | 0 | 0 | 2 | 1951 | 0 | 0 | E | [6 empty] | 0
3 |  | 3258 | 1206 | 3 | CW | 7500 | P | OP | 10 | 1957 | WH |  |  | WH |  |  | 16000 | 7300 | 8300 | 0 |  | 0 | 0 | 0 | 0 | 0 | 0 | [6 empty] | 0 | 0 | 0 | 9 | 1957 | 0 | 0 | E | [6 empty] | 0
3 |  | 3258 | 1206 | GT1 | CT | 30000 | P | OP | 7 | 1973 | FO2 | NG |  | FO2 | NG |  | 13000 | 28600 | 36900 | 0 |  | 0 | 0 | 0 | 0 | 0 | 0 | [6 empty] | 0 | 0 | 0 | 6 | 1973 | 0 | 0 | E | [6 empty] | 0
3 |  | 3258 | 1206 | GT2 | CT | 30000 | P | OP | 6 | 1975 | FO2 | NG |  | FO2 | NG |  | 13000 | 30600 | 39200 | 0 |  | 0 | 0 | 0 | 0 | 0 | 0 | [6 empty] | 0 | 0 | 0 | 5 | 1975 | 0 | 0 | E | [6 empty] | 0
3 |  | 3258 | 1206 | IC1 | IC | 1000 | P | OP | 88 | 1948 | FO2 |  |  | FO2 |  |  | 12500 | 1000 | 1000 | 0 |  | 0 | 0 | 0 | 0 | 0 | 0 | [6 empty] | 0 | 0 | 0 | 0 | 1948 | 0 | 0 | E | [6 empty] | 0
3 |  | 3258 | 1206 | IC2 | IC | 1000 | P | OP | 11 | 1948 | FO2 |  |  | FO2 |  |  | 12500 | 1000 | 1000 | 0 |  | 0 | 0 | 0 | 0 | 0 | 0 | [6 empty] | 0 | 0 | 0 | 10 | 1948 | 0 | 0 | E | [6 empty] | 0
3 |  | 3258 | 1206 | IC4 | IC | 1000 | P | OP | 11 | 1948 | FO2 |  |  | FO2 |  |  | 12500 | 1000 | 1000 | 0 |  | 0 | 0 | 0 | 0 | 0 | 0 | [6 empty] | 0 | 0 | 0 | 10 | 1948 | 0 | 0 | E | [6 empty] | 0
3 |  | 3258 | 1206 | IC5 | IC | 1000 | P | OP | 11 | 1948 | FO2 |  |  | FO2 |  |  | 12500 | 1000 | 1000 | 0 |  | 0 | 0 | 0 | 0 | 0 | 0 | [6 empty] | 0 | 0 | 0 | 10 | 1948 | 0 | 0 | E | [6 empty] | 0
3 |  | 3258 | 1218 | 1 | ST | 25000 | C | OP | 1 | 1960 | NG |  |  | BIT | NG |  | 12100 | 23400 | 24000 | 0 |  | 0 | 0 | 0 | 0 | 0 | 0 | [6 empty] | 0 | 0 | 0 | 12 | 1959 | 0 | 0 | E | [6 empty] | 0
3 |  | 3258 | 1218 | 2 | ST | 37500 | C | OP | 4 | 1967 | NG |  |  | BIT | NG |  | 10900 | 41000 | 42000 | 0 |  | 0 | 0 | 0 | 0 | 0 | 0 | [6 empty] | 0 | 0 | 0 | 2 | 1967 | 0 | 0 | E | [6 empty] | 0
3 |  | 3265 | 51 | 1 | ST | 720750 | B | OP | 4 | 1986 | NG |  |  | LIG |  |  | 10375 | 650000 | 650000 | 0 |  | 0 | 0 | 4 | 1986 | 4 | 1986 | [6 empty] | 0 | 0 | 0 | 12 | 1985 | 0 | 0 | [7 empty] | 0
3 |  | 3265 | 1396 | 1 | ST | 7500 |  |  | 6 | 1948 |  |  |  | NG |  |  | 0 | 8000 | 8000 | 0 | RE | 5 | 1984 | 0 | 0 | 0 | 0 | [6 empty] | 0 | 0 | 0 | 6 | 1948 | 0 | 0 | [7 empty] | 0
3 |  | 3265 | 1396 | 2 | ST | 7500 |  |  | 7 | 1948 |  |  |  | NG |  |  | 16163 | 8000 | 8000 | 0 | RE | 5 | 1984 | 0 | 0 | 0 | 0 | [6 empty] | 0 | 0 | 0 | 7 | 1948 | 0 | 0 | [7 empty] | 0
3 |  | 3265 | 1396 | 3 | ST | 10000 |  |  | 8 | 1949 |  |  |  | NG |  |  | 16266 | 11000 | 11000 | 0 | RE | 5 | 1984 | 0 | 0 | 0 | 0 | [6 empty] | 0 | 0 | 0 | 8 | 1949 | 0 | 0 | [7 empty] | 0
3 |  | 3265 | 1396 | 4 | ST | 25000 |  |  | 11 | 1952 |  |  |  | NG | FO2 |  | 13427 | 24000 | 24000 | 0 | RE | 5 | 1984 | 0 | 0 | 0 | 0 | [6 empty] | 0 | 0 | 0 | 11 | 1952 | 0 | 0 | [7 empty] | 0
3 |  | 3265 | 1396 | 5 | ST | 65300 |  |  | 6 | 1958 |  |  |  | NG | FO2 |  | 11328 | 55000 | 55000 | 0 | RE | 5 | 1985 | 0 | 0 | 0 | 0 | [6 empty] | 0 | 0 | 0 | 6 | 1958 | 0 | 0 | [7 empty] | 0
3 |  | 3265 | 1396 | 6 | ST | 124999 | C | OP | 6 | 1961 | NG |  |  | NG | FO2 |  | 10803 | 110000 | 110000 | 0 |  | 0 | 0 | 0 | 0 | 0 | 0 | [6 empty] | 0 | 0 | 0 | 4 | 1961 | 0 | 0 | E | [6 empty] | 0
3 |  | 3265 | 1396 | 7 | ST | 243100 | C | OP | 4 | 1966 | NG |  |  | NG | FO2 |  | 10590 | 224000 | 224000 | 0 |  | 0 | 0 | 0 | 0 | 0 | 0 | [6 empty] | 0 | 0 | 0 | 2 | 1966 | 0 | 0 | E | [6 empty] | 0
3 |  | 3265 | 1400 | 1 | ST | 24999 | C | OP | 7 | 1953 | NG |  |  | NG |  |  | 13024 | 23000 | 23000 | 0 |  | 0 | 0 | 0 | 0 | 0 | 0 | [6 empty] | 0 | 0 | 0 | 7 | 1953 | 0 | 0 | [7 empty] | 0
3 |  | 3265 | 1400 | 2 | ST | 54400 | C | OP | 5 | 1956 | NG |  |  | NG |  |  | 10857 | 48000 | 48000 | 0 |  | 0 | 0 | 0 | 0 | 0 | 0 | [6 empty] | 0 | 0 | 0 | 5 | 1956 | 0 | 0 | [7 empty] | 0
3 |  | 3265 | 1400 | 3 | ST | 348500 | C | OP | 5 | 1971 | NG |  |  | NG | FO2 |  | 9982 | 359000 | 359000 | 0 |  | 0 | 0 | 0 | 0 | 0 | 0 | [6 empty] | 0 | 0 | 0 | 3 | 1971 | 0 | 0 | [7 empty] | 0
3 |  | 3265 | 1435 | 1 | IC | 1400 |  |  | 3 | 1955 |  |  |  | FO2 | NG |  | 0 | 1200 | 1200 | 1400 | RE | 5 | 1984 | 0 | 0 | 0 | 0 | [6 empty] | 0 | 0 | 0 | 0 | 1955 | 0 | 0 | E | [6 empty] | 0
3 |  | 3265 | 1435 | 2 | IC | 1400 |  |  | 4 | 1955 |  |  |  | FO2 | NG |  | 0 | 0 | 0 | 1400 | RE | 5 | 1984 | 0 | 0 | 0 | 0 | [6 empty] | 0 | 0 | 0 | 0 | 1955 | 0 | 0 | E | [6 empty] | 0
3 |  | 3265 | 1435 | 5 | IC | 4100 |  |  | 2 | 1968 |  |  |  | FO2 | NG |  | 0 | 3600 | 3600 | 4100 | RE | 5 | 1984 | 0 | 0 | 0 | 0 | [6 empty] | 0 | 0 | 0 | 0 | 1968 | 0 | 0 | E | [6 empty] | 0
3 |  | 3265 | 1435 | 6 | IC | 2000 |  |  | 3 | 1962 |  |  |  | FO2 | NG |  | 0 | 1700 | 1700 | 2000 | RE | 5 | 1984 | 0 | 0 | 0 | 0 | [6 empty] | 0 | 0 | 0 | 0 | 1962 | 0 | 0 | E | [6 empty] | 0
3 |  | 3265 | 1435 | 7 | IC | 2000 |  |  | 4 | 1962 |  |  |  | FO2 | NG |  | 0 | 1700 | 1700 | 2000 | RE | 5 | 1984 | 0 | 0 | 0 | 0 | [6 empty] | 0 | 0 | 0 | 0 | 1962 | 0 | 0 | E | [6 empty] | 0
3 |  | 3265 | 1435 | 8 | IC | 4100 |  |  | 5 | 1968 |  |  |  | FO2 | NG |  | 0 | 3600 | 3600 | 4100 | RE | 5 | 1984 | 0 | 0 | 0 | 0 | [6 empty] | 0 | 0 | 0 | 0 | 1968 | 0 | 0 | E | [6 empty] | 0
3 |  | 3265 | 1435 | GT1 | GT | 10000 | P | OP | 1 | 1973 | NG |  |  | NG | FO2 |  | 17653 | 8000 | 8000 | 0 |  | 0 | 0 | 0 | 0 | 0 | 0 | [6 empty] | 0 | 0 | 0 | 12 | 1972 | 0 | 0 | E | [6 empty] | 0
3 |  | 3265 | 6190 | 1 | ST | 445500 | C | OP | 6 | 1975 | NG |  |  | NG | FO6 |  | 9903 | 440000 | 440000 | 0 |  | 0 | 0 | 0 | 0 | 0 | 0 | [6 empty] | 0 | 0 | 0 | 6 | 1975 | 0 | 0 | [7 empty] | 0
3 |  | 3265 | 6190 | 2 | ST | 558000 | B | OP | 8 | 1982 | NG |  |  | SUB | MF |  | 10347 | 523000 | 523000 | 0 |  | 0 | 0 | 0 | 0 | 0 | 0 | [6 empty] | 0 | 0 | 0 | 4 | 1982 | 0 | 0 | E | [6 empty] | 0
3 |  | 3266 | 695 | 1 | HC | 450 | C | OP | 9 | 1983 | WAT |  |  | WAT |  |  | 0 | 450 | 450 | 0 |  | 0 | 0 | 0 | 0 | 0 | 0 | [6 empty] | 0 | 0 | 0 | 6 | 1983 | 0 | 0 | E | [6 empty] | 0
3 |  | 3266 | 695 | 2 | HC | 450 | C | OP | 9 | 1983 | WAT |  |  | WAT |  |  | 0 | 450 | 450 | 0 |  | 0 | 0 | 0 | 0 | 0 | 0 | [6 empty] | 0 | 0 | 0 | 6 | 1983 | 0 | 0 | E | [6 empty] | 0
3 |  | 3266 | 799 | 1 | HC | 0 |  |  | 0 | 0 | [6 empty] | 0 | 0 | 0 | 1200 | IP | 3 | 1989 | 4 | 1985 | 0 | 0 |  |  |  | WAT |  |  | 0 | 0 | 0 | 0 | 0 | 1149 | 1134 | [7 empty] | 0
3 |  | 3266 | 801 | 1 | HC | 0 |  |  | 0 | 0 | [6 empty] | 0 | 0 | 0 | 600 | CN | 4 | 1986 | 4 | 1985 | 0 | 0 |  |  |  | WAT |  |  | 0 | 0 | 0 | 0 | 0 | 1000 | 1000 | [7 empty] | 0
3 |  | 3266 | 802 | 1 | HC | 4000 |  | OP | 9 | 1989 | WAT |  |  | WAT |  |  | 0 | 3666 | 3660 | 0 |  | 0 | 0 | 0 | 0 | 0 | 0 | [6 empty] | 0 | 0 | 0 | 8 | 1989 | 0 | 0 | [7 empty] | 0
3 |  | 3266 | 805 | NA1 | HC | 14220 |  | OP | 8 | 1990 | WAT |  |  | WAT |  |  | 0 | 13590 | 13590 | 0 |  | 0 | 0 | 0 | 0 | 0 | 0 | [6 empty] | 0 | 0 | 0 | 7 | 1990 | 0 | 0 | [7 empty] | 0
3 |  | 3266 | 805 | NA2 | HC | 14220 |  | OP | 7 | 1990 |  |  |  | WAT |  |  | 0 | 13590 | 13590 | 0 |  | 0 | 0 | 0 | 0 | 0 | 0 | [6 empty] | 0 | 0 | 0 | 6 | 1990 | 0 | 0 | [7 empty] | 0
3 |  | 3266 | 1480 | 1 | HC | 3600 | C | OP | 88 | 1928 | WAT |  |  | WAT |  |  | 0 | 3800 | 3800 | 0 |  | 0 | 0 | 0 | 0 | 0 | 0 | [6 empty] | 0 | 0 | 0 | 0 | 1928 | 0 | 0 | E | [6 empty] | 0
3 |  | 3266 | 1481 | 1 | HC | 2000 | C | OP | 88 | 1956 | WAT |  |  | WAT |  |  | 0 | 2000 | 2000 | 0 |  | 0 | 0 | 0 | 0 | 0 | 0 | [6 empty] | 0 | 0 | 0 | 0 | 1956 | 0 | 0 | E | [6 empty] | 0
3 |  | 3266 | 1481 | 2 | HC | 2000 | C | OP | 88 | 1956 | WAT |  |  | WAT |  |  | 0 | 2000 | 2000 | 0 |  | 0 | 0 | 0 | 0 | 0 | 0 | [6 empty] | 0 | 0 | 0 | 0 | 1956 | 0 | 0 | E | [6 empty] | 0
3 |  | 3266 | 1482 | 1 | HC | 1200 | C | OP | 88 | 1910 | WAT |  |  | WAT |  |  | 0 | 1600 | 1600 | 0 |  | 0 | 0 | 0 | 0 | 0 | 0 | [6 empty] | 0 | 0 | 0 | 0 | 1910 | 0 | 0 | E | [6 empty] | 0
3 |  | 3266 | 1482 | 2 | HC | 1200 | C | OP | 88 | 1910 | WAT |  |  | WAT |  |  | 0 | 1700 | 1700 | 0 |  | 0 | 0 | 0 | 0 | 0 | 0 | [6 empty] | 0 | 0 | 0 | 0 | 1910 | 0 | 0 | E | [6 empty] | 0
3 |  | 3266 | 1482 | 3 | HC | 1200 | C | OP | 88 | 1910 | WAT |  |  | WAT |  |  | 0 | 1100 | 1100 | 0 |  | 0 | 0 | 0 | 0 | 0 | 0 | [6 empty] | 0 | 0 | 0 | 0 | 1910 | 0 | 0 | E | [6 empty] | 0
3 |  | 3266 | 1482 | 4 | HC | 1200 | C | OP | 88 | 1910 | WAT |  |  | WAT |  |  | 0 | 1700 | 1700 | 0 |  | 0 | 0 | 0 | 0 | 0 | 0 | [6 empty] | 0 | 0 | 0 | 0 | 1910 | 0 | 0 | E | [6 empty] | 0
3 |  | 3266 | 1482 | 5 | HC | 1200 | C | OP | 88 | 1910 | WAT |  |  | WAT |  |  | 0 | 1800 | 1800 | 0 |  | 0 | 0 | 0 | 0 | 0 | 0 | [6 empty] | 0 | 0 | 0 | 0 | 1910 | 0 | 0 | E | [6 empty] | 0
3 |  | 3266 | 1482 | 6 | HC | 1200 | C | OP | 88 | 1910 | WAT |  |  | WAT |  |  | 0 | 1500 | 1500 | 0 |  | 0 | 0 | 0 | 0 | 0 | 0 | [6 empty] | 0 | 0 | 0 | 0 | 1910 | 0 | 0 | E | [6 empty] | 0
3 |  | 3266 | 1483 | A | HC | 400 |  |  | 99 | 1908 |  |  |  | WAT |  |  | 0 | 0 | 0 | 0 | RE | 99 | 1973 | 0 | 0 | 0 | 0 | [6 empty] | 0 | 0 | 0 | 0 | 1908 | 0 | 0 | E | [6 empty] | 0
3 |  | 3266 | 1483 | B | HC | 400 |  |  | 99 | 1908 |  |  |  | WAT |  |  | 0 | 0 | 0 | 0 | RE | 99 | 1973 | 0 | 0 | 0 | 0 | [6 empty] | 0 | 0 | 0 | 0 | 1908 | 0 | 0 | E | [6 empty] | 0
3 |  | 3266 | 1483 | C | HC | 400 |  |  | 99 | 1908 |  |  |  | WAT |  |  | 0 | 0 | 0 | 0 | RE | 99 | 1973 | 0 | 0 | 0 | 0 | [6 empty] | 0 | 0 | 0 | 0 | 1908 | 0 | 0 | E | [6 empty] | 0
3 |  | 3266 | 1483 | D | HC | 300 |  |  | 99 | 1911 |  |  |  | WAT |  |  | 0 | 0 | 0 | 0 | RE | 99 | 1973 | 0 | 0 | 0 | 0 | [6 empty] | 0 | 0 | 0 | 0 | 1911 | 0 | 0 | E | [6 empty] | 0
3 |  | 3266 | 1483 | 1 | HC | 12600 | C | OP | 3 | 1982 | WAT |  |  | WAT |  |  | 0 | 12700 | 12700 | 0 |  | 0 | 0 | 0 | 0 | 0 | 0 | [6 empty] | 0 | 0 | 0 | 12 | 1981 | 0 | 0 | E | [6 empty] | 0
3 |  | 3266 | 1483 | 2 | HC | 3500 | C | OP | 4 | 1983 | WAT |  |  | WAT |  |  | 0 | 3500 | 3500 | 0 |  | 0 | 0 | 0 | 0 | 0 | 0 | [6 empty] | 0 | 0 | 0 | 1 | 1983 | 0 | 0 | E | [6 empty] | 0
3 |  | 3266 | 1483 | 3 | HC | 3500 | C | OP | 4 | 1983 | WAT |  |  | WAT |  |  | 0 | 3500 | 3500 | 0 |  | 0 | 0 | 0 | 0 | 0 | 0 | [6 empty] | 0 | 0 | 0 | 1 | 1983 | 0 | 0 | E | [6 empty] | 0
3 |  | 3266 | 1484 | 1 | ST | 5000 |  |  | 99 | 1922 |  |  |  | FO2 |  |  | 0 | 0 | 0 | 0 | RE | 5 | 1979 | 0 | 0 | 0 | 0 | [6 empty] | 0 | 0 | 0 | 0 | 1922 | 0 | 0 | E | [6 empty] | 0
3 |  | 3266 | 1484 | 2 | ST | 5000 |  |  | 99 | 1922 |  |  |  | FO2 |  |  | 0 | 0 | 0 | 0 | RE | 5 | 1979 | 0 | 0 | 0 | 0 | [6 empty] | 0 | 0 | 0 | 0 | 1922 | 0 | 0 | E | [6 empty] | 0
3 |  | 3266 | 1484 | 3 | ST | 12500 |  |  | 99 | 1922 |  |  |  | FO2 |  |  | 0 | 0 | 0 | 0 | RE | 5 | 1979 | 0 | 0 | 0 | 0 | [6 empty] | 0 | 0 | 0 | 0 | 1922 | 0 | 0 | E | [6 empty] | 0
3 |  | 3266 | 1484 | GT4 | GT | 17553 | P | OP | 88 | 1970 | FO2 |  |  | FO2 |  |  | 12270 | 16010 | 21350 | 0 |  | 0 | 0 | 0 | 0 | 0 | 0 | [6 empty] | 0 | 0 | 0 | 0 | 1970 | 0 | 0 | E | [6 empty] | 0
3 |  | 3266 | 1484 | GT5 | GT | 17552 | P | OP | 88 | 1970 | FO2 |  |  | FO2 |  |  | 12188 | 17030 | 21300 | 0 |  | 0 | 0 | 0 | 0 | 0 | 0 | [6 empty] | 0 | 0 | 0 | 0 | 1970 | 0 | 0 | E | [6 empty] | 0
3 |  | 3266 | 1486 | 1 | HC | 6650 | C | OP | 88 | 1937 | WAT |  |  | WAT |  |  | 0 | 8000 | 8000 | 0 |  | 0 | 0 | 0 | 0 | 0 | 0 | [6 empty] | 0 | 0 | 0 | 0 | 1937 | 0 | 0 | E | [6 empty] | 0
3 |  | 3266 | 1486 | 2 | HC | 0 |  |  | 0 | 0 | [6 empty] | 0 | 0 | 0 | 3000 | CN | 1 | 1986 | 4 | 1988 | 0 | 0 |  |  |  | WAT |  |  | 0 | 0 | 0 | 0 | 0 | 3000 | 3000 | [7 empty] | 0
3 |  | 3266 | 1487 | 1 | HC | 400 | C | OP | 88 | 1920 | WAT |  |  | WAT |  |  | 0 | 400 | 400 | 0 |  | 0 | 0 | 0 | 0 | 0 | 0 | [6 empty] | 0 | 0 | 0 | 0 | 1920 | 0 | 0 | E | [6 empty] | 0
3 |  | 3266 | 1487 | 2 | HC | 400 | C | OP | 88 | 1920 | WAT |  |  | WAT |  |  | 0 | 400 | 400 | 0 |  | 0 | 0 | 0 | 0 | 0 | 0 | [6 empty] | 0 | 0 | 0 | 0 | 1920 | 0 | 0 | E | [6 empty] | 0
3 |  | 3266 | 1487 | 3 | HC | 400 | C | OP | 88 | 1920 | WAT |  |  | WAT |  |  | 0 | 400 | 400 | 0 |  | 0 | 0 | 0 | 0 | 0 | 0 | [6 empty] | 0 | 0 | 0 | 0 | 1920 | 0 | 0 | E | [6 empty] | 0
3 |  | 3266 | 1487 | 4 | HC | 192 | C |  | 88 | 1920 | WAT |  |  | WAT |  |  | 0 | 0 | 1 | 0 | RE | 6 | 1982 | 0 | 0 | 0 | 0 | [6 empty] | 0 | 0 | 0 | 0 | 1920 | 0 | 0 | E | [6 empty] | 0
3 |  | 3266 | 1487 | 5 | HC | 192 | C | OP | 88 | 1920 | WAT |  |  | WAT |  |  | 0 | 200 | 200 | 0 |  | 0 | 0 | 0 | 0 | 0 | 0 | [6 empty] | 0 | 0 | 0 | 0 | 1920 | 0 | 0 | E | [6 empty] | 0
3 |  | 3266 | 1487 | 6 | HC | 192 | C | OP | 88 | 1920 | WAT |  |  | WAT |  |  | 0 | 200 | 200 | 0 |  | 0 | 0 | 0 | 0 | 0 | 0 | [6 empty] | 0 | 0 | 0 | 0 | 1920 | 0 | 0 | E | [6 empty] | 0
3 |  | 3266 | 1488 | 1 | HC | 600 | C | OP | 88 | 1903 | WAT |  |  | WAT |  |  | 0 | 600 | 600 | 0 |  | 0 | 0 | 0 | 0 | 0 | 0 | [6 empty] | 0 | 0 | 0 | 0 | 1903 | 0 | 0 | E | [6 empty] | 0
3 |  | 3266 | 1488 | 2 | HC | 600 | C | OP | 88 | 1903 | WAT |  |  | WAT |  |  | 0 | 600 | 600 | 0 |  | 0 | 0 | 0 | 0 | 0 | 0 | [6 empty] | 0 | 0 | 0 | 0 | 1903 | 0 | 0 | E | [6 empty] | 0
3 |  | 3266 | 1488 | 3 | HC | 900 | C | OP | 88 | 1906 | WAT |  |  | WAT |  |  | 0 | 900 | 900 | 0 |  | 0 | 0 | 0 | 0 | 0 | 0 | [6 empty] | 0 | 0 | 0 | 0 | 1906 | 0 | 0 | E | [6 empty] | 0
3 |  | 3266 | 1488 | 4 | HC | 800 | C | OP | 88 | 1911 | WAT |  |  | WAT |  |  | 0 | 800 | 800 | 0 |  | 0 | 0 | 0 | 0 | 0 | 0 | [6 empty] | 0 | 0 | 0 | 0 | 1911 | 0 | 0 | E | [6 empty] | 0
3 |  | 3266 | 1488 | 5 | HC | 800 | C | OP | 88 | 1913 | WAT |  |  | WAT |  |  | 0 | 800 | 800 | 0 |  | 0 | 0 | 0 | 0 | 0 | 0 | [6 empty] | 0 | 0 | 0 | 0 | 1913 | 0 | 0 | E | [6 empty] | 0
3 |  | 3266 | 1488 | 6 | HC | 1800 | C | OP | 88 | 1919 | WAT |  |  | WAT |  |  | 0 | 1800 | 1800 | 0 |  | 0 | 0 | 0 | 0 | 0 | 0 | [6 empty] | 0 | 0 | 0 | 0 | 1919 | 0 | 0 | E | [6 empty] | 0
3 |  | 3266 | 1488 | 7 | HC | 1040 | C | OP | 88 | 1924 | WAT |  |  | WAT |  |  | 0 | 1000 | 1000 | 0 |  | 0 | 0 | 0 | 0 | 0 | 0 | [6 empty] | 0 | 0 | 0 | 0 | 1924 | 0 | 0 | E | [6 empty] | 0
3 |  | 3266 | 1489 | 1 | GT | 4000 |  |  | 99 | 1950 |  |  |  | FO2 |  |  | 0 | 0 | 0 | 0 | RE | 3 | 1980 | 0 | 0 | 0 | 0 | [6 empty] | 0 | 0 | 0 | 0 | 1950 | 0 | 0 | E | [6 empty] | 0
3 |  | 3266 | 1490 | A | HC | 750 | C | OP | 88 | 1908 | WAT |  |  | WAT |  |  | 0 | 900 | 900 | 0 |  | 0 | 0 | 0 | 0 | 0 | 0 | [6 empty] | 0 | 0 | 0 | 0 | 1908 | 0 | 0 | E | [6 empty] | 0
3 |  | 3266 | 1490 | B | HC | 750 | C | OP | 88 | 1908 | WAT |  |  | WAT |  |  | 0 | 900 | 900 | 0 |  | 0 | 0 | 0 | 0 | 0 | 0 | [6 empty] | 0 | 0 | 0 | 0 | 1908 | 0 | 0 | E | [6 empty] | 0
3 |  | 3266 | 1491 | 1 | HC | 6400 | C | OP | 88 | 1926 | WAT |  |  | WAT |  |  | 0 | 8400 | 8400 | 0 |  | 0 | 0 | 0 | 0 | 0 | 0 | [6 empty] | 0 | 0 | 0 | 0 | 1926 | 0 | 0 | E | [6 empty] | 0
3 |  | 3266 | 1491 | 2 | HC | 6400 | C | OP | 88 | 1926 | WAT |  |  | WAT |  |  | 0 | 7600 | 7600 | 0 |  | 0 | 0 | 0 | 0 | 0 | 0 | [6 empty] | 0 | 0 | 0 | 0 | 1926 | 0 | 0 | E | [6 empty] | 0
3 |  | 3266 | 1491 | 3 | HC | 6400 | C | OP | 88 | 1926 | WAT |  |  | WAT |  |  | 0 | 7600 | 7600 | 0 |  | 0 | 0 | 0 | 0 | 0 | 0 | [6 empty] | 0 | 0 | 0 | 0 | 1926 | 0 | 0 | E | [6 empty] | 0
3 |  | 3266 | 1492 | 1 | HC | 15000 | C | OP | 88 | 1954 | WAT |  |  | WAT |  |  | 0 | 17000 | 17000 | 0 |  | 0 | 0 | 0 | 0 | 0 | 0 | [6 empty] | 0 | 0 | 0 | 0 | 1954 | 0 | 0 | E | [6 empty] | 0
3 |  | 3266 | 1492 | 2 | HC | 30000 | C | OP | 88 | 1954 | WAT |  |  | WAT |  |  | 0 | 35000 | 35000 | 0 |  | 0 | 0 | 0 | 0 | 0 | 0 | [6 empty] | 0 | 0 | 0 | 0 | 1954 | 0 | 0 | E | [6 empty] | 0
3 |  | 3266 | 1492 | 3 | HC | 30000 | C | OP | 88 | 1955 | WAT |  |  | WAT |  |  | 0 | 34000 | 34000 | 0 |  | 0 | 0 | 0 | 0 | 0 | 0 | [6 empty] | 0 | 0 | 0 | 0 | 1955 | 0 | 0 | E | [6 empty] | 0
3 |  | 3266 | 1493 | 1 | HC | 2400 | C | OP | 88 | 1917 | WAT |  |  | WAT |  |  | 0 | 3000 | 3000 | 0 |  | 0 | 0 | 0 | 0 | 0 | 0 | [6 empty] | 0 | 0 | 0 | 0 | 1917 | 0 | 0 | E | [6 empty] | 0
3 |  | 3266 | 1493 | 2 | HC | 8100 | C | OP | 1 | 1985 | WAT |  |  | WAT |  |  | 0 | 8100 | 8100 | 0 |  | 0 | 0 | 4 | 1985 | 1 | 1985 | [6 empty] | 0 | 0 | 0 | 0 | 1984 | 0 | 0 | [7 empty] | 0
3 |  | 3266 | 1494 | 1 | IC | 127 | P | SB | 88 | 1964 | FO2 |  |  | FO2 |  |  | 0 | 113 | 124 | 0 |  | 0 | 0 | 0 | 0 | 0 | 0 | [6 empty] | 0 | 0 | 0 | 0 | 1964 | 0 | 0 | E | E | E |  |  |  |  | 0
3 |  | 3266 | 1494 | 2 | IC | 127 | P | SB | 88 | 1964 | FO2 |  |  | FO2 |  |  | 0 | 113 | 124 | 0 |  | 0 | 0 | 0 | 0 | 0 | 0 | [6 empty] | 0 | 0 | 0 | 0 | 1964 | 0 | 0 | E | E | E |  |  |  |  | 0
3 |  | 3266 | 1495 | 1 | HC | 1000 |  |  | 99 | 1927 |  |  |  | WAT |  |  | 0 | 0 | 0 | 0 | RE | 3 | 1973 | 0 | 0 | 0 | 0 | [6 empty] | 0 | 0 | 0 | 0 | 1927 | 0 | 0 | E | [6 empty] | 0
3 |  | 3266 | 1496 | 1 | ST | 20000 | C | SC | 88 | 1941 | FO6 |  |  | FO6 |  |  | 13850 | 19572 | 20005 | 0 |  | 0 | 0 | 0 | 0 | 0 | 0 | [6 empty] | 0 | 0 | 0 | 0 | 1941 | 0 | 0 | E | E | E |  |  |  |  | 0
3 |  | 3266 | 1496 | 2 | ST | 20000 | C | SC | 88 | 1947 | FO6 |  |  | FO6 |  |  | 13900 | 19572 | 20005 | 0 |  | 0 | 0 | 0 | 0 | 0 | 0 | [6 empty] | 0 | 0 | 0 | 0 | 1947 | 0 | 0 | E | E | E |  |  |  |  | 0
3 |  | 3266 | 1496 | 3 | ST | 34500 | C | SB | 88 | 1952 | FO6 |  |  | FO6 |  |  | 12850 | 32000 | 32000 | 0 |  | 0 | 0 | 0 | 0 | 0 | 0 | [6 empty] | 0 | 0 | 0 | 0 | 1952 | 0 | 0 | E | [6 empty] | 0
3 |  | 3266 | 1496 | 4 | ST | 34500 | C | SB | 88 | 1952 | FO6 |  |  | FO6 |  |  | 12750 | 32000 | 32000 | 0 |  | 0 | 0 | 0 | 0 | 0 | 0 | [6 empty] | 0 | 0 | 0 | 0 | 1952 | 0 | 0 | E | [6 empty] | 0
3 |  | 3266 | 1496 | 5 | ST | 37500 | C | SB | 88 | 1955 | FO6 |  |  | FO6 |  |  | 12950 | 33000 | 33000 | 0 |  | 0 | 0 | 0 | 0 | 0 | 0 | [6 empty] | 0 | 0 | 0 | 0 | 1955 | 0 | 0 | E | [6 empty] | 0
3 |  | 3266 | 1497 | 1 | HC | 2800 | C | OP | 88 | 1924 | WAT |  |  | WAT |  |  | 0 | 2750 | 2750 | 0 |  | 0 | 0 | 0 | 0 | 0 | 0 | [6 empty] | 0 | 0 | 0 | 0 | 1924 | 0 | 0 | E | [6 empty] | 0
3 |  | 3266 | 1498 | 1 | HC | 1600 | C | OP | 88 | 1918 | WAT |  |  | WAT |  |  | 0 | 1650 | 1650 | 0 |  | 0 | 0 | 0 | 0 | 0 | 0 | [6 empty] | 0 | 0 | 0 | 0 | 1918 | 0 | 0 | E | [6 empty] | 0
3 |  | 3266 | 1499 | 1 | HC | 800 | C | OP | 88 | 1924 | WAT |  |  | WAT |  |  | 0 | 800 | 800 | 0 |  | 0 | 0 | 0 | 0 | 0 | 0 | [6 empty] | 0 | 0 | 0 | 0 | 1924 | 0 | 0 | E | [6 empty] | 0
3 |  | 3266 | 1500 | 1 | HC | 1500 | C | OP | 88 | 1935 | WAT |  |  | WAT |  |  | 0 | 1550 | 1550 | 0 |  | 0 | 0 | 0 | 0 | 0 | 0 | [6 empty] | 0 | 0 | 0 | 0 | 1935 | 0 | 0 | E | [6 empty] | 0
3 |  | 3266 | 1501 | 1 | HC | 1125 | C | OP | 88 | 1925 | WAT |  |  | WAT |  |  | 0 | 1000 | 1000 | 0 |  | 0 | 0 | 0 | 0 | 0 | 0 | [6 empty] | 0 | 0 | 0 | 0 | 1925 | 0 | 0 | E | [6 empty] | 0
3 |  | 3266 | 1501 | 2 | HC | 1125 | C | OP | 88 | 1925 | WAT |  |  | WAT |  |  | 0 | 1000 | 1000 | 0 |  | 0 | 0 | 0 | 0 | 0 | 0 | [6 empty] | 0 | 0 | 0 | 0 | 1925 | 0 | 0 | E | [6 empty] | 0
3 |  | 3266 | 1502 | 1 | IC | 235 | P | OP | 88 | 1940 | FO2 |  |  | FO2 |  |  | 11850 | 300 | 300 | 0 |  | 0 | 0 | 0 | 0 | 0 | 0 | [6 empty] | 0 | 0 | 0 | 0 | 1940 | 0 | 0 | E | [6 empty] | 0
3 |  | 3266 | 1502 | 2 | IC | 1000 |  |  | 99 | 1948 |  |  |  | FO2 |  |  | 0 | 0 | 0 | 0 | RE | 4 | 1981 | 0 | 0 | 0 | 0 | [6 empty] | 0 | 0 | 0 | 0 | 1948 | 0 | 0 | E | [6 empty] | 0
3 |  | 3266 | 1502 | 3 | IC | 1000 | P | OP | 88 | 1948 | FO2 |  |  | FO2 |  |  | 10690 | 1300 | 1400 | 0 |  | 0 | 0 | 0 | 0 | 0 | 0 | [6 empty] | 0 | 0 | 0 | 0 | 1948 | 0 | 0 | E | [6 empty] | 0
3 |  | 3266 | 1503 | 1 | IC | 1000 |  |  | 99 | 1948 |  |  |  | FO2 |  |  | 0 | 0 | 0 | 0 | RE | 4 | 1981 | 0 | 0 | 0 | 0 | [6 empty] | 0 | 0 | 0 | 0 | 1948 | 0 | 0 | E | [6 empty] | 0
3 |  | 3266 | 1503 | 2 | IC | 1000 |  |  | 99 | 1948 |  |  |  | FO2 |  |  | 0 | 0 | 0 | 0 | RE | 4 | 1981 | 0 | 0 | 0 | 0 | [6 empty] | 0 | 0 | 0 | 0 | 1948 | 0 | 0 | E | [6 empty] | 0
3 |  | 3266 | 1504 | 1 | HC | 750 | C | OP | 88 | 1913 | WAT |  |  | WAT |  |  | 0 | 1000 | 1000 | 0 |  | 0 | 0 | 0 | 0 | 0 | 0 | [6 empty] | 0 | 0 | 0 | 0 | 1913 | 0 | 0 | E | [6 empty] | 0
3 |  | 3266 | 1504 | 2 | HC | 750 | C | OP | 88 | 1913 | WAT |  |  | WAT |  |  | 0 | 1000 | 1000 | 0 |  | 0 | 0 | 0 | 0 | 0 | 0 | [6 empty] | 0 | 0 | 0 | 0 | 1913 | 0 | 0 | E | [6 empty] | 0
3 |  | 3266 | 1504 | 3 | HC | 750 | C | OP | 88 | 1913 | WAT |  |  | WAT |  |  | 0 | 1000 | 1000 | 0 |  | 0 | 0 | 0 | 0 | 0 | 0 | [6 empty] | 0 | 0 | 0 | 0 | 1913 | 0 | 0 | E | [6 empty] | 0
3 |  | 3266 | 1504 | 4 | HC | 750 | C | OP | 88 | 1918 | WAT |  |  | WAT |  |  | 0 | 1000 | 1000 | 0 |  | 0 | 0 | 0 | 0 | 0 | 0 | [6 empty] | 0 | 0 | 0 | 0 | 1918 | 0 | 0 | E | [6 empty] | 0
3 |  | 3266 | 1504 | 5 | HC | 750 | C | OP | 88 | 1913 | WAT |  |  | WAT |  |  | 0 | 1000 | 1000 | 0 |  | 0 | 0 | 0 | 0 | 0 | 0 | [6 empty] | 0 | 0 | 0 | 0 | 1913 | 0 | 0 | E | [6 empty] | 0
3 |  | 3266 | 1504 | 6 | HC | 900 | C | OP | 88 | 1921 | WAT |  |  | WAT |  |  | 0 | 1000 | 1000 | 0 |  | 0 | 0 | 0 | 0 | 0 | 0 | [6 empty] | 0 | 0 | 0 | 0 | 1921 | 0 | 0 | E | [6 empty] | 0
3 |  | 3266 | 1504 | 7 | HC | 2000 | C | OP | 4 | 1982 | WAT |  |  | WAT |  |  | 0 | 2100 | 2100 | 0 |  | 0 | 0 | 0 | 0 | 0 | 0 | [6 empty] | 0 | 0 | 0 | 1 | 1982 | 0 | 0 | E | [6 empty] | 0
3 |  | 3266 | 1504 | 8 | HC | 2000 | C | OP | 4 | 1982 | WAT |  |  | WAT |  |  | 0 | 2100 | 2100 | 0 |  | 0 | 0 | 0 | 0 | 0 | 0 | [6 empty] | 0 | 0 | 0 | 1 | 1982 | 0 | 0 | E | [6 empty] | 0
3 |  | 3266 | 1505 | 1 | HC | 8400 | C | OP | 88 | 1948 | WAT |  |  | WAT |  |  | 0 | 10000 | 10000 | 0 |  | 0 | 0 | 0 | 0 | 0 | 0 | [6 empty] | 0 | 0 | 0 | 0 | 1948 | 0 | 0 | E | [6 empty] | 0
3 |  | 3266 | 1505 | 2 | HC | 8400 | C | OP | 88 | 1948 | WAT |  |  | WAT |  |  | 0 | 10000 | 10000 | 0 |  | 0 | 0 | 0 | 0 | 0 | 0 | [6 empty] | 0 | 0 | 0 | 0 | 1948 | 0 | 0 | E | [6 empty] | 0
3 |  | 3266 | 1506 | 1 | HC | 1000 |  |  | 99 | 1920 |  |  |  | WAT |  |  | 0 | 0 | 0 | 0 | RE | 2 | 1977 | 0 | 0 | 0 | 0 | [6 empty] | 0 | 0 | 0 | 0 | 1920 | 0 | 0 | E | [6 empty] | 0
3 |  | 3266 | 1506 | 2 | HC | 1000 |  |  | 99 | 1920 |  |  |  | WAT |  |  | 0 | 0 | 0 | 0 | RE | 2 | 1977 | 0 | 0 | 0 | 0 | [6 empty] | 0 | 0 | 0 | 0 | 1920 | 0 | 0 | E | [6 empty] | 0
3 |  | 3266 | 1506 | 3 | HC | 1000 |  |  | 99 | 1920 |  |  |  | WAT |  |  | 0 | 0 | 0 | 0 | RE | 2 | 1977 | 0 | 0 | 0 | 0 | [6 empty] | 0 | 0 | 0 | 0 | 1920 | 0 | 0 | E | [6 empty] | 0
3 |  | 3266 | 1507 | 1 | ST | 50000 | C | OP | 88 | 1957 | FO6 |  |  | FO6 |  |  | 11374 | 53500 | 53500 | 0 |  | 0 | 0 | 0 | 0 | 0 | 0 | [6 empty] | 0 | 0 | 0 | 0 | 1957 | 0 | 0 | E | [6 empty] | 0
3 |  | 3266 | 1507 | 2 | ST | 50000 | C | OP | 88 | 1958 | FO6 |  |  | FO6 |  |  | 10973 | 53500 | 53500 | 0 |  | 0 | 0 | 0 | 0 | 0 | 0 | [6 empty] | 0 | 0 | 0 | 0 | 1958 | 0 | 0 | E | [6 empty] | 0
3 |  | 3266 | 1507 | 3 | ST | 113636 | C | OP | 88 | 1965 | FO2 |  |  | FO6 |  |  | 9816 | 115850 | 115850 | 0 |  | 0 | 0 | 0 | 0 | 0 | 0 | [6 empty] | 0 | 0 | 0 | 0 | 1965 | 0 | 0 | E | [6 empty] | 0
3 |  | 3266 | 1507 | 4 | ST | 632400 | C | OP | 12 | 1978 | FO2 |  |  | FO6 |  |  | 10745 | 614500 | 619250 | 0 |  | 0 | 0 | 0 | 0 | 0 | 0 | [6 empty] | 0 | 0 | 0 | 9 | 1978 | 0 | 0 | E | [6 empty] | 0
3 |  | 3266 | 1508 | 1 | HC | 650 | C | OP | 88 | 1982 | WAT |  |  | WAT |  |  | 0 | 650 | 650 | 0 |  | 0 | 0 | 0 | 0 | 0 | 0 | [6 empty] | 0 | 0 | 0 | 0 | 1982 | 0 | 0 | E | [6 empty] | 0
3 |  | 3266 | 1508 | 2 | HC | 650 | C | OP | 88 | 1982 | WAT |  |  | WAT |  |  | 0 | 650 | 650 | 0 |  | 0 | 0 | 0 | 0 | 0 | 0 | [6 empty] | 0 | 0 | 0 | 0 | 1982 | 0 | 0 | E | [6 empty] | 0
3 |  | 3266 | 1508 | 3 | HC | 1125 | C | OP | 88 | 1920 | WAT |  |  | WAT |  |  | 0 | 900 | 900 | 0 |  | 0 | 0 | 0 | 0 | 0 | 0 | [6 empty] | 0 | 0 | 0 | 0 | 1920 | 0 | 0 | E | [6 empty] | 0
3 |  | 3266 | 1508 | 4 | HC | 750 | C | OP | 88 | 1907 | WAT |  |  | WAT |  |  | 0 | 800 | 800 | 0 |  | 0 | 0 | 0 | 0 | 0 | 0 | [6 empty] | 0 | 0 | 0 | 0 | 1907 | 0 | 0 | E | [6 empty] | 0
3 |  | 3266 | 1508 | 5 | HC | 750 | C | OP | 88 | 1904 | WAT |  |  | WAT |  |  | 0 | 800 | 800 | 0 |  | 0 | 0 | 0 | 0 | 0 | 0 | [6 empty] | 0 | 0 | 0 | 0 | 1904 | 0 | 0 | E | [6 empty] | 0
3 |  | 3266 | 1508 | 6 | HC | 4000 | C | OP | 88 | 1927 | WAT |  |  | WAT |  |  | 0 | 3700 | 3700 | 0 |  | 0 | 0 | 0 | 0 | 0 | 0 | [6 empty] | 0 | 0 | 0 | 0 | 1927 | 0 | 0 | E | [6 empty] | 0
3 |  | 3266 | 1508 | H1 | HC | 700 | C |  | 88 | 1920 | WAT |  |  | WAT |  |  | 0 | 700 | 700 | 0 | RE | 88 | 1938 | 0 | 0 | 0 | 0 | [6 empty] | 0 | 0 | 0 | 0 | 1920 | 0 | 0 | E | [6 empty] | 0
3 |  | 3266 | 1508 | H2 | HC | 700 | C |  | 88 | 1920 | WAT |  |  | WAT |  |  | 0 | 700 | 700 | 0 | RE | 88 | 1938 | 0 | 0 | 0 | 0 | [6 empty] | 0 | 0 | 0 | 0 | 1920 | 0 | 0 | E | [6 empty] | 0
3 |  | 3266 | 1509 | 1 | HC | 3000 | C | OP | 88 | 1921 | WAT |  |  | WAT |  |  | 0 | 3500 | 3500 | 0 |  | 0 | 0 | 0 | 0 | 0 | 0 | [6 empty] | 0 | 0 | 0 | 0 | 1921 | 0 | 0 | E | [6 empty] | 0
3 |  | 3266 | 1509 | 2 | HC | 3000 | C | OP | 88 | 1920 | WAT |  |  | WAT |  |  | 0 | 3200 | 3200 | 0 |  | 0 | 0 | 0 | 0 | 0 | 0 | [6 empty] | 0 | 0 | 0 | 0 | 1920 | 0 | 0 | E | [6 empty] | 0
3 |  | 3266 | 1509 | 3 | HC | 3000 | C | OP | 88 | 1921 | WAT |  |  | WAT |  |  | 0 | 3300 | 3300 | 0 |  | 0 | 0 | 0 | 0 | 0 | 0 | [6 empty] | 0 | 0 | 0 | 0 | 1921 | 0 | 0 | E | [6 empty] | 0
3 |  | 3266 | 1509 | 4 | HC | 3000 | C | OP | 88 | 1923 | WAT |  |  | WAT |  |  | 0 | 3200 | 3200 | 0 |  | 0 | 0 | 0 | 0 | 0 | 0 | [6 empty] | 0 | 0 | 0 | 0 | 1923 | 0 | 0 | E | [6 empty] | 0
3 |  | 3266 | 1510 | 1 | HC | 7000 | C | OP | 88 | 1939 | WAT |  |  | WAT |  |  | 0 | 8100 | 8100 | 0 |  | 0 | 0 | 0 | 0 | 0 | 0 | [6 empty] | 0 | 0 | 0 | 0 | 1939 | 0 | 0 | E | [6 empty] | 0
3 |  | 3266 | 1510 | 2 | HC | 6000 | C | OP | 88 | 1950 | WAT |  |  | WAT |  |  | 0 | 6600 | 6600 | 0 |  | 0 | 0 | 0 | 0 | 0 | 0 | [6 empty] | 0 | 0 | 0 | 0 | 1950 | 0 | 0 | E | [6 empty] | 0
3 |  | 3266 | 1510 | 3 | HC | 0 |  |  | 0 | 0 | [6 empty] | 0 | 0 | 0 | 5600 | CN | 3 | 1986 | 0 | 0 | 0 | 0 |  |  |  | WAT |  |  | 0 | 0 | 0 | 0 | 0 | 6000 | 6000 | [7 empty] | 0
3 |  | 3266 | 1511 | 1 | HC | 24000 | C | OP | 88 | 1930 | WAT |  |  | WAT |  |  | 0 | 27000 | 27000 | 0 |  | 0 | 0 | 0 | 0 | 0 | 0 | [6 empty] | 0 | 0 | 0 | 0 | 1930 | 0 | 0 | E | [6 empty] | 0
3 |  | 3266 | 1511 | 2 | HC | 24000 | C | OP | 88 | 1931 | WAT |  |  | WAT |  |  | 0 | 28000 | 28000 | 0 |  | 0 | 0 | 0 | 0 | 0 | 0 | [6 empty] | 0 | 0 | 0 | 0 | 1931 | 0 | 0 | E | [6 empty] | 0
3 |  | 3266 | 1511 | 3 | HC | 24000 | C | OP | 88 | 1940 | WAT |  |  | WAT |  |  | 0 | 27000 | 27000 | 0 |  | 0 | 0 | 0 | 0 | 0 | 0 | [6 empty] | 0 | 0 | 0 | 0 | 1940 | 0 | 0 | E | [6 empty] | 0
3 |  | 3266 | 6129 | 1 | NP | 0 |  |  | 0 | 0 | [6 empty] | 0 | 0 | 0 | 1150000 | CN | 88 | 1977 | 88 | 1983 | 11 | 1986 |  |  |  | UR |  |  | 0 | 0 | 0 | 0 | 0 | 993000 | 951000 | [7 empty] | 0
3 |  | 3266 | 6129 | C1 | ST | 0 |  |  | 0 | 0 | [6 empty] | 0 | 0 | 0 | 568000 | CN | 99 | 9999 | 11 | 1986 | 99 | 1995 |  |  |  | COL |  |  | 0 | 0 | 0 | 0 | 0 | 527000 | 538000 | [7 empty] | 0
3 |  | 3266 | 7044 | 1 | HC | 1200 | C | OP | 2 | 1986 | WAT |  |  | WAT |  |  | 0 | 1000 | 1000 | 0 |  | 0 | 0 | 0 | 0 | 0 | 0 | [6 empty] | 0 | 0 | 0 | 2 | 1986 | 0 | 0 | [7 empty] | 0
3 |  | 3266 | 7044 | 2 | HC | 1500 | C | OP | 2 | 1986 |  |  |  | WAT |  |  | 0 | 1100 | 1100 | 0 |  | 0 | 0 | 0 | 0 | 0 | 0 | [6 empty] | 0 | 0 | 0 | 2 | 1986 | 0 | 0 | [7 empty] | 0
3 |  | 3266 | 7044 | 3 | HC | 1200 |  | OP | 2 | 1986 |  |  |  | WAT |  |  | 0 | 1000 | 1000 | 0 |  | 0 | 0 | 0 | 0 | 0 | 0 | [6 empty] | 0 | 0 | 0 | 2 | 1986 | 0 | 0 | [7 empty] | 0
3 |  | 3266 | 7045 | 1 | HC | 450 |  | OP | 2 | 1986 |  |  |  | WAT |  |  | 0 | 450 | 450 | 0 |  | 0 | 0 | 0 | 0 | 0 | 0 | [6 empty] | 0 | 0 | 0 | 2 | 1986 | 0 | 0 | [7 empty] | 0
3 |  | 3266 | 7047 | 1 | HC | 250 | C | OP | 2 | 1986 | WAT |  |  | WAT |  |  | 0 | 200 | 200 | 0 |  | 0 | 0 | 0 | 0 | 0 | 0 | [6 empty] | 0 | 0 | 0 | 2 | 1986 | 0 | 0 | [7 empty] | 0
3 |  | 3266 | 7048 | 1 | HC | 360 | C | OP | 2 | 1986 | WAT |  |  | WAT |  |  | 0 | 350 | 350 | 0 |  | 0 | 0 | 0 | 0 | 0 | 0 | [6 empty] | 0 | 0 | 0 | 2 | 1986 | 0 | 0 | [7 empty] | 0
3 |  | 3266 | 7048 | 2 | HC | 360 |  | OP | 2 | 1986 | WAT |  |  | WAT |  |  | 0 | 350 | 350 | 0 |  | 0 | 0 | 0 | 0 | 0 | 0 | [6 empty] | 0 | 0 | 0 | 2 | 1986 | 0 | 0 | [7 empty] | 0
3 |  | 3266 | 7048 | 3 | HC | 360 | C | OP | 2 | 1986 | WAT |  |  | WAT |  |  | 0 | 350 | 350 | 0 |  | 0 | 0 | 0 | 0 | 0 | 0 | [6 empty] | 0 | 0 | 0 | 2 | 1986 | 0 | 0 | [7 empty] | 0
3 |  | 3266 | 7048 | 4 | HC | 360 | C | OP | 2 | 1986 | WAT |  |  | WAT |  |  | 0 | 350 | 350 | 0 |  | 0 | 0 | 0 | 0 | 0 | 0 | [6 empty] | 0 | 0 | 0 | 2 | 1986 | 0 | 0 | [7 empty] | 0
3 |  | 3266 | 7048 | 5 | HC | 360 |  | OP | 2 | 1986 | WAT |  |  | WAT |  |  | 0 | 350 | 350 | 0 |  | 0 | 0 | 0 | 0 | 0 | 0 | [6 empty] | 0 | 0 | 0 | 2 | 1986 | 0 | 0 | [7 empty] | 0
3 |  | 3266 | 7048 | 6 | HC | 360 | C | OP | 2 | 1986 | WAT |  |  | WAT |  |  | 0 | 350 | 350 | 0 |  | 0 | 0 | 0 | 0 | 0 | 0 | [6 empty] | 0 | 0 | 0 | 2 | 1986 | 0 | 0 | [7 empty] | 0
3 |  | 3266 | 8001 | 1 | HC | 800 |  |  | 5 | 1974 |  |  |  | WAT |  |  | 0 | 0 | 0 | 0 | RE | 3 | 1984 | 0 | 0 | 0 | 0 | [6 empty] | 0 | 0 | 0 | 0 | 1974 | 0 | 0 | E | [6 empty] | 0
3 |  | 3266 | 8001 | 2 | HC | 800 |  |  | 5 | 1974 |  |  |  | WAT |  |  | 0 | 0 | 0 | 0 | RE | 3 | 1984 | 0 | 0 | 0 | 0 | [6 empty] | 0 | 0 | 0 | 0 | 1974 | 0 | 0 | E | [6 empty] | 0
3 |  | 3266 | 8001 | 3 | HC | 800 |  |  | 5 | 1974 |  |  |  | WAT |  |  | 0 | 0 | 0 | 0 | RE | 3 | 1984 | 0 | 0 | 0 | 0 | [6 empty] | 0 | 0 | 0 | 0 | 1974 | 0 | 0 | E | [6 empty] | 0
3 |  | 3266 | 8001 | 4 | HC | 800 |  |  | 5 | 1974 |  |  |  | WAT |  |  | 0 | 0 | 0 | 0 | RE | 3 | 1984 | 0 | 0 | 0 | 0 | [6 empty] | 0 | 0 | 0 | 0 | 1974 | 0 | 0 | E | [6 empty] | 0
3 |  | 3266 | 8001 | 5 | HC | 800 |  |  | 5 | 1974 |  |  |  | WAT |  |  | 0 | 0 | 0 | 0 | RE | 3 | 1984 | 0 | 0 | 0 | 0 | [6 empty] | 0 | 0 | 0 | 0 | 1974 | 0 | 0 | E | [6 empty] | 0
3 |  | 3266 | 8001 | 6 | HC | 800 |  |  | 5 | 1974 |  |  |  | WAT |  |  | 0 | 0 | 0 | 0 | RE | 3 | 1984 | 0 | 0 | 0 | 0 | [6 empty] | 0 | 0 | 0 | 0 | 1974 | 0 | 0 | E | [6 empty] | 0
3 |  | 3270 | 6219 | 1 | ST | 1000 |  |  | 99 | 1919 |  |  |  | UNK |  |  | 0 | 0 | 0 | 0 | RE | 0 | 0 | 0 | 0 | 0 | 0 | [6 empty] | 0 | 0 | 0 | 0 | 1919 | 0 | 0 | E | [6 empty] | 0
3 |  | 3271 | 785 | 1 | HC | 50000 | P | OP | 11 | 1984 | WAT |  |  | WAT |  |  | 0 | 38000 | 38000 | 0 |  | 0 | 0 | 0 | 0 | 1 | 1985 | [6 empty] | 0 | 0 | 0 | 10 | 1984 | 0 | 0 | [7 empty] | 0
3 |  | 3271 | 2226 | 1 | ST | 108800 | C | OP | 5 | 1958 | NG |  |  | NG | FO6 |  | 10299 | 107000 | 107000 | 0 |  | 0 | 0 | 0 | 0 | 0 | 0 | [6 empty] | 0 | 0 | 0 | 4 | 1958 | 0 | 0 | E | [6 empty] | 0
3 |  | 3271 | 2227 | 1 | HC | 9000 | B | OP | 1 | 1941 | WAT |  |  | WAT |  |  | 0 | 9000 | 9000 | 0 |  | 0 | 0 | 0 | 0 | 0 | 0 | [6 empty] | 0 | 0 | 0 | 1 | 1941 | 0 | 0 | [7 empty] | 0
3 |  | 3271 | 2227 | 2 | HC | 9000 | B | OP | 1 | 1941 | WAT |  |  | WAT |  |  | 0 | 9000 | 9000 | 0 |  | 0 | 0 | 0 | 0 | 0 | 0 | [6 empty] | 0 | 0 | 0 | 1 | 1941 | 0 | 0 | [7 empty] | 0
3 |  | 3271 | 2228 | 1 | HC | 9000 | C | OP | 4 | 1941 | WAT |  |  | WAT |  |  | 0 | 9000 | 9000 | 0 |  | 0 | 0 | 0 | 0 | 0 | 0 | [6 empty] | 0 | 0 | 0 | 4 | 1941 | 0 | 0 | [7 empty] | 0
3 |  | 3271 | 2228 | 2 | HC | 9000 | C | OP | 4 | 1941 | WAT |  |  | WAT |  |  | 0 | 9000 | 9000 | 0 |  | 0 | 0 | 0 | 0 | 0 | 0 | [6 empty] | 0 | 0 | 0 | 4 | 1941 | 0 | 0 | [7 empty] | 0
3 |  | 3271 | 2229 | 1 | HC | 19000 | B | OP | 4 | 1941 | WAT |  |  | WAT |  |  | 0 | 19000 | 19000 | 0 |  | 0 | 0 | 0 | 0 | 0 | 0 | [6 empty] | 0 | 0 | 0 | 4 | 1941 | 0 | 0 | [7 empty] | 0
3 |  | 3277 | 3938 | 1 | ST | 152500 | B | OP | 1 | 1950 | FO2 |  |  | BIT |  |  | 9431 | 145000 | 150000 | 0 |  | 0 | 0 | 0 | 0 | 0 | 0 | [6 empty] | 0 | 0 | 0 | 12 | 1949 | 0 | 0 | E | [6 empty] | 0
3 |  | 3277 | 3938 | 2 | ST | 152500 | B | OP | 7 | 1950 | FO2 |  |  | BIT |  |  | 9578 | 145000 | 150000 | 0 |  | 0 | 0 | 0 | 0 | 0 | 0 | [6 empty] | 0 | 0 | 0 | 6 | 1950 | 0 | 0 | E | [6 empty] | 0
3 |  | 3277 | 3938 | 3 | ST | 152500 | B | OP | 8 | 1951 | FO2 |  |  | BIT |  |  | 9638 | 145000 | 150000 | 0 |  | 0 | 0 | 0 | 1996 | 0 | 0 | [6 empty] | 0 | 0 | 0 | 7 | 1951 | 0 | 0 | E |  |  |  | Y | Plans to repower have been cancelled. |  | 0
3 |  | 3277 | 3938 | 4 | ST | 152500 | B | OP | 2 | 1952 | FO2 |  |  | BIT |  |  | 9212 | 145000 | 150000 | 0 |  | 0 | 0 | 0 | 1996 | 0 | 0 | [6 empty] | 0 | 0 | 0 | 1 | 1952 | 0 | 0 | E |  |  |  | Y | Plans to repower have been cancelled. |  | 0
3 |  | 3277 | 3938 | 5 | ST | 495550 | B | OP | 12 | 1960 | FO2 |  |  | BIT |  |  | 8586 | 440000 | 450000 | 0 |  | 0 | 0 | 0 | 0 | 0 | 0 | [6 empty] | 0 | 0 | 0 | 11 | 1960 | 0 | 0 | E | [6 empty] | 0
3 |  | 3278 | 538 | 1 | ST | 0 |  |  | 0 | 0 | [6 empty] | 0 | 0 | 0 | 657000 | PL | 0 | 0 | 12 | 1990 | 12 | 2003 | LO |  |  | LIG |  |  | 657000 | 657000 | 0 | 0 | 0 | 608507 | 620881 | [7 empty] | 0
3 |  | 3278 | 797 | 1 | ST | 0 |  |  | 0 | 0 | [6 empty] | 0 | 0 | 0 | 679000 | PL | 0 | 0 | 12 | 1992 | 12 | 2011 | LO |  |  | BIT |  |  | 679000 | 679000 | 0 | 0 | 0 | 628556 | 641328 | [7 empty] | 0
3 |  | 3278 | 3436 | 1 | ST | 261000 | C | OP | 6 | 1971 | NG |  |  | NG | FO2 |  | 10454 | 255000 | 255000 | 0 |  | 0 | 0 | 0 | 0 | 0 | 0 | [6 empty] | 0 | 0 | 0 | 3 | 1971 | 0 | 0 | E | [6 empty] | 0
3 |  | 3278 | 3437 | 1 | HC | 3200 | B | OP | 8 | 1932 |  |  |  | WAT |  |  | 0 | 2000 | 2000 | 0 |  | 0 | 0 | 0 | 0 | 0 | 0 | [6 empty] | 0 | 0 | 0 | 8 | 1932 | 0 | 0 | E | [6 empty] | 0
3 |  | 3278 | 3437 | 2 | HC | 3200 | B | OP | 8 | 1932 |  |  |  | WAT |  |  | 0 | 2000 | 2000 | 0 |  | 0 | 0 | 0 | 0 | 0 | 0 | [6 empty] | 0 | 0 | 0 | 8 | 1932 | 0 | 0 | E | [6 empty] | 0
3 |  | 3278 | 3437 | 3 | HC | 3200 | B | OP | 8 | 1932 |  |  |  | WAT |  |  | 0 | 2000 | 2000 | 0 |  | 0 | 0 | 0 | 0 | 0 | 0 | [6 empty] | 0 | 0 | 0 | 8 | 1932 | 0 | 0 | E | [6 empty] | 0
3 |  | 3278 | 3438 | 1 | ST | 75000 | C | OP | 6 | 1958 | NG |  |  | NG | FO2 |  | 12213 | 74000 | 74000 | 237000 | RP | 0 | 0 | 12 | 1998 | 6 | 2002 |  |  |  | NG |  |  | 0 | 0 | 0 | 5 | 1958 | 0 | 0 | E |  |  | CT |  |  |  | 0
3 |  | 3278 | 3438 | 2 | ST | 113700 | C | OP | 5 | 1960 | NG |  |  | NG | FO2 |  | 10250 | 111000 | 111000 | 0 |  | 0 | 0 | 0 | 0 | 0 | 0 | [6 empty] | 0 | 0 | 0 | 4 | 1960 | 0 | 0 | E | [6 empty] | 0
3 |  | 3278 | 3439 | 1 | ST | 34500 | C | OP | 5 | 1951 | NG |  |  | NG | FO2 |  | 12771 | 36000 | 38000 | 0 |  | 0 | 0 | 0 | 0 | 0 | 0 | [6 empty] | 0 | 0 | 0 | 4 | 1951 | 0 | 0 | E | [6 empty] | 0
3 |  | 3278 | 3439 | 2 | ST | 37500 | C | OP | 5 | 1955 | NG |  |  | NG | FO2 |  | 12649 | 34000 | 34000 | 37500 | RP | 0 | 0 | 12 | 1997 | 6 | 2001 |  |  |  | WH |  |  | 34000 | 34000 | 0 | 4 | 1955 | 119000 | 121000 | E |  |  | CW |  |  |  | 0
3 |  | 3278 | 3439 | 3 | ST | 115200 | C | OP | 8 | 1975 | NG |  |  | NG | FO2 |  | 10738 | 106000 | 107000 | 0 |  | 0 | 0 | 0 | 0 | 0 | 0 | [6 empty] | 0 | 0 | 0 | 5 | 1975 | 0 | 0 | E | [6 empty] | 0
3 |  | 3278 | 3439 | CT1 | CT | 0 |  |  | 0 | 0 | [6 empty] | 0 | 0 | 0 | 85500 | PL | 0 | 0 | 12 | 1997 | 6 | 2001 |  |  |  | NG |  |  | 0 | 0 | 0 | 0 | 0 | 71006 | 75368 | [7 empty] | 0
3 |  | 3278 | 3440 | 1 | ST | 75000 | P | SC | 3 | 1954 | NG |  |  | NG | FO2 |  | 12007 | 71000 | 71000 | 0 |  | 0 | 0 | 0 | 0 | 0 | 0 | [6 empty] | 0 | 0 | 0 | 2 | 1954 | 0 | 0 | E | [6 empty] | 0
3 |  | 3278 | 3440 | 2 | ST | 75000 | P | SC | 3 | 1956 | NG |  |  | NG | FO2 |  | 12407 | 71000 | 71000 | 0 |  | 0 | 0 | 0 | 0 | 0 | 0 | [6 empty] | 0 | 0 | 0 | 2 | 1956 | 0 | 0 | E | [6 empty] | 0
3 |  | 3278 | 3440 | 3 | ST | 163200 | C | OP | 5 | 1959 | NG |  |  | NG | FO2 |  | 10821 | 158000 | 159000 | 0 |  | 0 | 0 | 0 | 0 | 0 | 0 | [6 empty] | 0 | 0 | 0 | 4 | 1959 | 0 | 0 | E | [6 empty] | 0
3 |  | 3278 | 3440 | 4 | ST | 261000 | C | OP | 5 | 1969 | NG |  |  | NG | FO2 |  | 9955 | 250000 | 257000 | 0 |  | 0 | 0 | 0 | 0 | 0 | 0 | [6 empty] | 0 | 0 | 0 | 3 | 1969 | 0 | 0 | E | [6 empty] | 0
3 |  | 3278 | 3441 | 3 | ST | 15000 |  |  | 99 | 1942 |  |  |  | NG | FO2 |  | 0 | 0 | 0 | 0 | RE | 12 | 1977 | 0 | 0 | 0 | 0 | [6 empty] | 0 | 0 | 0 | 0 | 1942 | 0 | 0 | E | [6 empty] | 0
3 |  | 3278 | 3441 | 4 | ST | 15000 |  |  | 99 | 1943 |  |  |  | NG | FO2 |  | 0 | 0 | 0 | 0 | RE | 12 | 1979 | 0 | 0 | 0 | 0 | [6 empty] | 0 | 0 | 0 | 0 | 1943 | 0 | 0 | E | [6 empty] | 0
3 |  | 3278 | 3441 | 5 | ST | 32500 | P | SC | 6 | 1949 | NG |  |  | NG | FO2 |  | 12781 | 34000 | 34000 | 0 |  | 0 | 0 | 0 | 0 | 0 | 0 | [6 empty] | 0 | 0 | 0 | 5 | 1949 | 0 | 0 | [7 empty] | 0
3 |  | 3278 | 3441 | 6 | ST | 180000 | C | OP | 5 | 1965 | NG |  |  | NG | FO2 |  | 10182 | 158000 | 160000 | 0 |  | 0 | 0 | 0 | 0 | 0 | 0 | [6 empty] | 0 | 0 | 0 | 3 | 1965 | 0 | 0 | E | [6 empty] | 0
3 |  | 3278 | 3441 | 7 | ST | 351000 | C | OP | 7 | 1972 | NG |  |  | NG | FO2 |  | 9673 | 350000 | 352000 | 0 |  | 0 | 0 | 0 | 0 | 0 | 0 | [6 empty] | 0 | 0 | 0 | 4 | 1972 | 0 | 0 | E | [6 empty] | 0
3 |  | 3278 | 3442 | 3 | ST | 10000 |  |  | 99 | 1928 |  |  |  | NG |  |  | 0 | 0 | 0 | 0 | RE | 1 | 1978 | 0 | 0 | 0 | 0 | [6 empty] | 0 | 0 | 0 | 0 | 1928 | 0 | 0 | E | [6 empty] | 0
3 |  | 3278 | 3442 | 4 | ST | 23000 | C | SC | 5 | 1947 | NG |  |  | NG | FO2 |  | 14213 | 23000 | 23000 | 0 |  | 0 | 0 | 0 | 0 | 0 | 0 | [6 empty] | 0 | 0 | 0 | 4 | 1947 | 0 | 0 | E | [6 empty] | 0
3 |  | 3278 | 3442 | 5 | ST | 23000 | C | SC | 5 | 1948 | NG |  |  | NG | FO2 |  | 14163 | 25000 | 25000 | 0 |  | 0 | 0 | 0 | 0 | 0 | 0 | [6 empty] | 0 | 0 | 0 | 4 | 1948 | 0 | 0 | [7 empty] | 0
3 |  | 3278 | 3442 | 6 | ST | 163200 | C | OP | 5 | 1970 | NG |  |  | NG | FO2 |  | 10288 | 157000 | 158000 | 0 |  | 0 | 0 | 0 | 0 | 0 | 0 | [6 empty] | 0 | 0 | 0 | 3 | 1970 | 0 | 0 | E | [6 empty] | 0
3 |  | 3278 | 3442 | 7 | GT | 64700 | P | OP | 10 | 1975 | NG | FO2 |  | NG | FO2 |  | 13402 | 47000 | 55000 | 0 |  | 0 | 0 | 0 | 0 | 0 | 0 | [6 empty] | 0 | 0 | 0 | 10 | 1975 | 0 | 0 | E | [6 empty] | 0
3 |  | 3278 | 3443 | 3 | ST | 37500 | P |  | 10 | 1952 | NG |  |  | NG | FO2 |  | 14089 | 38000 | 38000 | 0 | RE | 9 | 1985 | 0 | 0 | 0 | 0 | [6 empty] | 0 | 0 | 0 | 9 | 1952 | 0 | 0 | E | [6 empty] | 0
3 |  | 3278 | 3443 | 4 | ST | 75000 | C | SC | 3 | 1955 | NG |  |  | NG | FO2 |  | 12354 | 60000 | 60000 | 0 |  | 0 | 0 | 0 | 0 | 0 | 0 | [6 empty] | 0 | 0 | 0 | 2 | 1955 | 0 | 0 | E | [6 empty] | 0
3 |  | 3278 | 3443 | 5 | ST | 180000 | C | SC | 3 | 1963 | NG |  |  | NG | FO2 |  | 10342 | 168000 | 168000 | 0 |  | 0 | 0 | 0 | 0 | 0 | 0 | [6 empty] | 0 | 0 | 0 | 1 | 1963 | 0 | 0 | E | [6 empty] | 0
3 |  | 3278 | 3443 | 6 | ST | 261000 | C | OP | 5 | 1968 | NG |  |  | NG | FO2 |  | 10051 | 258000 | 260000 | 0 |  | 0 | 0 | 0 | 0 | 0 | 0 | [6 empty] | 0 | 0 | 0 | 3 | 1968 | 0 | 0 | E | [6 empty] | 0
3 |  | 3278 | 4939 | 1 | ST | 352800 | C | OP | 5 | 1974 | NG |  |  | NG | FO2 |  | 10011 | 335000 | 336000 | 0 |  | 0 | 0 | 0 | 0 | 0 | 0 | [6 empty] | 0 | 0 | 0 | 2 | 1974 | 0 | 0 | E | [6 empty] | 0
3 |  | 3278 | 4939 | 2 | ST | 351000 | C | OP | 7 | 1976 | NG |  |  | NG | FO2 |  | 9985 | 339000 | 341000 | 0 |  | 0 | 0 | 0 | 0 | 0 | 0 | [6 empty] | 0 | 0 | 0 | 5 | 1976 | 0 | 0 | E | [6 empty] | 0
3 |  | 3278 | 6178 | 1 | ST | 600390 | C | OP | 6 | 1980 | FO2 |  |  | BIT |  |  | 9654 | 605000 | 608000 | 0 |  | 0 | 0 | 0 | 0 | 0 | 0 | [6 empty] | 0 | 0 | 0 | 2 | 1980 | 0 | 0 | E | [6 empty] | 0
3 |  | 3278 | 6178 | 2 | ST | 0 |  |  | 0 | 0 | [6 empty] | 0 | 0 | 0 | 679000 | PL | 0 | 0 | 12 | 1988 | 12 | 2004 | LO |  |  | BIT | FO2 |  | 679000 | 679000 | 0 | 0 | 0 | 628556 | 641328 | [7 empty] | 0
3 |  | 3285 | 460 | 4 | ST | 7500 | P |  | 12 | 1922 | NG |  |  | NG |  |  | 36000 | 8000 | 8000 | 0 | RE | 2 | 1990 | 6 | 1922 | 0 | 0 | [6 empty] | 0 | 0 | 0 | 11 | 1922 | 0 | 0 | [7 empty] | 0
3 |  | 3285 | 460 | 5 | ST | 7500 | C | SB | 9 | 1941 | NG |  |  | NG | FO2 |  | 15000 | 9500 | 9500 | 0 |  | 0 | 0 | 0 | 0 | 0 | 0 | [6 empty] | 0 | 0 | 0 | 8 | 1941 | 0 | 0 | [7 empty] | 0
3 |  | 3285 | 460 | 6 | ST | 15000 | B | OP | 88 | 1949 | NG |  |  | NG | FO2 |  | 13700 | 19000 | 19000 | 0 |  | 0 | 0 | 0 | 0 | 0 | 0 | [6 empty] | 0 | 0 | 0 | 0 | 1949 | 0 | 0 | E | [6 empty] | 0
3 |  | 3285 | 460 | IC1 | IC | 2000 | P | SB | 2 | 1964 | FO2 |  |  | FO2 |  |  | 10600 | 2000 | 2000 | 0 |  | 0 | 0 | 0 | 0 | 0 | 0 | [6 empty] | 0 | 0 | 0 | 2 | 1964 | 0 | 0 | [7 empty] | 0
3 |  | 3285 | 460 | IC2 | IC | 2000 | P | SB | 88 | 1964 | FO2 |  |  | FO2 |  |  | 10600 | 2000 | 2000 | 0 |  | 0 | 0 | 0 | 0 | 0 | 0 | [6 empty] | 0 | 0 | 0 | 0 | 1964 | 0 | 0 | E | [6 empty] | 0
3 |  | 3285 | 460 | IC3 | IC | 2000 | P | SB | 2 | 1964 | FO2 |  |  | FO2 |  |  | 10600 | 2000 | 2000 | 0 |  | 0 | 0 | 0 | 0 | 0 | 0 | [6 empty] | 0 | 0 | 0 | 2 | 1964 | 0 | 0 | [7 empty] | 0
3 |  | 3285 | 460 | IC4 | IC | 2000 | P | SB | 2 | 1964 | FO2 |  |  | FO2 |  |  | 10600 | 2000 | 2000 | 0 |  | 0 | 0 | 0 | 0 | 0 | 0 | [6 empty] | 0 | 0 | 0 | 2 | 1964 | 0 | 0 | [7 empty] | 0
3 |  | 3285 | 460 | IC5 | IC | 2000 | P | SB | 2 | 1964 | FO2 |  |  | FO2 |  |  | 10600 | 2000 | 2000 | 0 |  | 0 | 0 | 0 | 0 | 0 | 0 | [6 empty] | 0 | 0 | 0 | 2 | 1964 | 0 | 0 | [7 empty] | 0
3 |  | 3285 | 462 | 1 | ST | 16500 | B | OP | 9 | 1955 | BIT |  |  | BIT |  |  | 13100 | 19000 | 19000 | 0 |  | 0 | 0 | 0 | 0 | 0 | 0 | [6 empty] | 0 | 0 | 0 | 8 | 1955 | 0 | 0 | E | [6 empty] | 0
3 |  | 3285 | 462 | 2 | ST | 22000 | B | OP | 1 | 1959 | BIT |  |  | BIT |  |  | 12690 | 24000 | 24000 | 0 |  | 0 | 0 | 0 | 0 | 0 | 0 | [6 empty] | 0 | 0 | 0 | 12 | 1958 | 0 | 0 | [7 empty] | 0
3 |  | 3285 | 1230 | 1 | ST | 50000 | P | OP | 12 | 1963 | NG |  |  | NG |  |  | 13006 | 58000 | 58000 | 0 |  | 0 | 0 | 0 | 0 | 0 | 0 | [6 empty] | 0 | 0 | 0 | 10 | 1963 | 0 | 0 | E | [6 empty] | 0
3 |  | 3285 | 1230 | 2 | GT | 15000 | P | OP | 12 | 1967 | NG |  |  | NG |  |  | 11731 | 14000 | 14000 | 0 |  | 0 | 0 | 0 | 0 | 0 | 0 | [6 empty] | 0 | 0 | 0 | 11 | 1967 | 0 | 0 | E | [6 empty] | 0
3 |  | 3285 | 1233 | 1 | ST | 6000 |  |  | 99 | 1932 |  |  |  | NG | PET |  | 0 | 0 | 0 | 0 | RE | 1 | 1980 | 0 | 0 | 0 | 0 | [6 empty] | 0 | 0 | 0 | 0 | 1932 | 0 | 0 | E | [6 empty] | 0
3 |  | 3285 | 1233 | 2 | ST | 6000 |  |  | 99 | 1949 |  |  |  | NG | PET |  | 0 | 0 | 0 | 0 | RE | 1 | 1980 | 0 | 0 | 0 | 0 | [6 empty] | 0 | 0 | 0 | 0 | 1949 | 0 | 0 | E | [6 empty] | 0
3 |  | 3285 | 1233 | 3 | ST | 19000 |  |  | 88 | 1957 |  |  |  | NG | FO2 |  | 0 | 0 | 0 | 0 | RE | 12 | 1983 | 0 | 0 | 0 | 0 | [6 empty] | 0 | 0 | 0 | 0 | 1957 | 0 | 0 | E | [6 empty] | 0
3 |  | 3285 | 1233 | 4 | ST | 148750 | P | OP | 6 | 1969 | NG |  |  | NG | FO5 |  | 10656 | 137000 | 137000 | 0 |  | 0 | 0 | 0 | 0 | 0 | 0 | [6 empty] | 0 | 0 | 0 | 4 | 1969 | 0 | 0 | E | [6 empty] | 0
3 |  | 3285 | 1235 | 1 | ST | 19000 |  |  | 88 | 1953 |  |  |  | NG | FO2 |  | 0 | 0 | 0 | 0 | RE | 12 | 1983 | 0 | 0 | 0 | 0 | [6 empty] | 0 | 0 | 0 | 0 | 1953 | 0 | 0 | E | [6 empty] | 0
3 |  | 3285 | 1235 | 2 | ST | 19000 |  |  | 88 | 1955 |  |  |  | NG | FO2 |  | 0 | 0 | 0 | 0 | RE | 12 | 1983 | 0 | 0 | 0 | 0 | [6 empty] | 0 | 0 | 0 | 0 | 1955 | 0 | 0 | E | [6 empty] | 0
3 |  | 3285 | 1235 | 3 | ST | 81600 | P | OP | 6 | 1963 | NG |  |  | NG | FO5 |  | 10475 | 92000 | 92000 | 0 |  | 0 | 0 | 0 | 0 | 0 | 0 | [6 empty] | 0 | 0 | 0 | 4 | 1963 | 0 | 0 | E | [6 empty] | 0
3 |  | 3285 | 1238 | 1 | IC | 1100 |  |  | 0 | 1900 |  |  |  | PET |  |  | 0 | 0 | 0 | 0 | RE | 5 | 1975 | 0 | 0 | 0 | 0 | [6 empty] | 0 | 0 | 0 | 0 | 1900 | 0 | 0 | E | [6 empty] | 0
3 |  | 3285 | 6199 | 1 | ST | 3000 |  |  | 99 | 1923 |  |  |  | NG | FO2 |  | 0 | 0 | 0 | 0 | RE | 1 | 1980 | 0 | 0 | 0 | 0 | [6 empty] | 0 | 0 | 0 | 0 | 1923 | 0 | 0 | E | [6 empty] | 0
3 |  | 3285 | 6199 | 2 | ST | 5000 |  |  | 99 | 1950 |  |  |  | NG | FO2 |  | 0 | 0 | 0 | 0 | RE | 1 | 1980 | 0 | 0 | 0 | 0 | [6 empty] | 0 | 0 | 0 | 0 | 1950 | 0 | 0 | E | [6 empty] | 0
3 |  | 3285 | 6247 | 1 | IC | 3000 |  |  | 99 | 1949 |  |  |  | FO2 |  |  | 0 | 0 | 0 | 0 | RE | 1 | 1980 | 0 | 0 | 0 | 0 | [6 empty] | 0 | 0 | 0 | 0 | 1949 | 0 | 0 | E | [6 empty] | 0
3 |  | 3285 | 6247 | 2 | IC | 1000 |  |  | 99 | 1937 |  |  |  | FO2 |  |  | 0 | 0 | 0 | 0 | RE | 1 | 1980 | 0 | 0 | 0 | 0 | [6 empty] | 0 | 0 | 0 | 0 | 1937 | 0 | 0 | E | [6 empty] | 0
3 |  | 3285 | 6247 | 3 | IC | 2000 |  |  | 99 | 1945 |  |  |  | FO2 |  |  | 0 | 0 | 0 | 0 | RE | 1 | 1980 | 0 | 0 | 0 | 0 | [6 empty] | 0 | 0 | 0 | 0 | 1945 | 0 | 0 | E | [6 empty] | 0
3 |  | 3285 | 6247 | 4 | IC | 1000 |  |  | 99 | 1938 |  |  |  | FO2 |  |  | 0 | 0 | 0 | 0 | RE | 1 | 1980 | 0 | 0 | 0 | 0 | [6 empty] | 0 | 0 | 0 | 0 | 1938 | 0 | 0 | E | [6 empty] | 0
3 |  | 3285 | 6255 | 1 | IC | 2000 |  |  | 99 | 1952 |  |  |  | FO2 |  |  | 0 | 0 | 0 | 0 | RE | 1 | 1980 | 0 | 0 | 0 | 0 | [6 empty] | 0 | 0 | 0 | 0 | 1952 | 0 | 0 | E | [6 empty] | 0
3 |  | 3285 | 6255 | 2 | IC | 1000 |  |  | 99 | 1949 |  |  |  | FO2 |  |  | 0 | 0 | 0 | 0 | RE | 1 | 1980 | 0 | 0 | 0 | 0 | [6 empty] | 0 | 0 | 0 | 0 | 1949 | 0 | 0 | E | [6 empty] | 0
3 |  | 3285 | 6255 | 3 | IC | 1400 |  |  | 99 | 1929 |  |  |  | FO2 |  |  | 0 | 0 | 0 | 0 | RE | 1 | 1980 | 0 | 0 | 0 | 0 | [6 empty] | 0 | 0 | 0 | 0 | 1929 | 0 | 0 | E | [6 empty] | 0
3 |  | 3285 | 6255 | 4 | IC | 1400 |  |  | 99 | 1929 |  |  |  | FO2 |  |  | 0 | 0 | 0 | 0 | RE | 1 | 1980 | 0 | 0 | 0 | 0 | [6 empty] | 0 | 0 | 0 | 0 | 1929 | 0 | 0 | E | [6 empty] | 0
3 |  | 3285 | 6255 | 5 | IC | 1000 |  |  | 99 | 1948 |  |  |  | FO2 |  |  | 0 | 0 | 0 | 0 | RE | 1 | 1980 | 0 | 0 | 0 | 0 | [6 empty] | 0 | 0 | 0 | 0 | 1948 | 0 | 0 | E | [6 empty] | 0
3 |  | 3285 | 6256 | 1 | IC | 300 |  |  | 99 | 1940 |  |  |  | NG | FO2 |  | 0 | 0 | 0 | 0 | RE | 1 | 1980 | 0 | 0 | 0 | 0 | [6 empty] | 0 | 0 | 0 | 0 | 1940 | 0 | 0 | E | [6 empty] | 0
3 |  | 3285 | 6256 | 2 | IC | 1200 |  |  | 99 | 1949 |  |  |  | NG |  |  | 0 | 0 | 0 | 0 | RE | 1 | 1980 | 0 | 0 | 0 | 0 | [6 empty] | 0 | 0 | 0 | 0 | 1949 | 0 | 0 | E | [6 empty] | 0
3 |  | 3285 | 6256 | 4 | IC | 1500 |  |  | 99 | 1930 |  |  |  | FO2 |  |  | 0 | 0 | 0 | 0 | RE | 1 | 1980 | 0 | 0 | 0 | 0 | [6 empty] | 0 | 0 | 0 | 0 | 1930 | 0 | 0 | E | [6 empty] | 0
3 |  | 3285 | 6256 | 5 | IC | 1500 |  |  | 99 | 1948 |  |  |  | FO2 |  |  | 0 | 0 | 0 | 0 | RE | 1 | 1980 | 0 | 0 | 0 | 0 | [6 empty] | 0 | 0 | 0 | 0 | 1948 | 0 | 0 | E | [6 empty] | 0
3 |  | 3285 | 6263 | 1 | IC | 900 |  |  | 99 | 1923 |  |  |  | FO2 |  |  | 0 | 0 | 0 | 0 | RE | 1 | 1980 | 0 | 0 | 0 | 0 | [6 empty] | 0 | 0 | 0 | 0 | 1923 | 0 | 0 | E | [6 empty] | 0
3 |  | 3285 | 6263 | 2 | IC | 900 |  |  | 99 | 1939 |  |  |  | FO2 |  |  | 0 | 0 | 0 | 0 | RE | 1 | 1980 | 0 | 0 | 0 | 0 | [6 empty] | 0 | 0 | 0 | 0 | 1939 | 0 | 0 | E | [6 empty] | 0
3 |  | 3285 | 6263 | 3 | IC | 2500 |  |  | 99 | 1950 |  |  |  | NG | FO2 |  | 0 | 0 | 0 | 0 | RE | 1 | 1980 | 0 | 0 | 0 | 0 | [6 empty] | 0 | 0 | 0 | 0 | 1950 | 0 | 0 | E | [6 empty] | 0
3 |  | 3285 | 6516 | 1 | ST | 7500 | C | OP | 6 | 1951 | NG |  |  | NG | FO6 |  | 14700 | 8500 | 8500 | 0 | RT | 12 | 1994 | 0 | 0 | 0 | 0 | [6 empty] | 0 | 0 | 0 | 5 | 1951 | 0 | 0 | [7 empty] | 0
3 |  | 3285 | 6516 | IC1 | IC | 2000 | P | SB | 6 | 1964 | FO2 |  |  | FO2 |  |  | 10700 | 2000 | 2000 | 0 |  | 0 | 0 | 0 | 0 | 0 | 0 | [6 empty] | 0 | 0 | 0 | 6 | 1964 | 0 | 0 | [7 empty] | 0
3 |  | 3285 | 6516 | IC2 | IC | 2000 | P | SB | 6 | 1964 | FO2 |  |  | FO2 |  |  | 10700 | 2000 | 2000 | 0 |  | 0 | 0 | 0 | 0 | 0 | 0 | [6 empty] | 0 | 0 | 0 | 6 | 1964 | 0 | 0 | [7 empty] | 0
3 |  | 3285 | 6516 | IC3 | IC | 2000 | P | SB | 6 | 1964 | FO2 |  |  | FO2 |  |  | 10700 | 2000 | 2000 | 0 |  | 0 | 0 | 0 | 0 | 0 | 0 | [6 empty] | 0 | 0 | 0 | 6 | 1964 | 0 | 0 | [7 empty] | 0
3 |  | 3285 | 6516 | IC4 | IC | 2000 | P | SB | 6 | 1964 | FO2 |  |  | FO2 |  |  | 10700 | 2000 | 2000 | 0 |  | 0 | 0 | 0 | 0 | 0 | 0 | [6 empty] | 0 | 0 | 0 | 6 | 1964 | 0 | 0 | [7 empty] | 0
3 |  | 3285 | 6516 | IC5 | IC | 2000 | P | SB | 6 | 1964 | FO2 |  |  | FO2 |  |  | 10700 | 2000 | 2000 | 0 |  | 0 | 0 | 0 | 0 | 0 | 0 | [6 empty] | 0 | 0 | 0 | 6 | 1964 | 0 | 0 | [7 empty] | 0
3 |  | 3285 | 8037 | 1 | GT | 85000 | P | OP | 12 | 1974 | NG |  |  | NG | FO2 |  | 12640 | 71000 | 71000 | 0 |  | 0 | 0 | 0 | 0 | 0 | 0 | [6 empty] | 0 | 0 | 0 | 12 | 1974 | 0 | 0 | [7 empty] | 0
3 |  | 3285 | 8037 | 2 | IC | 3000 | P | OP | 12 | 1974 | FO2 |  |  | FO2 |  |  | 10500 | 2500 | 2500 | 0 |  | 0 | 0 | 0 | 0 | 0 | 0 | [6 empty] | 0 | 0 | 0 | 12 | 1974 | 0 | 0 | [7 empty] | 0
3 |  | 3292 | 786 | 1 | HC | 0 |  |  | 0 | 0 | [6 empty] | 0 | 1800 | 1800 | 1800 | CN | 5 | 1987 | 0 | 0 | 0 | 0 |  |  |  | WAT |  |  | 1800 | 1800 | 0 | 0 | 0 | 2000 | 2000 | [7 empty] | 0
3 |  | 3292 | 788 | 1 | HC | 2200 | C | OP | 9 | 1984 | WAT |  |  | WAT |  |  | 0 | 1300 | 1900 | 0 |  | 0 | 0 | 0 | 0 | 0 | 0 | [6 empty] | 0 | 0 | 0 | 6 | 1984 | 0 | 0 | E | [6 empty] | 0
3 |  | 3292 | 2489 | 1 | HC | 1000 |  |  | 99 | 1925 |  |  |  | WAT |  |  | 0 | 0 | 0 | 0 | RE | 10 | 1972 | 0 | 0 | 0 | 0 | [6 empty] | 0 | 0 | 0 | 0 | 1925 | 0 | 0 | E | [6 empty] | 0
3 |  | 3292 | 2489 | 3 | HC | 1000 |  |  | 99 | 1928 |  |  |  | WAT |  |  | 0 | 0 | 0 | 0 | RE | 10 | 1972 | 0 | 0 | 0 | 0 | [6 empty] | 0 | 0 | 0 | 0 | 1928 | 0 | 0 | E | [6 empty] | 0
3 |  | 3292 | 3707 | 1 | HC | 400 | C | OP | 88 | 1928 | WAT |  |  | WAT |  |  | 0 | 200 | 300 | 0 |  | 0 | 0 | 0 | 0 | 0 | 0 | [6 empty] | 0 | 0 | 0 | 0 | 1928 | 0 | 0 | E | [6 empty] | 0
3 |  | 3292 | 3708 | GT4 | GT | 13200 | P | OP | 88 | 1961 | FO2 |  |  | FO2 |  |  | 15900 | 11000 | 14700 | 0 |  | 0 | 0 | 0 | 0 | 0 | 0 | [6 empty] | 0 | 0 | 0 | 0 | 1961 | 0 | 0 | E | [6 empty] | 0
3 |  | 3292 | 3709 | 1 | HC | 1000 | C | OP | 12 | 1982 | WAT |  |  | WAT |  |  | 0 | 700 | 1000 | 0 |  | 0 | 0 | 0 | 0 | 0 | 0 | [6 empty] | 0 | 0 | 0 | 9 | 1982 | 0 | 0 | E | [6 empty] | 0
3 |  | 3292 | 3709 | 2 | HC | 1000 |  |  | 99 | 1922 |  |  |  | WAT |  |  | 0 | 0 | 0 | 0 | RE | 5 | 1972 | 0 | 0 | 0 | 0 | [6 empty] | 0 | 0 | 0 | 0 | 1922 | 0 | 0 | E | [6 empty] | 0
3 |  | 3292 | 3709 | HC2 | HC | 500 | C | OP | 12 | 1982 | WAT |  |  | WAT |  |  | 0 | 300 | 400 | 0 |  | 0 | 0 | 0 | 0 | 0 | 0 | [6 empty] | 0 | 0 | 0 | 9 | 1982 | 0 | 0 | E | [6 empty] | 0
3 |  | 3292 | 3710 | 1 | HC | 500 | C | OP | 2 | 1907 | WAT |  |  | WAT |  |  | 0 | 500 | 550 | 0 |  | 0 | 0 | 0 | 0 | 0 | 0 | [6 empty] | 0 | 0 | 0 | 11 | 1906 | 0 | 0 | E | [6 empty] | 0
3 |  | 3292 | 3710 | 2 | HC | 500 | C | OP | 2 | 1907 | WAT |  |  | WAT |  |  | 0 | 500 | 550 | 0 |  | 0 | 0 | 0 | 0 | 0 | 0 | [6 empty] | 0 | 0 | 0 | 11 | 1906 | 0 | 0 | E | [6 empty] | 0
3 |  | 3292 | 3710 | 3 | HC | 400 | C | OP | 2 | 1907 | WAT |  |  | WAT |  |  | 0 | 400 | 500 | 0 |  | 0 | 0 | 0 | 0 | 0 | 0 | [6 empty] | 0 | 0 | 0 | 11 | 1906 | 0 | 0 | E | [6 empty] | 0
3 |  | 3292 | 3711 | 1 | HC | 3000 | C | OP | 2 | 1937 | WAT |  |  | WAT |  |  | 0 | 3000 | 3000 | 0 |  | 0 | 0 | 0 | 0 | 0 | 0 | [6 empty] | 0 | 0 | 0 | 11 | 1936 | 0 | 0 | E | [6 empty] | 0
3 |  | 3292 | 3712 | 1 | HC | 1400 | C | OP | 2 | 1919 | WAT |  |  | WAT |  |  | 0 | 1600 | 1625 | 0 |  | 0 | 0 | 0 | 0 | 0 | 0 | [6 empty] | 0 | 0 | 0 | 11 | 1918 | 0 | 0 | E | [6 empty] | 0
3 |  | 3292 | 3712 | 2 | HC | 1400 | C | OP | 2 | 1919 | WAT |  |  | WAT |  |  | 0 | 1600 | 1625 | 0 |  | 0 | 0 | 0 | 0 | 0 | 0 | [6 empty] | 0 | 0 | 0 | 11 | 1918 | 0 | 0 | E | [6 empty] | 0
3 |  | 3292 | 3713 | 1 | HC | 300 | C | OP | 2 | 1921 | WAT |  |  | WAT |  |  | 0 | 200 | 300 | 0 |  | 0 | 0 | 0 | 0 | 0 | 0 | [6 empty] | 0 | 0 | 0 | 11 | 1920 | 0 | 0 | E | [6 empty] | 0
3 |  | 3292 | 3713 | 2 | HC | 400 | C | OP | 88 | 1921 | WAT |  |  | WAT |  |  | 0 | 400 | 500 | 0 |  | 0 | 0 | 0 | 0 | 0 | 0 | [6 empty] | 0 | 0 | 0 | 0 | 1921 | 0 | 0 | E | [6 empty] | 0
3 |  | 3292 | 3714 | 1 | HC | 1000 | C | OP | 88 | 1920 | WAT |  |  | WAT |  |  | 0 | 1000 | 1000 | 0 |  | 0 | 0 | 0 | 0 | 0 | 0 | [6 empty] | 0 | 0 | 0 | 0 | 1920 | 0 | 0 | E | [6 empty] | 0
3 |  | 3292 | 3714 | 2 | HC | 1000 | C | OP | 88 | 1920 | WAT |  |  | WAT |  |  | 0 | 1000 | 1000 | 0 |  | 0 | 0 | 0 | 0 | 0 | 0 | [6 empty] | 0 | 0 | 0 | 0 | 1920 | 0 | 0 | E | [6 empty] | 0
3 |  | 3292 | 3715 | 1 | HC | 1000 |  |  | 0 | 1900 |  |  |  | WAT |  |  | 0 | 0 | 0 | 0 | RE | 5 | 1970 | 0 | 0 | 0 | 0 | [6 empty] | 0 | 0 | 0 | 0 | 1900 | 0 | 0 | E | [6 empty] | 0
3 |  | 3292 | 3716 | 1 | HC | 800 | C | OP | 88 | 1917 | WAT |  |  | WAT |  |  | 0 | 500 | 600 | 0 |  | 0 | 0 | 0 | 0 | 0 | 0 | [6 empty] | 0 | 0 | 0 | 0 | 1917 | 0 | 0 | E | [6 empty] | 0
3 |  | 3292 | 3716 | 2 | HC | 800 | C | OP | 88 | 1917 | WAT |  |  | WAT |  |  | 0 | 500 | 600 | 0 |  | 0 | 0 | 0 | 0 | 0 | 0 | [6 empty] | 0 | 0 | 0 | 0 | 1917 | 0 | 0 | E | [6 empty] | 0
3 |  | 3292 | 3716 | 3 | HC | 800 | C | OP | 88 | 1917 | WAT |  |  | WAT |  |  | 0 | 500 | 600 | 0 |  | 0 | 0 | 0 | 0 | 0 | 0 | [6 empty] | 0 | 0 | 0 | 0 | 1917 | 0 | 0 | E | [6 empty] | 0
3 |  | 3292 | 3717 | 1 | HC | 3000 | C | OP | 2 | 1929 | WAT |  |  | WAT |  |  | 0 | 3100 | 3100 | 0 |  | 0 | 0 | 0 | 0 | 0 | 0 | [6 empty] | 0 | 0 | 0 | 11 | 1928 | 0 | 0 | E | [6 empty] | 0
3 |  | 3292 | 3717 | 2 | HC | 3000 | C | OP | 88 | 1929 | WAT |  |  | WAT |  |  | 0 | 3200 | 3600 | 0 |  | 0 | 0 | 0 | 0 | 0 | 0 | [6 empty] | 0 | 0 | 0 | 0 | 1929 | 0 | 0 | E | [6 empty] | 0
3 |  | 3292 | 3717 | ST1 | ST | 4000 |  |  | 2 | 1942 | NA |  |  | FO6 |  |  | 38383 | 4200 | 4000 | 0 | RE | 4 | 1987 | 0 | 0 | 0 | 0 | [6 empty] | 0 | 0 | 0 | 1 | 1942 | 0 | 0 | E | [6 empty] | 0
3 |  | 3292 | 3718 | 1 | HC | 700 | C | OP | 88 | 1929 | WAT |  |  | WAT |  |  | 0 | 600 | 700 | 0 |  | 0 | 0 | 0 | 0 | 0 | 0 | [6 empty] | 0 | 0 | 0 | 0 | 1929 | 0 | 0 | E | [6 empty] | 0
3 |  | 3292 | 3719 | 1 | HC | 400 | C | OP | 2 | 1921 | WAT |  |  | WAT |  |  | 0 | 300 | 300 | 0 |  | 0 | 0 | 0 | 0 | 0 | 0 | [6 empty] | 0 | 0 | 0 | 11 | 1920 | 0 | 0 | E | [6 empty] | 0
3 |  | 3292 | 3720 | 1 | HC | 5000 | C | OP | 2 | 1948 | WAT |  |  | WAT |  |  | 0 | 6000 | 6350 | 0 |  | 0 | 0 | 0 | 0 | 0 | 0 | [6 empty] | 0 | 0 | 0 | 11 | 1947 | 0 | 0 | E | [6 empty] | 0
3 |  | 3292 | 3721 | 1 | HC | 300 | C | OP | 2 | 1928 | WAT |  |  | WAT |  |  | 0 | 100 | 200 | 0 |  | 0 | 0 | 0 | 0 | 0 | 0 | [6 empty] | 0 | 0 | 0 | 11 | 1927 | 0 | 0 | E | [6 empty] | 0
3 |  | 3292 | 3722 | 1 | HC | 1300 | C | OP | 2 | 1914 | WAT |  |  | WAT |  |  | 0 | 1100 | 1450 | 0 |  | 0 | 0 | 0 | 0 | 0 | 0 | [6 empty] | 0 | 0 | 0 | 11 | 1913 | 0 | 0 | E | [6 empty] | 0
3 |  | 3292 | 3722 | 2 | HC | 1300 | C | OP | 2 | 1914 | WAT |  |  | WAT |  |  | 0 | 1100 | 1100 | 0 |  | 0 | 0 | 0 | 0 | 0 | 0 | [6 empty] | 0 | 0 | 0 | 11 | 1913 | 0 | 0 | E | [6 empty] | 0
3 |  | 3292 | 3722 | 3 | HC | 1000 | C | OP | 2 | 1914 | WAT |  |  | WAT |  |  | 0 | 1000 | 1000 | 0 |  | 0 | 0 | 0 | 0 | 0 | 0 | [6 empty] | 0 | 0 | 0 | 11 | 1913 | 0 | 0 | E | [6 empty] | 0
3 |  | 3292 | 3723 | GT1 | GT | 6000 | P |  | 2 | 1951 | FO2 |  |  | FO2 |  |  | 16000 | 5000 | 5000 | 0 | RE | 4 | 1987 | 0 | 0 | 0 | 0 | [6 empty] | 0 | 0 | 0 | 1 | 1951 | 0 | 0 | E | [6 empty] | 0
3 |  | 3292 | 3723 | GT2 | GT | 6000 | P |  | 88 | 1952 |  |  |  | FO2 |  |  | 16000 | 5000 | 5000 | 0 | RE | 4 | 1987 | 0 | 0 | 0 | 0 | [6 empty] | 0 | 0 | 0 | 0 | 1952 | 0 | 0 | E | [6 empty] | 0
3 |  | 3292 | 3723 | GT5 | GT | 13200 | P | OP | 12 | 1962 | FO2 |  |  | FO2 |  |  | 15900 | 11000 | 14100 | 0 |  | 0 | 0 | 0 | 0 | 0 | 0 | [6 empty] | 0 | 0 | 0 | 11 | 1962 | 0 | 0 | E | [6 empty] | 0
3 |  | 3292 | 3724 | 1 | HC | 1300 | C | OP | 2 | 1917 | WAT |  |  | WAT |  |  | 0 | 1300 | 1200 | 0 |  | 0 | 0 | 0 | 0 | 0 | 0 | [6 empty] | 0 | 0 | 0 | 11 | 1916 | 0 | 0 | E | [6 empty] | 0
3 |  | 3292 | 3725 | 1 | HC | 2200 | C | OP | 2 | 1917 | WAT |  |  | WAT |  |  | 0 | 2300 | 2300 | 0 |  | 0 | 0 | 0 | 0 | 0 | 0 | [6 empty] | 0 | 0 | 0 | 11 | 1916 | 0 | 0 | E | [6 empty] | 0
3 |  | 3292 | 3726 | IC1 | IC | 1300 | P | OP | 2 | 1950 | FO2 |  |  | FO2 |  |  | 15052 | 1200 | 1200 | 0 |  | 0 | 0 | 0 | 0 | 0 | 0 | [6 empty] | 0 | 0 | 0 | 1 | 1950 | 0 | 0 | E | [6 empty] | 0
3 |  | 3292 | 3726 | IC2 | IC | 1300 | P | OP | 2 | 1950 | FO2 |  |  | FO2 |  |  | 15052 | 1100 | 1200 | 0 |  | 0 | 0 | 0 | 0 | 0 | 0 | [6 empty] | 0 | 0 | 0 | 1 | 1950 | 0 | 0 | E | [6 empty] | 0
3 |  | 3292 | 3727 | 1 | HC | 500 | C | OP | 2 | 1943 | WAT |  |  | WAT |  |  | 0 | 300 | 400 | 0 |  | 0 | 0 | 0 | 0 | 0 | 0 | [6 empty] | 0 | 0 | 0 | 11 | 1942 | 0 | 0 | E | [6 empty] | 0
3 |  | 3292 | 3728 | 1 | HC | 3000 | C | OP | 2 | 1951 | WAT |  |  | WAT |  |  | 0 | 3200 | 3350 | 0 |  | 0 | 0 | 0 | 0 | 0 | 0 | [6 empty] | 0 | 0 | 0 | 11 | 1950 | 0 | 0 | E | [6 empty] | 0
3 |  | 3292 | 6456 | 1 | HC | 1100 | C | OP | 2 | 1922 | WAT |  |  | WAT |  |  | 0 | 1200 | 1200 | 0 |  | 0 | 0 | 0 | 0 | 0 | 0 | [6 empty] | 0 | 0 | 0 | 11 | 1921 | 0 | 0 | E | [6 empty] | 0
3 |  | 3292 | 6456 | 2 | HC | 500 | C | OP | 2 | 1922 | WAT |  |  | WAT |  |  | 0 | 600 | 600 | 0 |  | 0 | 0 | 0 | 0 | 0 | 0 | [6 empty] | 0 | 0 | 0 | 11 | 1921 | 0 | 0 | E | [6 empty] | 0
3 |  | 3292 | 9009 | 1 | HC | 1000 |  |  | 0 | 1900 |  |  |  | WAT |  |  | 0 | 0 | 0 | 0 | RE | 12 | 1970 | 0 | 0 | 0 | 0 | [6 empty] | 0 | 0 | 0 | 0 | 1900 | 0 | 0 | E | [6 empty] | 0
3 |  | 3292 | 9009 | 2 | HC | 1000 |  |  | 0 | 1900 |  |  |  | WAT |  |  | 0 | 0 | 0 | 0 | RE | 12 | 1970 | 0 | 0 | 0 | 0 | [6 empty] | 0 | 0 | 0 | 0 | 1900 | 0 | 0 | E | [6 empty] | 0
3 |  | 3295 | 3878 | 1 | HC | 3000 | B | OP | 88 | 1930 | WAT |  |  | WAT |  |  | 0 | 2700 | 2700 | 0 |  | 0 | 0 | 0 | 0 | 0 | 0 | [6 empty] | 0 | 0 | 0 | 0 | 1930 | 0 | 0 | E | [6 empty] | 0
3 |  | 3295 | 3878 | 2 | HC | 3000 | B | OP | 88 | 1930 | WAT |  |  | WAT |  |  | 0 | 2700 | 2700 | 0 |  | 0 | 0 | 0 | 0 | 0 | 0 | [6 empty] | 0 | 0 | 0 | 0 | 1930 | 0 | 0 | E | [6 empty] | 0
3 |  | 3295 | 3878 | 3 | HC | 6000 | B | OP | 88 | 1955 | WAT |  |  | WAT |  |  | 0 | 6000 | 6000 | 0 |  | 0 | 0 | 0 | 0 | 0 | 0 | [6 empty] | 0 | 0 | 0 | 0 | 1955 | 0 | 0 | E | [6 empty] | 0
3 |  | 3355 | 1267 | 1 | ST | 1000 | P |  | 88 | 1924 |  |  |  | NG | PET |  | 17500 | 0 | 0 | 0 | RE | 1 | 1985 | 0 | 0 | 0 | 0 | [6 empty] | 0 | 0 | 0 | 0 | 1924 | 0 | 0 | E | [6 empty] | 0
3 |  | 3355 | 1267 | 2 | ST | 1500 | P |  | 88 | 1927 |  |  |  | NG | PET |  | 17500 | 0 | 0 | 0 | RE | 1 | 1985 | 0 | 0 | 0 | 0 | [6 empty] | 0 | 0 | 0 | 0 | 1927 | 0 | 0 | E | [6 empty] | 0
3 |  | 3355 | 1267 | 3 | ST | 2500 | P |  | 88 | 1935 | NG |  |  | NG | FO6 |  | 16500 | 2250 | 2500 | 0 | RE | 7 | 1988 | 0 | 0 | 0 | 0 | [6 empty] | 0 | 0 | 0 | 0 | 1935 | 0 | 0 | E | [6 empty] | 0
3 |  | 3355 | 1267 | 4 | ST | 4000 | P | SB | 88 | 1949 | NG |  |  | NG | FO6 |  | 15000 | 4000 | 4200 | 0 |  | 0 | 0 | 0 | 0 | 0 | 0 | [6 empty] | 0 | 0 | 0 | 0 | 1949 | 0 | 0 | E | [6 empty] | 0
3 |  | 3355 | 1267 | 5 | IC | 1700 | P | SB | 88 | 1955 | FO2 |  |  | NG | FO2 |  | 12500 | 1500 | 1700 | 0 |  | 0 | 0 | 0 | 0 | 0 | 0 | [6 empty] | 0 | 0 | 0 | 0 | 1955 | 0 | 0 | E | [6 empty] | 0
3 |  | 3355 | 1267 | 6 | ST | 10000 | P | SB | 88 | 1957 | NG |  |  | NG | FO6 |  | 15000 | 9800 | 10000 | 0 |  | 0 | 0 | 0 | 0 | 0 | 0 | [6 empty] | 0 | 0 | 0 | 0 | 1957 | 0 | 0 | E | [6 empty] | 0
3 |  | 3355 | 1268 | 7 | IC | 2000 | P | SB | 88 | 1965 | FO2 |  |  | NG | FO2 |  | 10500 | 2000 | 2000 | 0 |  | 0 | 0 | 0 | 0 | 0 | 0 | [6 empty] | 0 | 0 | 0 | 0 | 1965 | 0 | 0 | E | [6 empty] | 0
3 |  | 3355 | 1268 | 8 | IC | 2000 | P | OP | 88 | 1965 | FO2 |  |  | NG | FO2 |  | 10500 | 2000 | 2000 | 0 |  | 0 | 0 | 0 | 0 | 0 | 0 | [6 empty] | 0 | 0 | 0 | 0 | 1965 | 0 | 0 | E | [6 empty] | 0
3 |  | 3355 | 7018 | 9 | IC | 6955 | P | OP | 10 | 1985 | FO2 |  |  | FO2 | NG |  | 8700 | 6900 | 6900 | 0 |  | 0 | 0 | 12 | 1986 | 0 | 0 | [6 empty] | 0 | 0 | 0 | 9 | 1985 | 0 | 0 | E | [6 empty] | 0
3 |  | 3355 | 7018 | 10 | IC | 6955 | P | OP | 8 | 1986 | FO2 |  |  | FO2 | NG |  | 8700 | 6900 | 6900 | 0 |  | 0 | 0 | 12 | 1986 | 0 | 0 | [6 empty] | 0 | 0 | 0 | 6 | 1986 | 0 | 0 | [7 empty] | 0
3 |  | 3355 | 7018 | 11 | IC | 6955 | P | OP | 8 | 1986 | FO2 |  |  | FO2 | NG |  | 8700 | 6900 | 6900 | 0 |  | 0 | 0 | 12 | 1986 | 0 | 0 | [6 empty] | 0 | 0 | 0 | 6 | 1986 | 0 | 0 | [7 empty] | 0
3 |  | 3355 | 7018 | 12 | IC | 6000 | P | OP | 11 | 1991 | FO2 |  |  | FO2 |  |  | 9830 | 5505 | 5505 | 0 |  | 0 | 0 | 0 | 0 | 0 | 0 | [6 empty] | 0 | 0 | 0 | 7 | 1991 | 0 | 0 | [7 empty] | 0
3 |  | 3355 | 7018 | 13 | IC | 6000 | P | OP | 11 | 1991 | FO2 |  |  | FO2 |  |  | 9805 | 5970 | 5970 | 0 |  | 0 | 0 | 0 | 0 | 0 | 0 | [6 empty] | 0 | 0 | 0 | 7 | 1991 | 0 | 0 | [7 empty] | 0
3 |  | 3373 | 2230 | 1 | IC | 200 | C | SB | 0 | 1947 | FO1 |  |  | FO1 |  |  | 9903 | 160 | 160 | 0 |  | 0 | 0 | 0 | 0 | 0 | 0 | [6 empty] | 0 | 0 | 0 | 0 | 1947 | 0 | 0 | [7 empty] | 0
3 |  | 3373 | 2230 | 2 | IC | 220 | C |  | 88 | 1930 | FO1 |  |  | FO1 |  |  | 10480 | 220 | 220 | 0 | RE | 10 | 1987 | 0 | 0 | 0 | 0 | [6 empty] | 0 | 0 | 0 | 0 | 1930 | 0 | 0 | E | [6 empty] | 0
3 |  | 3373 | 2230 | 4 | IC | 900 |  |  | 88 | 1950 |  |  |  | FO2 |  |  | 0 | 0 | 0 | 0 | RE | 3 | 1980 | 0 | 0 | 0 | 0 | [6 empty] | 0 | 0 | 0 | 0 | 1950 | 0 | 0 | E | [6 empty] | 0
3 |  | 3373 | 2230 | 5 | IC | 1175 | C | SB | 8 | 1982 | FO1 |  |  | FO1 |  |  | 9394 | 1150 | 1150 | 0 |  | 0 | 0 | 0 | 0 | 0 | 0 | [6 empty] | 0 | 0 | 0 | 7 | 1982 | 0 | 0 | E | [6 empty] | 0
3 |  | 3384 | 1816 | 1 | HC | 1000 |  |  | 99 | 1921 |  |  |  | WAT |  |  | 0 | 0 | 0 | 0 | RE | 0 | 0 | 0 | 0 | 0 | 0 | [6 empty] | 0 | 0 | 0 | 0 | 1921 | 0 | 0 | E | [6 empty] | 0
3 |  | 3384 | 1816 | 2 | HC | 1000 |  |  | 99 | 1918 |  |  |  | WAT |  |  | 0 | 0 | 0 | 0 | RE | 0 | 0 | 0 | 0 | 0 | 0 | [6 empty] | 0 | 0 | 0 | 0 | 1918 | 0 | 0 | E | [6 empty] | 0
3 |  | 3413 | 3883 | C-1 | HC | 111150 | C | OP | 6 | 1961 | WAT |  |  | WAT |  |  | 0 | 111150 | 111150 | 0 |  | 0 | 0 | 0 | 0 | 0 | 0 | [6 empty] | 0 | 0 | 0 | 6 | 1961 | 0 | 0 | [7 empty] | 0
3 |  | 3413 | 3883 | C-2 | HC | 111150 | C | OP | 6 | 1961 | WAT |  |  | WAT |  |  | 0 | 111150 | 111150 | 0 |  | 0 | 0 | 0 | 0 | 0 | 0 | [6 empty] | 0 | 0 | 0 | 6 | 1961 | 0 | 0 | [7 empty] | 0
3 |  | 3413 | 3883 | C-3 | HC | 111150 | C | OP | 6 | 1961 | WAT |  |  | WAT |  |  | 0 | 111150 | 111150 | 0 |  | 0 | 0 | 0 | 0 | 0 | 0 | [6 empty] | 0 | 0 | 0 | 6 | 1961 | 0 | 0 | [7 empty] | 0
3 |  | 3413 | 3883 | C-4 | HC | 111150 | C | OP | 8 | 1961 | WAT |  |  | WAT |  |  | 0 | 111150 | 111150 | 0 |  | 0 | 0 | 0 | 0 | 0 | 0 | [6 empty] | 0 | 0 | 0 | 8 | 1961 | 0 | 0 | [7 empty] | 0
3 |  | 3413 | 3883 | C-5 | HC | 111150 | C | OP | 8 | 1961 | WAT |  |  | WAT |  |  | 0 | 111150 | 111150 | 0 |  | 0 | 0 | 0 | 0 | 0 | 0 | [6 empty] | 0 | 0 | 0 | 8 | 1961 | 0 | 0 | [7 empty] | 0
3 |  | 3413 | 3883 | C-6 | HC | 111150 | C | OP | 8 | 1961 | WAT |  |  | WAT |  |  | 0 | 111150 | 111150 | 0 |  | 0 | 0 | 0 | 0 | 0 | 0 | [6 empty] | 0 | 0 | 0 | 8 | 1961 | 0 | 0 | [7 empty] | 0
3 |  | 3413 | 3883 | C-7 | HC | 111150 | C | OP | 9 | 1961 | WAT |  |  | WAT |  |  | 0 | 111150 | 111150 | 0 |  | 0 | 0 | 0 | 0 | 0 | 0 | [6 empty] | 0 | 0 | 0 | 9 | 1961 | 0 | 0 | [7 empty] | 0
3 |  | 3413 | 3883 | C-8 | HC | 125400 | C | OP | 8 | 1973 | WAT |  |  | WAT |  |  | 0 | 125400 | 125400 | 0 |  | 0 | 0 | 0 | 0 | 0 | 0 | [6 empty] | 0 | 0 | 0 | 7 | 1973 | 0 | 0 | [7 empty] | 0
3 |  | 3413 | 3883 | C-9 | HC | 125400 | C | OP | 11 | 1973 | WAT |  |  | WAT |  |  | 0 | 125400 | 125400 | 0 |  | 0 | 0 | 0 | 0 | 0 | 0 | [6 empty] | 0 | 0 | 0 | 10 | 1973 | 0 | 0 | [7 empty] | 0
3 |  | 3413 | 3883 | C-10 | HC | 125400 | C | OP | 1 | 1974 | WAT |  |  | WAT |  |  | 0 | 125400 | 125400 | 0 |  | 0 | 0 | 0 | 0 | 0 | 0 | [6 empty] | 0 | 0 | 0 | 12 | 1973 | 0 | 0 | [7 empty] | 0
3 |  | 3413 | 3883 | C-11 | HC | 125400 | C | OP | 2 | 1974 | WAT |  |  | WAT |  |  | 0 | 125400 | 125400 | 0 |  | 0 | 0 | 0 | 0 | 0 | 0 | [6 empty] | 0 | 0 | 0 | 1 | 1974 | 0 | 0 | [7 empty] | 0
3 |  | 3413 | 6200 | A | HC | 1200 | B | OP | 10 | 1931 | WAT |  |  | WAT |  |  | 0 | 1200 | 1200 | 0 |  | 0 | 0 | 0 | 0 | 0 | 0 | [6 empty] | 0 | 0 | 0 | 7 | 1931 | 0 | 0 | E | [6 empty] | 0
3 |  | 3413 | 6200 | B-1 | HC | 20700 | C | OP | 11 | 1931 | WAT |  |  | WAT |  |  | 0 | 20700 | 20700 | 0 |  | 0 | 0 | 0 | 0 | 0 | 0 | [6 empty] | 0 | 0 | 0 | 8 | 1931 | 0 | 0 | [7 empty] | 0
3 |  | 3413 | 6200 | B-2 | HC | 20700 | C | OP | 10 | 1931 | WAT |  |  | WAT |  |  | 0 | 20700 | 20700 | 0 |  | 0 | 0 | 0 | 0 | 0 | 0 | [6 empty] | 0 | 0 | 0 | 7 | 1931 | 0 | 0 | [7 empty] | 0
3 |  | 3413 | 6200 | B-3 | HC | 15000 | C | OP | 12 | 1932 | WAT |  |  | WAT |  |  | 0 | 15000 | 15000 | 0 |  | 0 | 0 | 0 | 0 | 0 | 0 | [6 empty] | 0 | 0 | 0 | 9 | 1932 | 0 | 0 | [7 empty] | 0
3 |  | 3413 | 6200 | B-4 | HC | 20700 | C | OP | 10 | 1932 | WAT |  |  | WAT |  |  | 0 | 20700 | 20700 | 0 |  | 0 | 0 | 0 | 0 | 0 | 0 | [6 empty] | 0 | 0 | 0 | 7 | 1932 | 0 | 0 | [7 empty] | 0
3 |  | 3413 | 6200 | B-5 | HC | 22500 | C | OP | 9 | 1952 | WAT |  |  | WAT |  |  | 0 | 22500 | 22500 | 0 |  | 0 | 0 | 0 | 0 | 0 | 0 | [6 empty] | 0 | 0 | 0 | 6 | 1952 | 0 | 0 | [7 empty] | 0
3 |  | 3413 | 6200 | B-6 | HC | 22500 | C | OP | 10 | 1952 | WAT |  |  | WAT |  |  | 0 | 22500 | 22500 | 0 |  | 0 | 0 | 0 | 0 | 0 | 0 | [6 empty] | 0 | 0 | 0 | 7 | 1952 | 0 | 0 | [7 empty] | 0
3 |  | 3413 | 6200 | B-7 | HC | 22500 | C | OP | 11 | 1952 | WAT |  |  | WAT |  |  | 0 | 22500 | 22500 | 0 |  | 0 | 0 | 0 | 0 | 0 | 0 | [6 empty] | 0 | 0 | 0 | 8 | 1952 | 0 | 0 | [7 empty] | 0
3 |  | 3413 | 6200 | B-8 | HC | 22500 | C | OP | 1 | 1953 | WAT |  |  | WAT |  |  | 0 | 22500 | 22500 | 0 |  | 0 | 0 | 0 | 0 | 0 | 0 | [6 empty] | 0 | 0 | 0 | 10 | 1952 | 0 | 0 | [7 empty] | 0
3 |  | 3413 | 6200 | B-9 | HC | 22500 | C | OP | 3 | 1953 | WAT |  |  | WAT |  |  | 0 | 22500 | 22500 | 0 |  | 0 | 0 | 0 | 0 | 0 | 0 | [6 empty] | 0 | 0 | 0 | 12 | 1952 | 0 | 0 | [7 empty] | 0
3 |  | 3413 | 6200 | U-1 | HC | 51300 | C | OP | 8 | 1979 | WAT |  |  | WAT |  |  | 0 | 51300 | 51300 | 0 |  | 0 | 0 | 0 | 0 | 0 | 0 | [6 empty] | 0 | 0 | 0 | 5 | 1979 | 0 | 0 | [7 empty] | 0
3 |  | 3413 | 6200 | U-2 | HC | 51300 | C | OP | 6 | 1979 | WAT |  |  | WAT |  |  | 0 | 51300 | 51300 | 0 |  | 0 | 0 | 0 | 0 | 0 | 0 | [6 empty] | 0 | 0 | 0 | 3 | 1979 | 0 | 0 | [7 empty] | 0
3 |  | 3413 | 6200 | U-3 | HC | 51300 | C | OP | 4 | 1979 | WAT |  |  | WAT |  |  | 0 | 51300 | 51300 | 0 |  | 0 | 0 | 0 | 0 | 0 | 0 | [6 empty] | 0 | 0 | 0 | 1 | 1979 | 0 | 0 | [7 empty] | 0
3 |  | 3413 | 6200 | U-4 | HC | 51300 | C | OP | 2 | 1979 | WAT |  |  | WAT |  |  | 0 | 51300 | 51300 | 0 |  | 0 | 0 | 0 | 0 | 0 | 0 | [6 empty] | 0 | 0 | 0 | 11 | 1978 | 0 | 0 | [7 empty] | 0
3 |  | 3413 | 6200 | U-5 | HC | 51300 | C | OP | 12 | 1978 | WAT |  |  | WAT |  |  | 0 | 51300 | 51300 | 0 |  | 0 | 0 | 0 | 0 | 0 | 0 | [6 empty] | 0 | 0 | 0 | 9 | 1978 | 0 | 0 | [7 empty] | 0
3 |  | 3413 | 6200 | U-6 | HC | 51300 | C | OP | 10 | 1978 | WAT |  |  | WAT |  |  | 0 | 51300 | 51300 | 0 |  | 0 | 0 | 0 | 0 | 0 | 0 | [6 empty] | 0 | 0 | 0 | 7 | 1978 | 0 | 0 | [7 empty] | 0
3 |  | 3413 | 6200 | U-7 | HC | 51300 | C | OP | 8 | 1978 | WAT |  |  | WAT |  |  | 0 | 51300 | 51300 | 0 |  | 0 | 0 | 0 | 0 | 0 | 0 | [6 empty] | 0 | 0 | 0 | 5 | 1978 | 0 | 0 | [7 empty] | 0
3 |  | 3413 | 6200 | U-8 | HC | 51300 | C | OP | 7 | 1978 | WAT |  |  | WAT |  |  | 0 | 51300 | 51300 | 0 |  | 0 | 0 | 0 | 0 | 0 | 0 | [6 empty] | 0 | 0 | 0 | 4 | 1978 | 0 | 0 | [7 empty] | 0
3 |  | 3413 | 6200 | B-10 | HC | 22500 | C | OP | 4 | 1953 | WAT |  |  | WAT |  |  | 0 | 22500 | 22500 | 0 |  | 0 | 0 | 0 | 0 | 0 | 0 | [6 empty] | 0 | 0 | 0 | 1 | 1953 | 0 | 0 | [7 empty] | 0
3 | A005 | 3413 | 6423 | 1 | HC | 0 |  |  | 0 | 0 | [6 empty] | 0 | 0 | 0 | 2000 | CN | 99 | 9999 | 0 | 0 | 99 | 1985 |  |  |  | WAT |  |  | 0 | 0 | 0 | 0 | 0 | 0 | 0 | [7 empty] | 0
3 | A005 | 3413 | 6423 | 2 | HC | 0 |  |  | 0 | 0 | [6 empty] | 0 | 0 | 0 | 2000 | CN | 99 | 9999 | 0 | 0 | 99 | 1985 |  |  |  | WAT |  |  | 0 | 0 | 0 | 0 | 0 | 0 | 0 | [7 empty] | 0
3 | A005 | 3413 | 6423 | 3 | HC | 0 |  |  | 0 | 0 | [6 empty] | 0 | 0 | 0 | 2000 | CN | 99 | 9999 | 0 | 0 | 99 | 1985 |  |  |  | WAT |  |  | 0 | 0 | 0 | 0 | 0 | 0 | 0 | [7 empty] | 0
3 |  | 3413 | 6424 | A-1 | HC | 24000 | B | OP | 9 | 1927 | WAT |  |  | WAT |  |  | 0 | 24000 | 24000 | 0 |  | 0 | 0 | 0 | 0 | 0 | 0 | [6 empty] | 0 | 0 | 0 | 6 | 1927 | 0 | 0 | [7 empty] | 0
3 |  | 3413 | 6424 | A-2 | HC | 24000 | C | OP | 8 | 1928 | WAT |  |  | WAT |  |  | 0 | 24000 | 24000 | 0 |  | 0 | 0 | 0 | 0 | 0 | 0 | [6 empty] | 0 | 0 | 0 | 5 | 1928 | 0 | 0 | [7 empty] | 0
3 |  | 3461 | 6569 | 1 | IC | 2750 |  |  | 99 | 1967 | FO2 |  |  | FO2 |  |  | 0 | 2750 | 2750 | 0 | RE | 5 | 1988 | 0 | 0 | 0 | 0 | [6 empty] | 0 | 0 | 0 | 0 | 1967 | 0 | 0 | E | [6 empty] | 0
3 |  | 3461 | 6570 | 1 | IC | 2000 | P | SC | 99 | 1963 | FO2 |  |  | FO2 |  |  | 0 | 2000 | 2000 | 0 |  | 0 | 0 | 0 | 0 | 0 | 0 | [6 empty] | 0 | 0 | 0 | 0 | 1963 | 0 | 0 | E | [6 empty] | 0
3 |  | 3461 | 6570 | 2 | IC | 2000 | P | SC | 99 | 1963 | FO2 |  |  | FO2 |  |  | 0 | 2000 | 2000 | 0 |  | 0 | 0 | 0 | 0 | 0 | 0 | [6 empty] | 0 | 0 | 0 | 0 | 1963 | 0 | 0 | E | [6 empty] | 0
3 |  | 3461 | 6570 | 3 | IC | 2000 | P | SC | 99 | 1963 | FO2 |  |  | FO2 |  |  | 0 | 2000 | 2000 | 0 |  | 0 | 0 | 0 | 0 | 0 | 0 | [6 empty] | 0 | 0 | 0 | 0 | 1963 | 0 | 0 | E | [6 empty] | 0
3 |  | 3461 | 6570 | 4 | IC | 2000 | P | SC | 99 | 1963 | FO2 |  |  | FO2 |  |  | 0 | 2000 | 2000 | 0 |  | 0 | 0 | 0 | 0 | 0 | 0 | [6 empty] | 0 | 0 | 0 | 0 | 1963 | 0 | 0 | E | [6 empty] | 0
3 |  | 3461 | 6570 | 5 | IC | 2000 | P | SC | 99 | 1963 | FO2 |  |  | FO2 |  |  | 0 | 2000 | 2000 | 0 |  | 0 | 0 | 0 | 0 | 0 | 0 | [6 empty] | 0 | 0 | 0 | 0 | 1963 | 0 | 0 | E | [6 empty] | 0
3 |  | 3486 | 2122 | 3 | ST | 1500 |  |  | 99 | 1929 |  |  |  | BIT |  |  | 0 | 0 | 0 | 0 | RE | 99 | 1980 | 0 | 0 | 0 | 0 | [6 empty] | 0 | 0 | 0 | 0 | 1929 | 0 | 0 | E | [6 empty] | 0
3 |  | 3486 | 2122 | 4 | ST | 2500 |  |  | 99 | 1939 |  |  |  | BIT |  |  | 0 | 0 | 0 | 0 | RE | 99 | 1982 | 0 | 0 | 0 | 0 | [6 empty] | 0 | 0 | 0 | 0 | 1939 | 0 | 0 | E | [6 empty] | 0
3 |  | 3486 | 2122 | 5 | ST | 5000 | B | OP | 88 | 1948 | WD | FO2 |  | BIT |  |  | 16485 | 5000 | 5000 | 0 |  | 0 | 0 | 0 | 0 | 0 | 0 | [6 empty] | 0 | 0 | 0 | 0 | 1948 | 0 | 0 | E | [6 empty] | 0
3 |  | 3486 | 2122 | 6 | ST | 6000 | B | OP | 9 | 1958 | WD | FO2 |  | BIT |  |  | 16485 | 6000 | 6000 | 0 |  | 0 | 0 | 0 | 0 | 0 | 0 | [6 empty] | 0 | 0 | 0 | 8 | 1958 | 0 | 0 | E | [6 empty] | 0
3 |  | 3486 | 2122 | GT1 | GT | 40000 | P | OP | 6 | 1986 |  |  |  | NG | JF |  | 0 | 33337 | 40014 | 0 |  | 0 | 0 | 7 | 1986 | 6 | 1986 | [6 empty] | 0 | 0 | 0 | 3 | 1986 | 0 | 0 |  | E | E |  |  |  |  | 0
3 |  | 3486 | 2122 | GT2 | GT | 40000 | P | OP | 6 | 1986 |  |  |  | NG | JF |  | 0 | 33337 | 40014 | 0 |  | 0 | 0 | 7 | 1986 | 6 | 1986 | [6 empty] | 0 | 0 | 0 | 3 | 1986 | 0 | 0 |  | E | E |  |  |  |  | 0
3 |  | 3522 | 96 | 1 | GT | 18824 | C | OP | 1 | 1968 | NG |  |  | NG |  |  | 16100 | 14400 | 17200 | 0 |  | 0 | 0 | 0 | 0 | 0 | 0 | [6 empty] | 0 | 0 | 0 | 12 | 1967 | 0 | 0 | E | [6 empty] | 0
3 |  | 3522 | 96 | 2 | GT | 18824 | C | OP | 1 | 1968 | NG |  |  | NG |  |  | 16100 | 14400 | 17200 | 0 |  | 0 | 0 | 0 | 0 | 0 | 0 | [6 empty] | 0 | 0 | 0 | 12 | 1967 | 0 | 0 | E | [6 empty] | 0
3 |  | 3522 | 96 | 3 | GT | 65667 | C | OP | 5 | 1972 | NG |  |  | NG |  |  | 12800 | 48700 | 61700 | 0 |  | 0 | 0 | 0 | 0 | 0 | 0 | [6 empty] | 0 | 0 | 0 | 4 | 1972 | 0 | 0 | E | [6 empty] | 0
3 |  | 3522 | 96 | 4 | GT | 12000 | C | OP | 2 | 1976 | NG |  |  | NG |  |  | 17400 | 8100 | 9400 | 0 |  | 0 | 0 | 0 | 0 | 0 | 0 | [6 empty] | 0 | 0 | 0 | 1 | 1976 | 0 | 0 | E | [6 empty] | 0
3 |  | 3522 | 96 | 5 | GT | 75889 | B | OP | 10 | 1975 | NG |  |  | NG |  |  | 12400 | 59500 | 73300 | 0 |  | 0 | 0 | 0 | 0 | 0 | 0 | [6 empty] | 0 | 0 | 0 | 9 | 1975 | 0 | 0 | E | [6 empty] | 0
3 |  | 3522 | 96 | 6 | CT | 85000 | B | OP | 5 | 1976 | NG |  |  | NG |  |  | 12480 | 68000 | 74000 | 0 |  | 0 | 0 | 0 | 0 | 0 | 0 | [6 empty] | 0 | 0 | 0 | 4 | 1976 | 0 | 0 | E | [6 empty] | 0
3 |  | 3522 | 96 | 7 | CT | 85000 | B | OP | 12 | 1978 | NG |  |  | NG |  |  | 12480 | 68000 | 74000 | 0 |  | 0 | 0 | 0 | 0 | 0 | 0 | [6 empty] | 0 | 0 | 0 | 11 | 1978 | 0 | 0 | E | [6 empty] | 0
3 |  | 3522 | 96 | 8 | CW | 68900 | B | OP | 9 | 1982 | WH |  |  | WH |  |  | 0 | 51200 | 55000 | 0 |  | 0 | 0 | 0 | 0 | 0 | 0 | [6 empty] | 0 | 0 | 0 | 6 | 1982 | 0 | 0 | [7 empty] | 0
3 |  | 3522 | 96 | 9 | GT | 0 |  |  | 0 | 0 | [6 empty] | 0 | 0 | 0 | 77300 | CN | 99 | 9999 | 11 | 1986 | 11 | 1986 |  |  |  | NG |  |  | 0 | 0 | 0 | 0 | 0 | 64000 | 76000 | [7 empty] | 0
3 |  | 3522 | 96 | 10 | GT | 0 |  |  | 0 | 0 | [6 empty] | 0 | 0 | 0 | 77300 | IP | 8 | 1986 | 11 | 1989 | 0 | 0 |  |  |  | NG |  |  | 55500 | 67200 | 0 | 0 | 0 | 63514 | 76255 | [7 empty] | 0
3 |  | 3522 | 101 | ST4 | ST | 1000 | P |  | 1 | 1952 | NG |  |  | NG |  |  | 0 | 500 | 500 | 1000 | RE | 1 | 1984 | 0 | 0 | 0 | 0 | [6 empty] | 0 | 0 | 0 | 0 | 1952 | 0 | 0 | E | [6 empty] | 0
3 |  | 3522 | 101 | ST5 | ST | 3000 | P |  | 1 | 1952 | NG |  |  | NG |  |  | 0 | 3000 | 3000 | 0 | RE | 11 | 1985 | 0 | 0 | 0 | 0 | [6 empty] | 0 | 0 | 0 | 12 | 1951 | 0 | 0 | E | [6 empty] | 0
3 |  | 3522 | 101 | ST6 | ST | 3000 | P |  | 1 | 1952 | NG |  |  | NG |  |  | 0 | 3000 | 3000 | 0 | RE | 11 | 1985 | 0 | 0 | 0 | 0 | [6 empty] | 0 | 0 | 0 | 12 | 1951 | 0 | 0 | E | [6 empty] | 0
3 |  | 3522 | 101 | ST7 | ST | 3000 | P |  | 1 | 1952 | NG |  |  | NG |  |  | 0 | 3000 | 3000 | 0 | RE | 11 | 1985 | 0 | 0 | 0 | 0 | [6 empty] | 0 | 0 | 0 | 12 | 1951 | 0 | 0 | E | [6 empty] | 0
3 |  | 3522 | 101 | ST8 | ST | 5000 | P |  | 1 | 1958 | NG |  |  | NG |  |  | 0 | 5000 | 5000 | 0 | RE | 11 | 1985 | 0 | 0 | 0 | 0 | [6 empty] | 0 | 0 | 0 | 12 | 1957 | 0 | 0 | E | [6 empty] | 0
3 |  | 3522 | 6290 | 1 | IC | 200 |  |  | 88 | 1950 |  |  |  | FO2 |  |  | 0 | 1 | 1 | 0 | RE | 88 | 1984 | 0 | 0 | 0 | 0 | [6 empty] | 0 | 0 | 0 | 0 | 1950 | 0 | 0 | E | [6 empty] | 0
3 |  | 3522 | 6290 | 2 | IC | 200 |  |  | 88 | 1950 |  |  |  | FO2 |  |  | 0 | 1 | 1 | 0 | RE | 88 | 1984 | 0 | 0 | 0 | 0 | [6 empty] | 0 | 0 | 0 | 0 | 1950 | 0 | 0 | E | [6 empty] | 0
3 |  | 3522 | 6291 | 1 | HC | 8333 | C | OP | 5 | 1961 | WAT |  |  | WAT |  |  | 0 | 8333 | 8333 | 0 |  | 0 | 0 | 0 | 0 | 0 | 0 | [6 empty] | 0 | 0 | 0 | 2 | 1961 | 0 | 0 | E | [6 empty] | 0
3 |  | 3522 | 6291 | 2 | HC | 8333 | C | OP | 5 | 1961 | WAT |  |  | WAT |  |  | 0 | 8333 | 8333 | 0 |  | 0 | 0 | 0 | 0 | 0 | 0 | [6 empty] | 0 | 0 | 0 | 2 | 1961 | 0 | 0 | E | [6 empty] | 0
3 |  | 3522 | 6292 | 1 | GT | 9375 | C | SB | 8 | 1963 | NG | FO2 |  | NG | FO2 |  | 17300 | 7700 | 8000 | 0 |  | 0 | 0 | 0 | 0 | 0 | 0 | [6 empty] | 0 | 0 | 0 | 7 | 1963 | 0 | 0 | E | [6 empty] | 0
3 |  | 3522 | 6292 | 2 | GT | 23000 | C | SB | 11 | 1971 | NG | FO2 |  | NG | FO2 |  | 14500 | 17200 | 19500 | 0 |  | 0 | 0 | 0 | 0 | 0 | 0 | [6 empty] | 0 | 0 | 0 | 10 | 1971 | 0 | 0 | E | [6 empty] | 0
3 |  | 3522 | 6292 | 3 | GT | 32000 | C | OP | 12 | 1978 | NG | FO2 |  | NG | FO2 |  | 13700 | 24500 | 29600 | 0 |  | 0 | 0 | 0 | 0 | 0 | 0 | [6 empty] | 0 | 0 | 0 | 10 | 1978 | 0 | 0 | [7 empty] | 0
3 |  | 3522 | 6292 | 4 | GT | 32000 | C | OP | 11 | 1981 | NG | FO2 |  | NG | FO2 |  | 13700 | 24500 | 29600 | 0 |  | 0 | 0 | 0 | 0 | 0 | 0 | [6 empty] | 0 | 0 | 0 | 10 | 1981 | 0 | 0 | E | [6 empty] | 0
3 |  | 3522 | 6292 | 5 | GT | 0 |  |  | 0 | 0 | [6 empty] | 0 | 0 | 0 | 39000 | CN | 99 | 9999 | 11 | 1985 | 11 | 1985 |  |  |  | NG | FO2 |  | 0 | 0 | 0 | 0 | 0 | 33000 | 39000 | [7 empty] | 0
3 |  | 3522 | 6292 | 6 | GT | 0 |  |  | 0 | 0 | [6 empty] | 0 | 0 | 0 | 39000 | IP | 8 | 1986 | 11 | 1988 | 0 | 0 |  |  |  | NG | FO2 |  | 30000 | 33000 | 0 | 0 | 0 | 32521 | 39034 | [7 empty] | 0
3 |  | 3522 | 6292 | GT5 | GT | 0 |  |  | 0 | 0 | [6 empty] | 0 | 0 | 0 | 39000 | CN | 5 | 1984 | 11 | 1987 | 11 | 1987 | FI |  |  | NG |  |  | 0 | 0 | 0 | 0 | 0 | 33000 | 39000 | [7 empty] | 0
3 |  | 3522 | 6293 | 1 | GT | 17647 | C | OP | 12 | 1964 | NG | FO2 |  | NG | FO2 |  | 18000 | 13800 | 15600 | 0 |  | 0 | 0 | 0 | 0 | 0 | 0 | [6 empty] | 0 | 0 | 0 | 11 | 1964 | 0 | 0 | E | [6 empty] | 0
3 |  | 3522 | 6293 | 2 | GT | 17647 | C | OP | 11 | 1965 | NG | FO2 |  | NG | FO2 |  | 18000 | 13800 | 15600 | 0 |  | 0 | 0 | 0 | 0 | 0 | 0 | [6 empty] | 0 | 0 | 0 | 10 | 1965 | 0 | 0 | E | [6 empty] | 0
3 |  | 3522 | 6293 | 3 | GT | 19000 | C | OP | 11 | 1969 | NG | FO2 |  | NG | FO2 |  | 14500 | 16700 | 19200 | 0 |  | 0 | 0 | 0 | 0 | 0 | 0 | [6 empty] | 0 | 0 | 0 | 10 | 1969 | 0 | 0 | E | [6 empty] | 0
3 |  | 3542 | 2830 | 1 | ST | 115000 | C | OP | 6 | 1952 | FO2 |  |  | BIT |  |  | 12571 | 94000 | 94000 | 0 |  | 0 | 0 | 0 | 0 | 0 | 0 | [6 empty] | 0 | 0 | 0 | 5 | 1952 | 0 | 0 | E | [6 empty] | 0
3 |  | 3542 | 2830 | 2 | ST | 112500 | C | OP | 10 | 1953 | FO2 |  |  | BIT |  |  | 11443 | 94000 | 94000 | 0 |  | 0 | 0 | 0 | 0 | 0 | 0 | [6 empty] | 0 | 0 | 0 | 9 | 1953 | 0 | 0 | E | [6 empty] | 0
3 |  | 3542 | 2830 | 3 | ST | 125000 | C | OP | 11 | 1954 | FO2 |  |  | BIT |  |  | 10386 | 128000 | 128000 | 0 |  | 0 | 0 | 0 | 0 | 0 | 0 | [6 empty] | 0 | 0 | 0 | 11 | 1954 | 0 | 0 | [7 empty] | 0
3 |  | 3542 | 2830 | 4 | ST | 163200 | B | OP | 7 | 1958 | FO2 |  |  | BIT |  |  | 9755 | 150000 | 150000 | 0 |  | 0 | 0 | 0 | 0 | 0 | 0 | [6 empty] | 0 | 0 | 0 | 5 | 1958 | 0 | 0 | [7 empty] | 0
3 |  | 3542 | 2830 | 5 | ST | 244800 | B | OP | 12 | 1962 | FO2 |  |  | BIT |  |  | 10209 | 238000 | 238000 | 0 |  | 0 | 0 | 0 | 0 | 0 | 0 | [6 empty] | 0 | 0 | 0 | 11 | 1962 | 0 | 0 | [7 empty] | 0
3 |  | 3542 | 2830 | 6 | ST | 460800 | B | OP | 7 | 1969 | FO2 |  |  | BIT |  |  | 9924 | 414000 | 420000 | 0 |  | 0 | 0 | 0 | 0 | 0 | 0 | [6 empty] | 0 | 0 | 0 | 5 | 1969 | 0 | 0 | E | [6 empty] | 0
3 |  | 3542 | 2830 | GT1 | GT | 48600 | P | OP | 4 | 1972 | FO2 |  |  | FO2 |  |  | 38021 | 46600 | 61200 | 0 |  | 0 | 0 | 0 | 0 | 0 | 0 | [6 empty] | 0 | 0 | 0 | 2 | 1972 | 0 | 0 | [7 empty] | 0
3 |  | 3542 | 2830 | GT2 | GT | 48600 | P | OP | 4 | 1972 | FO2 |  |  | FO2 |  |  | 40394 | 46600 | 61200 | 0 |  | 0 | 0 | 0 | 0 | 0 | 0 | [6 empty] | 0 | 0 | 0 | 1 | 1972 | 0 | 0 | [7 empty] | 0
3 |  | 3542 | 2830 | GT3 | GT | 48600 | P | OP | 6 | 1972 | FO2 |  |  | FO2 |  |  | 31697 | 46600 | 61200 | 0 |  | 0 | 0 | 0 | 0 | 0 | 0 | [6 empty] | 0 | 0 | 0 | 5 | 1972 | 0 | 0 | E | [6 empty] | 0
3 |  | 3542 | 2830 | GT4 | GT | 48600 | P | OP | 6 | 1972 | FO2 |  |  | FO2 |  |  | 69136 | 46600 | 61200 | 0 |  | 0 | 0 | 0 | 0 | 0 | 0 | [6 empty] | 0 | 0 | 0 | 5 | 1972 | 0 | 0 | E | [6 empty] | 0
3 |  | 3542 | 2831 | 1 | GT | 120320 | P | OP | 9 | 1965 | NG | FO2 |  | NG | FO2 |  | 32333 | 92000 | 110000 | 0 |  | 0 | 0 | 0 | 0 | 0 | 0 | [6 empty] | 0 | 0 | 0 | 8 | 1965 | 0 | 0 | E | [6 empty] | 0
3 |  | 3542 | 2831 | 2 | GT | 16300 |  |  | 6 | 1969 |  |  |  | FO2 | NG |  | 0 | 0 | 0 | 0 | RE | 3 | 1981 | 0 | 0 | 0 | 0 | [6 empty] | 0 | 0 | 0 | 0 | 1969 | 0 | 0 | E | [6 empty] | 0
3 |  | 3542 | 2831 | 3 | GT | 15320 | P | OP | 6 | 1969 | NG | FO2 |  | NG | FO2 |  | 32629 | 14200 | 19500 | 0 |  | 0 | 0 | 0 | 0 | 0 | 0 | [6 empty] | 0 | 0 | 0 | 6 | 1969 | 0 | 0 | [7 empty] | 0
3 |  | 3542 | 2831 | 4 | GT | 20000 | P | OP | 10 | 1969 | FO2 |  |  | FO2 |  |  | 23385 | 15000 | 21400 | 0 |  | 0 | 0 | 0 | 0 | 0 | 0 | [6 empty] | 0 | 0 | 0 | 10 | 1969 | 0 | 0 | [7 empty] | 0
3 |  | 3542 | 2831 | 5 | GT | 20000 | P | OP | 10 | 1969 | FO2 |  |  | FO2 |  |  | 22027 | 15000 | 21400 | 0 |  | 0 | 0 | 0 | 0 | 0 | 0 | [6 empty] | 0 | 0 | 0 | 9 | 1969 | 0 | 0 | E | [6 empty] | 0
3 |  | 3542 | 2832 | 3 | ST | 65000 |  |  | 12 | 1938 |  |  |  | FO2 |  |  | 0 | 0 | 0 | 0 | RE | 4 | 1982 | 0 | 0 | 0 | 0 | [6 empty] | 0 | 0 | 0 | 0 | 1938 | 0 | 0 | E | [6 empty] | 0
3 |  | 3542 | 2832 | 4 | ST | 65000 |  |  | 10 | 1942 |  |  |  | FO2 |  |  | 0 | 0 | 0 | 0 | RE | 4 | 1982 | 0 | 0 | 0 | 0 | [6 empty] | 0 | 0 | 0 | 0 | 1942 | 0 | 0 | E | [6 empty] | 0
3 |  | 3542 | 2832 | 5 | ST | 100000 | C | OP | 12 | 1949 | FO2 |  |  | BIT |  |  | 19837 | 80000 | 80000 | 0 |  | 0 | 0 | 0 | 0 | 0 | 0 | [6 empty] | 0 | 0 | 0 | 11 | 1949 | 0 | 0 | E | [6 empty] | 0
3 |  | 3542 | 2832 | 6 | ST | 163200 | B | OP | 11 | 1960 | FO2 |  |  | BIT |  |  | 10080 | 163000 | 163000 | 0 |  | 0 | 0 | 0 | 0 | 0 | 0 | [6 empty] | 0 | 0 | 0 | 11 | 1960 | 0 | 0 | [7 empty] | 0
3 |  | 3542 | 2832 | 7 | ST | 557100 | B | OP | 5 | 1975 | FO2 |  |  | BIT |  |  | 10065 | 500000 | 500000 | 0 |  | 0 | 0 | 0 | 0 | 0 | 0 | [6 empty] | 0 | 0 | 0 | 4 | 1975 | 0 | 0 | [7 empty] | 0
3 |  | 3542 | 2832 | 8 | ST | 557650 | B | OP | 2 | 1978 | FO2 |  |  | BIT |  |  | 9873 | 500000 | 500000 | 0 |  | 0 | 0 | 0 | 0 | 0 | 0 | [6 empty] | 0 | 0 | 0 | 12 | 1977 | 0 | 0 | [7 empty] | 0
3 |  | 3542 | 2832 | GT1 | GT | 53125 | P | OP | 3 | 1971 | FO2 |  |  | FO2 |  |  | 39858 | 48000 | 64500 | 0 |  | 0 | 0 | 0 | 0 | 0 | 0 | [6 empty] | 0 | 0 | 0 | 1 | 1971 | 0 | 0 | [7 empty] | 0
3 |  | 3542 | 2832 | GT2 | GT | 53125 | P | OP | 6 | 1971 | FO2 |  |  | FO2 |  |  | 32008 | 48000 | 64500 | 0 |  | 0 | 0 | 0 | 0 | 0 | 0 | [6 empty] | 0 | 0 | 0 | 6 | 1971 | 0 | 0 | [7 empty] | 0
3 |  | 3542 | 2832 | GT3 | GT | 15320 | P | OP | 7 | 1971 | FO2 |  |  | FO2 |  |  | 45425 | 14200 | 19500 | 0 |  | 0 | 0 | 0 | 0 | 0 | 0 | [6 empty] | 0 | 0 | 0 | 7 | 1971 | 0 | 0 | [7 empty] | 0
3 |  | 3542 | 2832 | GT4 | GT | 15320 | P | OP | 8 | 1971 | FO2 |  |  | FO2 |  |  | 48035 | 14200 | 19500 | 0 |  | 0 | 0 | 0 | 0 | 0 | 0 | [6 empty] | 0 | 0 | 0 | 8 | 1971 | 0 | 0 | [7 empty] | 0
3 |  | 3542 | 2832 | GT5 | GT | 15320 | P | OP | 9 | 1971 | FO2 |  |  | FO2 |  |  | 35936 | 14200 | 19500 | 0 |  | 0 | 0 | 0 | 0 | 0 | 0 | [6 empty] | 0 | 0 | 0 | 8 | 1971 | 0 | 0 | E | [6 empty] | 0
3 |  | 3542 | 2832 | GT6 | GT | 15320 | P | OP | 10 | 1971 | FO2 |  |  | FO2 |  |  | 37857 | 14200 | 19500 | 0 |  | 0 | 0 | 0 | 0 | 0 | 0 | [6 empty] | 0 | 0 | 0 | 10 | 1971 | 0 | 0 | [7 empty] | 0
3 |  | 3542 | 2834 | 1 | ST | 36000 |  |  | 99 | 1918 |  |  |  | GAS |  |  | 0 | 0 | 0 | 0 | RE | 10 | 1976 | 0 | 0 | 0 | 0 | [6 empty] | 0 | 0 | 0 | 0 | 1918 | 0 | 0 | E | [6 empty] | 0
3 |  | 3542 | 2834 | 2 | ST | 36000 |  |  | 99 | 1918 |  |  |  | GAS |  |  | 0 | 0 | 0 | 0 | RE | 10 | 1976 | 0 | 0 | 0 | 0 | [6 empty] | 0 | 0 | 0 | 0 | 1918 | 0 | 0 | E | [6 empty] | 0
3 |  | 3542 | 2834 | 3 | ST | 36000 |  |  | 99 | 1920 |  |  |  | GAS |  |  | 0 | 0 | 0 | 0 | RE | 10 | 1976 | 0 | 0 | 0 | 0 | [6 empty] | 0 | 0 | 0 | 0 | 1920 | 0 | 0 | E | [6 empty] | 0
3 |  | 3542 | 2834 | 4 | ST | 36000 |  |  | 99 | 1921 |  |  |  | GAS |  |  | 0 | 0 | 0 | 0 | RE | 10 | 1976 | 0 | 0 | 0 | 0 | [6 empty] | 0 | 0 | 0 | 0 | 1921 | 0 | 0 | E | [6 empty] | 0
3 |  | 3542 | 2834 | 5 | ST | 35000 |  |  | 99 | 1939 |  |  |  | GAS |  |  | 0 | 0 | 0 | 0 | RE | 10 | 1976 | 0 | 0 | 0 | 0 | [6 empty] | 0 | 0 | 0 | 0 | 1939 | 0 | 0 | E | [6 empty] | 0
3 |  | 3542 | 2834 | 6 | ST | 112000 |  |  | 99 | 1948 |  |  |  | GAS |  |  | 0 | 0 | 0 | 0 | RE | 10 | 1976 | 0 | 0 | 0 | 0 | [6 empty] | 0 | 0 | 0 | 0 | 1948 | 0 | 0 | E | [6 empty] | 0
3 |  | 3542 | 6018 | 1 | ST | 0 |  |  | 0 | 0 | [6 empty] | 0 | 0 | 0 | 669000 | CN | 99 | 9999 | 1 | 1981 | 88 | 1988 |  |  |  | BIT |  |  | 0 | 0 | 0 | 0 | 0 | 619000 | 632000 | [7 empty] | 0
3 |  | 3542 | 6018 | 2 | ST | 669285 | B | OP | 3 | 1981 | FO2 |  |  | BIT |  |  | 10504 | 600000 | 600000 | 0 |  | 0 | 0 | 0 | 0 | 0 | 0 | [6 empty] | 0 | 0 | 0 | 12 | 1980 | 0 | 0 | [7 empty] | 0
3 |  | 3542 | 6018 | 3 | ST | 0 |  |  | 0 | 0 | [6 empty] | 0 | 0 | 0 | 669000 | CN | 99 | 9999 | 1 | 1987 | 88 | 1988 |  |  |  | BIT |  |  | 0 | 0 | 0 | 0 | 0 | 619000 | 632000 | [7 empty] | 0
3 |  | 3542 | 6019 | 1 | NB | 0 |  |  | 0 | 0 | [6 empty] | 0 | 0 | 0 | 800000 | CN | 1 | 1984 | 1 | 1974 | 88 | 1974 |  |  |  | UR |  |  | 0 | 0 | 0 | 0 | 0 | 0 | 0 | [7 empty] | 0
3 |  | 3542 | 6019 | 2 | NB | 0 |  |  | 0 | 0 | [6 empty] | 0 | 0 | 0 | 1150000 | CN | 0 | 1978 | 1 | 1982 | 1 | 1989 |  |  |  | UR |  |  | 0 | 0 | 0 | 0 | 0 | 0 | 0 | [7 empty] | 0
3 |  | 3542 | 6019 | ST1 | ST | 1425619 | B | OP | 3 | 1991 | FO2 |  |  | BIT |  |  | 9440 | 1300000 | 1300000 | 0 |  | 0 | 0 | 6 | 1991 | 0 | 0 | [6 empty] | 0 | 0 | 0 | 12 | 1990 | 0 | 0 | [7 empty] | 0
3 |  | 3542 | 7158 | GT1 | GT | 0 |  |  | 0 | 0 | [6 empty] | 0 | 0 | 0 | 75000 | CO | 0 | 0 | 4 | 1992 | 5 | 1993 | LO |  |  | NG | LPG |  | 65000 | 81250 | 0 | 0 | 0 | 61665 | 74034 | [7 empty] | 0
3 |  | 3542 | 7158 | GT2 | GT | 75000 |  | TS | 0 | 0 |  |  |  | NG | LPG |  | 0 | 61665 | 74034 | 0 |  | 0 | 0 | 0 | 0 | 0 | 0 | [6 empty] | 0 | 0 | 0 | 11 | 1991 | 0 | 0 |  | E | E |  |  |  | OP | 75000
3 |  | 3542 | 7158 | GT3 | GT | 75000 |  | TS | 0 | 0 |  |  |  | NG | LPG |  | 0 | 61665 | 74034 | 0 |  | 0 | 0 | 0 | 0 | 0 | 0 | [6 empty] | 0 | 0 | 0 | 11 | 1991 | 0 | 0 |  | E | E |  |  |  | OP | 75000
3 |  | 3542 | 7158 | GT4 | GT | 75000 |  | TS | 0 | 0 |  |  |  | NG | LPG |  | 0 | 61665 | 74034 | 0 |  | 0 | 0 | 0 | 0 | 0 | 0 | [6 empty] | 0 | 0 | 0 | 11 | 1991 | 0 | 0 |  | E | E |  |  |  | OP | 75000
3 |  | 3542 | 7158 | GT5 | GT | 75000 | P | TS | 0 | 0 | NG | LPG |  | NG | LPG |  | 0 | 65000 | 81250 | 0 |  | 0 | 0 | 0 | 0 | 0 | 0 | [6 empty] | 0 | 0 | 0 | 11 | 1991 | 0 | 0 | [7 empty] | 0
3 |  | 3542 | 7158 | GT6 | GT | 75000 | P | TS | 0 | 0 | NG | LPG |  | NG | LPG |  | 0 | 65000 | 81250 | 0 |  | 0 | 0 | 0 | 0 | 0 | 0 | [6 empty] | 0 | 0 | 0 | 11 | 1991 | 0 | 0 | [7 empty] | 0
3 |  | 3542 | 7158 | GT7 | GT | 0 |  |  | 0 | 0 | [6 empty] | 0 | 0 | 0 | 75000 | PL | 0 | 0 | 4 | 1994 | 4 | 1996 | LO |  |  | NG | OT |  | 65000 | 81250 | 0 | 0 | 0 | 61665 | 74034 | [7 empty] | 0
3 |  | 3542 | 7158 | GT8 | GT | 0 |  |  | 0 | 0 | [6 empty] | 0 | 0 | 0 | 75000 | PL | 0 | 0 | 4 | 1996 | 4 | 1997 | LO |  |  | NG | OT |  | 65000 | 81250 | 0 | 0 | 0 | 61665 | 74034 | [7 empty] | 0
3 |  | 3542 | 7158 | GT9 | GT | 0 |  |  | 0 | 0 | [6 empty] | 0 | 0 | 0 | 75000 | PL | 0 | 0 | 4 | 1996 | 4 | 1997 | LO |  |  | NG | OT |  | 65000 | 81250 | 0 | 0 | 0 | 61665 | 74034 | [7 empty] | 0
3 |  | 3542 | 7158 | GT10 | GT | 0 |  |  | 0 | 0 | [6 empty] | 0 | 0 | 0 | 75000 | PL | 0 | 0 | 4 | 1996 | 4 | 1998 | LO |  |  | NG | OT |  | 65000 | 81250 | 0 | 0 | 0 | 61665 | 74034 | [7 empty] | 0
3 |  | 3542 | 7158 | GT11 | GT | 0 |  |  | 0 | 0 | [6 empty] | 0 | 0 | 0 | 75000 | PL | 0 | 0 | 4 | 1996 | 4 | 1999 | LO |  |  | NG | OT |  | 65000 | 81250 | 0 | 0 | 0 | 61665 | 74034 | [7 empty] | 0
3 |  | 3542 | 7158 | GT12 | GT | 0 |  |  | 0 | 0 | [6 empty] | 0 | 0 | 0 | 75000 | PL | 0 | 0 | 4 | 1996 | 4 | 2000 | LO |  |  | NG | OT |  | 65000 | 81250 | 0 | 0 | 0 | 61665 | 74034 | [7 empty] | 0
3 |  | 3611 | 3729 | 1 | HC | 800 | B | OP | 88 | 1922 | WAT |  |  | WAT |  |  | 0 | 800 | 800 | 0 |  | 0 | 0 | 0 | 0 | 0 | 0 | [6 empty] | 0 | 0 | 0 | 0 | 1922 | 0 | 0 | E | [6 empty] | 0
3 |  | 3611 | 3730 | 4 | IC | 920 | P | OP | 88 | 1948 | FO2 |  |  | FO2 |  |  | 15414 | 900 | 900 | 0 |  | 0 | 0 | 0 | 0 | 0 | 0 | [6 empty] | 0 | 0 | 0 | 0 | 1948 | 0 | 0 | E | [6 empty] | 0
3 |  | 3611 | 3730 | 5 | IC | 920 | P | OP | 88 | 1948 | FO2 |  |  | FO2 |  |  | 15414 | 900 | 900 | 0 |  | 0 | 0 | 0 | 0 | 0 | 0 | [6 empty] | 0 | 0 | 0 | 0 | 1948 | 0 | 0 | E | [6 empty] | 0
3 |  | 3611 | 3730 | 6 | IC | 920 | P | OP | 88 | 1948 | FO2 |  |  | FO2 |  |  | 15414 | 900 | 900 | 0 |  | 0 | 0 | 0 | 0 | 0 | 0 | [6 empty] | 0 | 0 | 0 | 0 | 1948 | 0 | 0 | E | [6 empty] | 0
3 |  | 3611 | 3730 | 7 | IC | 920 | P | OP | 88 | 1948 | FO2 |  |  | FO2 |  |  | 15414 | 900 | 900 | 0 |  | 0 | 0 | 0 | 0 | 0 | 0 | [6 empty] | 0 | 0 | 0 | 0 | 1948 | 0 | 0 | E | [6 empty] | 0
3 |  | 3611 | 3730 | 8 | IC | 1100 | P | OP | 88 | 1954 | FO2 |  |  | FO2 |  |  | 11655 | 1000 | 1000 | 0 |  | 0 | 0 | 0 | 0 | 0 | 0 | [6 empty] | 0 | 0 | 0 | 0 | 1954 | 0 | 0 | E | [6 empty] | 0
3 |  | 3611 | 3730 | 9 | IC | 1100 | P | OP | 88 | 1954 | FO2 |  |  | FO2 |  |  | 11655 | 1000 | 1000 | 0 |  | 0 | 0 | 0 | 0 | 0 | 0 | [6 empty] | 0 | 0 | 0 | 0 | 1954 | 0 | 0 | E | [6 empty] | 0
3 |  | 3611 | 3730 | 10 | IC | 1100 | P | OP | 88 | 1954 | FO2 |  |  | FO2 |  |  | 11655 | 1000 | 1000 | 0 |  | 0 | 0 | 0 | 0 | 0 | 0 | [6 empty] | 0 | 0 | 0 | 0 | 1954 | 0 | 0 | E | [6 empty] | 0
3 |  | 3611 | 3731 | 1 | HC | 1700 | B | OP | 88 | 1940 | WAT |  |  | WAT |  |  | 0 | 1600 | 1600 | 0 |  | 0 | 0 | 0 | 0 | 0 | 0 | [6 empty] | 0 | 0 | 0 | 0 | 1940 | 0 | 0 | E | [6 empty] | 0
3 |  | 3611 | 3731 | 2 | HC | 1700 | B | OP | 88 | 1944 | WAT |  |  | WAT |  |  | 0 | 1600 | 1600 | 0 |  | 0 | 0 | 0 | 0 | 0 | 0 | [6 empty] | 0 | 0 | 0 | 0 | 1944 | 0 | 0 | E | [6 empty] | 0
3 |  | 3611 | 3731 | 3 | HC | 600 | B | OP | 88 | 1936 | WAT |  |  | WAT |  |  | 0 | 500 | 500 | 0 |  | 0 | 0 | 0 | 0 | 0 | 0 | [6 empty] | 0 | 0 | 0 | 0 | 1936 | 0 | 0 | E | [6 empty] | 0
3 |  | 3611 | 3731 | 11 | HC | 1920 | B | OP | 3 | 1957 | WAT |  |  | WAT |  |  | 0 | 1600 | 1600 | 0 |  | 0 | 0 | 0 | 0 | 0 | 0 | [6 empty] | 0 | 0 | 0 | 12 | 1956 | 0 | 0 | E | [6 empty] | 0
3 |  | 3611 | 3733 | 1 | HC | 600 | B | OP | 88 | 1925 | WAT |  |  | WAT |  |  | 0 | 600 | 600 | 0 |  | 0 | 0 | 0 | 0 | 0 | 0 | [6 empty] | 0 | 0 | 0 | 0 | 1925 | 0 | 0 | E | [6 empty] | 0
3 |  | 3611 | 6474 | 3 | IC | 2750 | C | OP | 6 | 1968 | FO2 |  |  | FO2 |  |  | 10356 | 2750 | 2750 | 0 |  | 0 | 0 | 0 | 0 | 0 | 0 | [6 empty] | 0 | 0 | 0 | 6 | 1968 | 0 | 0 | [7 empty] | 0
3 |  | 3611 | 6474 | 4 | IC | 2750 | C | OP | 6 | 1968 | FO2 |  |  | FO2 |  |  | 10204 | 2750 | 2750 | 0 |  | 0 | 0 | 0 | 0 | 0 | 0 | [6 empty] | 0 | 0 | 0 | 6 | 1968 | 0 | 0 | [7 empty] | 0
3 |  | 3611 | 6474 | 5 | IC | 2750 | C | OP | 6 | 1968 | FO2 |  |  | FO2 |  |  | 10589 | 2750 | 2750 | 0 |  | 0 | 0 | 0 | 0 | 0 | 0 | [6 empty] | 0 | 0 | 0 | 6 | 1968 | 0 | 0 | [7 empty] | 0
3 |  | 3611 | 6474 | 8 | IC | 8650 | C | OP | 12 | 1991 | FO2 |  |  | FO2 |  |  | 8562 | 8650 | 8650 | 0 |  | 0 | 0 | 0 | 0 | 0 | 0 | [6 empty] | 0 | 0 | 0 | 12 | 1991 | 0 | 0 | [7 empty] | 0
3 |  | 3611 | 6474 | 9 | IC | 8650 | C | OP | 12 | 1991 | FO2 |  |  | FO2 |  |  | 8562 | 8650 | 8650 | 0 |  | 0 | 0 | 0 | 0 | 0 | 0 | [6 empty] | 0 | 0 | 0 | 12 | 1991 | 0 | 0 | [7 empty] | 0
3 |  | 3611 | 6474 | D6 | IC | 8650 | C | OP | 11 | 1990 | FO2 |  |  | FO2 |  |  | 8562 | 8082 | 9454 | 0 |  | 0 | 0 | 0 | 0 | 0 | 0 | [6 empty] | 0 | 0 | 0 | 10 | 1990 | 0 | 0 |  | E | E |  |  |  |  | 0
3 |  | 3611 | 6474 | D7 | IC | 8650 | C | OP | 11 | 1990 | FO2 |  |  | FO2 |  |  | 8562 | 8082 | 9454 | 0 |  | 0 | 0 | 0 | 0 | 0 | 0 | [6 empty] | 0 | 0 | 0 | 10 | 1990 | 0 | 0 |  | E | E |  |  |  |  | 0
3 |  | 3611 | 6474 | S2 | CW | 7000 | C |  | 12 | 1977 | WH |  |  | WH |  |  | 0 | 7000 | 7000 | 0 | CN | 12 | 1988 | 0 | 0 | 0 | 0 | LO | [5 empty] | 0 | 0 | 0 | 9 | 1977 | 0 | 0 | E | [6 empty] | 0
3 |  | 3611 | 6474 | S3 | ST | 0 |  |  | 0 | 0 | [6 empty] | 0 | 0 | 0 | 25000 | CN | 99 | 9999 | 6 | 1986 | 7 | 1986 |  |  |  | PET |  |  | 0 | 0 | 0 | 0 | 0 | 24000 | 25000 | [7 empty] | 0
3 |  | 3611 | 6474 | GT1 | GT | 19200 | C | OP | 8 | 1973 | FO2 |  |  | FO2 |  |  | 14060 | 19200 | 19200 | 0 |  | 0 | 0 | 0 | 0 | 0 | 0 | [6 empty] | 0 | 0 | 0 | 7 | 1973 | 0 | 0 | E | [6 empty] | 0
3 |  | 3611 | 6474 | GT2 | GT | 23870 | C | OP | 12 | 1977 | FO2 |  |  | FO2 |  |  | 13310 | 23870 | 23870 | 0 |  | 0 | 0 | 0 | 0 | 0 | 0 | [6 empty] | 0 | 0 | 0 | 11 | 1977 | 0 | 0 | E | [6 empty] | 0
3 |  | 3611 | 6474 | IC1 | IC | 2000 | C | OP | 1 | 1964 | FO2 |  |  | FO2 |  |  | 10687 | 2000 | 2000 | 0 |  | 0 | 0 | 0 | 0 | 0 | 0 | [6 empty] | 0 | 0 | 0 | 1 | 1964 | 0 | 0 | [7 empty] | 0
3 |  | 3611 | 6474 | IC2 | IC | 2000 | C | OP | 1 | 1964 | FO2 |  |  | FO2 |  |  | 10901 | 2000 | 2000 | 0 |  | 0 | 0 | 0 | 0 | 0 | 0 | [6 empty] | 0 | 0 | 0 | 1 | 1964 | 0 | 0 | [7 empty] | 0
3 |  | 3611 | 6474 | ST1 | ST | 10000 | B | OP | 1 | 1969 | FO6 |  |  | FO6 |  |  | 14271 | 10000 | 10000 | 0 |  | 0 | 0 | 0 | 0 | 0 | 0 | [6 empty] | 0 | 0 | 0 | 11 | 1968 | 0 | 0 | E | [6 empty] | 0
3 |  | 3611 | 6515 | 1 | IC | 1000 | P | SB | 88 | 1949 | FO2 | NG |  | FO2 | NG |  | 14000 | 850 | 850 | 0 |  | 0 | 0 | 0 | 1989 | 0 | 0 | [6 empty] | 0 | 0 | 0 | 0 | 1949 | 0 | 0 | E | [6 empty] | 0
3 |  | 3611 | 6515 | 2 | IC | 1000 | P | SB | 88 | 1949 | FO2 | NG |  | FO2 | NG |  | 14000 | 850 | 850 | 0 |  | 0 | 0 | 0 | 0 | 0 | 0 | [6 empty] | 0 | 0 | 0 | 0 | 1949 | 0 | 0 | E | [6 empty] | 0
3 |  | 3611 | 6515 | 3 | IC | 1000 | P | SB | 88 | 1949 | FO2 | NG |  | FO2 | NG |  | 14000 | 850 | 850 | 0 |  | 0 | 0 | 0 | 0 | 0 | 0 | [6 empty] | 0 | 0 | 0 | 0 | 1949 | 0 | 0 | E | [6 empty] | 0
3 |  | 3611 | 6515 | 4 | IC | 1000 | P | SB | 88 | 1949 | FO2 | NG |  | FO2 | NG |  | 14000 | 850 | 850 | 0 |  | 0 | 0 | 0 | 0 | 0 | 0 | [6 empty] | 0 | 0 | 0 | 0 | 1949 | 0 | 0 | E | [6 empty] | 0
3 |  | 3611 | 6515 | GT1 | GT | 16800 | P | SB | 8 | 1989 | FO2 | NG |  | NG | FO2 |  | 15445 | 13500 | 15800 | 0 |  | 0 | 0 | 0 | 0 | 0 | 0 | [6 empty] | 0 | 0 | 0 | 3 | 1989 | 0 | 0 | [7 empty] | 0
3 |  | 3611 | 6515 | GT2 | GT | 16800 |  | OP | 8 | 1989 | FO2 | NG |  | NG | FO2 |  | 16647 | 13500 | 15800 | 0 |  | 0 | 0 | 0 | 0 | 0 | 0 | [6 empty] | 0 | 0 | 0 | 5 | 1989 | 0 | 0 | [7 empty] | 0
3 |  | 3611 | 6515 | GT3 | GT | 16800 | P | SB | 8 | 1989 | FO2 | NG |  | NG | FO2 |  | 15957 | 13500 | 16000 | 0 |  | 0 | 0 | 0 | 0 | 0 | 0 | [6 empty] | 0 | 0 | 0 | 5 | 1989 | 0 | 0 | [7 empty] | 0
3 |  | 3702 | 2059 | 6 | ST | 5000 |  | SB | 88 | 1956 | NG | FO6 |  | NG | FO6 |  | 15000 | 4500 | 4500 | 0 |  | 0 | 0 | 0 | 0 | 0 | 0 | [6 empty] | 0 | 0 | 0 | 0 | 1956 | 0 | 0 | E | [6 empty] | 0
3 |  | 3702 | 2059 | 7 | ST | 7500 |  | OP | 88 | 1961 | NG | FO2 | FO6 | NG | FO2 | FO6 | 15000 | 8500 | 8500 | 0 |  | 0 | 0 | 0 | 0 | 0 | 0 | [6 empty] | 0 | 0 | 0 | 0 | 1961 | 0 | 0 | E | [6 empty] | 0
3 |  | 3702 | 2059 | 8 | GT | 12500 | C | OP | 0 | 1965 | NG | FO2 |  | NG | FO2 |  | 18000 | 12000 | 12000 | 0 |  | 0 | 0 | 0 | 0 | 0 | 0 | [6 empty] | 0 | 0 | 0 | 0 | 1965 | 0 | 0 | E | [6 empty] | 0
3 |  | 3702 | 2059 | 9 | CS | 25550 | C | OP | 0 | 1971 | NG | FO2 |  | NG | FO2 |  | 9100 | 23000 | 24000 | 0 |  | 0 | 0 | 0 | 0 | 0 | 0 | [6 empty] | 0 | 0 | 0 | 0 | 1971 | 0 | 0 | E | [6 empty] | 0
3 |  | 3702 | 2060 | 4 | ST | 3500 |  | SB | 0 | 1946 | NG | FO6 |  | NG | FO6 |  | 16000 | 4000 | 4000 | 0 |  | 0 | 0 | 0 | 0 | 0 | 0 | [6 empty] | 0 | 0 | 0 | 0 | 1946 | 0 | 0 | E | [6 empty] | 0
3 |  | 3702 | 2060 | 5 | ST | 7500 |  | SB | 0 | 1951 | NG | FO6 |  | NG | FO6 |  | 15000 | 7500 | 7500 | 0 |  | 0 | 0 | 0 | 0 | 0 | 0 | [6 empty] | 0 | 0 | 0 | 0 | 1951 | 0 | 0 | E | [6 empty] | 0
3 |  | 3710 | 1270 | 4 | ST | 1500 |  | OP | 88 | 1942 | NG |  |  | NG | FO5 |  | 18000 | 1500 | 1500 | 0 |  | 0 | 0 | 0 | 0 | 0 | 0 | [6 empty] | 0 | 0 | 0 | 0 | 1942 | 0 | 0 | E | [6 empty] | 0
3 |  | 3710 | 1270 | 5 | ST | 3000 |  | OP | 88 | 1948 | NG |  |  | NG | FO5 |  | 17000 | 3000 | 3000 | 0 |  | 0 | 0 | 0 | 0 | 0 | 0 | [6 empty] | 0 | 0 | 0 | 0 | 1948 | 0 | 0 | E | [6 empty] | 0
3 |  | 3710 | 1270 | 6 | ST | 5000 |  | OP | 88 | 1961 | NG |  |  | NG | FO5 |  | 18000 | 5000 | 5000 | 0 |  | 0 | 0 | 0 | 0 | 0 | 0 | [6 empty] | 0 | 0 | 0 | 0 | 1961 | 0 | 0 | E | [6 empty] | 0
3 |  | 3710 | 1270 | IC1 | IC | 900 |  | OP | 88 | 1958 | FO2 |  |  | NG | FO2 |  | 12000 | 900 | 900 | 0 |  | 0 | 0 | 0 | 0 | 0 | 0 | [6 empty] | 0 | 0 | 0 | 0 | 1958 | 0 | 0 | E | [6 empty] | 0
3 |  | 3710 | 1270 | IC2 | IC | 2100 |  | OP | 88 | 1966 | FO2 |  |  | NG | FO2 |  | 12000 | 2050 | 2050 | 0 |  | 0 | 0 | 0 | 0 | 0 | 0 | [6 empty] | 0 | 0 | 0 | 0 | 1966 | 0 | 0 | E | [6 empty] | 0
3 |  | 3710 | 1270 | IC3 | IC | 5100 |  | OP | 88 | 1972 | FO2 |  |  | NG | FO2 |  | 12000 | 5000 | 5000 | 0 |  | 0 | 0 | 0 | 0 | 0 | 0 | [6 empty] | 0 | 0 | 0 | 0 | 1972 | 0 | 0 | E | [6 empty] | 0
3 |  | 3755 | 2835 | 5 | ST | 256000 | B | OP | 12 | 1958 | FO2 | BIT |  | BIT |  |  | 9427 | 243000 | 244000 | 0 |  | 0 | 0 | 0 | 0 | 0 | 0 | [6 empty] | 0 | 0 | 0 | 11 | 1958 | 0 | 0 | E | [6 empty] | 0
3 |  | 3755 | 2835 | 6 | ST | 46000 | B | OP | 12 | 1972 | FO2 | BIT |  | BIT |  |  | 12811 | 43000 | 44000 | 0 |  | 0 | 0 | 0 | 0 | 0 | 0 | [6 empty] | 0 | 0 | 0 | 9 | 1972 | 0 | 0 | E | [6 empty] | 0
3 |  | 3755 | 2835 | 7 | ST | 46000 | B | OP | 12 | 1972 | FO2 | BIT |  | BIT |  |  | 12811 | 43000 | 44000 | 0 |  | 0 | 0 | 0 | 0 | 0 | 0 | [6 empty] | 0 | 0 | 0 | 9 | 1972 | 0 | 0 | E | [6 empty] | 0
3 |  | 3755 | 2835 | 8 | ST | 46000 | B | OP | 12 | 1972 | FO2 | BIT |  | BIT |  |  | 12811 | 43000 | 44000 | 0 |  | 0 | 0 | 0 | 0 | 0 | 0 | [6 empty] | 0 | 0 | 0 | 9 | 1972 | 0 | 0 | E | [6 empty] | 0
3 |  | 3755 | 2835 | 9 | ST | 46000 | B | OP | 12 | 1972 | FO2 | BIT |  | BIT |  |  | 12811 | 43000 | 44000 | 0 |  | 0 | 0 | 0 | 0 | 0 | 0 | [6 empty] | 0 | 0 | 0 | 9 | 1972 | 0 | 0 | E | [6 empty] | 0
3 |  | 3755 | 2835 | B1 | ST | 50000 |  |  | 11 | 1930 |  |  |  | FO6 |  |  | 0 | 0 | 0 | 0 | RE | 3 | 1983 | 0 | 0 | 0 | 0 | [6 empty] | 0 | 0 | 0 | 0 | 1930 | 0 | 0 | E | [6 empty] | 0
3 |  | 3755 | 2835 | B2 | ST | 50000 |  |  | 11 | 1930 |  |  |  | FO6 |  |  | 0 | 0 | 0 | 0 | RE | 3 | 1983 | 0 | 0 | 0 | 0 | [6 empty] | 0 | 0 | 0 | 0 | 1930 | 0 | 0 | E | [6 empty] | 0
3 |  | 3755 | 2835 | B3 | ST | 50000 |  |  | 1 | 1931 |  |  |  | FO6 |  |  | 0 | 0 | 0 | 0 | RE | 3 | 1983 | 0 | 0 | 0 | 0 | [6 empty] | 0 | 0 | 0 | 0 | 1931 | 0 | 0 | E | [6 empty] | 0
3 |  | 3755 | 2835 | B4 | ST | 50000 |  |  | 1 | 1938 |  |  |  | FO6 |  |  | 0 | 0 | 0 | 0 | RE | 3 | 1983 | 0 | 0 | 0 | 0 | [6 empty] | 0 | 0 | 0 | 0 | 1938 | 0 | 0 | E | [6 empty] | 0
3 |  | 3755 | 2836 | 1 | ST | 35000 |  |  | 7 | 1926 |  |  |  | FO6 |  |  | 0 | 0 | 0 | 0 | RE | 3 | 1983 | 0 | 0 | 0 | 0 | [6 empty] | 0 | 0 | 0 | 0 | 1926 | 0 | 0 | E | [6 empty] | 0
3 |  | 3755 | 2836 | 2 | ST | 35000 |  |  | 9 | 1926 |  |  |  | FO6 |  |  | 0 | 0 | 0 | 0 | RE | 3 | 1983 | 0 | 0 | 0 | 0 | [6 empty] | 0 | 0 | 0 | 0 | 1926 | 0 | 0 | E | [6 empty] | 0
3 |  | 3755 | 2836 | 3 | ST | 35000 |  |  | 7 | 1928 |  |  |  | FO6 |  |  | 0 | 0 | 0 | 0 | RE | 3 | 1983 | 0 | 0 | 0 | 0 | [6 empty] | 0 | 0 | 0 | 0 | 1928 | 0 | 0 | E | [6 empty] | 0
3 |  | 3755 | 2836 | 4 | ST | 35000 |  |  | 9 | 1929 |  |  |  | FO6 |  |  | 0 | 0 | 0 | 0 | RE | 3 | 1983 | 0 | 0 | 0 | 0 | [6 empty] | 0 | 0 | 0 | 0 | 1929 | 0 | 0 | E | [6 empty] | 0
3 |  | 3755 | 2836 | 5 | ST | 50000 |  |  | 9 | 1943 |  |  |  | FO6 |  |  | 0 | 0 | 0 | 0 | RE | 3 | 1983 | 0 | 0 | 0 | 0 | [6 empty] | 0 | 0 | 0 | 0 | 1943 | 0 | 0 | E | [6 empty] | 0
3 |  | 3755 | 2836 | 6 | ST | 86000 | B | OP | 11 | 1949 | FO2 | BIT |  | BIT |  |  | 11098 | 95000 | 96000 | 0 |  | 0 | 0 | 0 | 0 | 0 | 0 | [6 empty] | 0 | 0 | 0 | 10 | 1949 | 0 | 0 | E | [6 empty] | 0
3 |  | 3755 | 2836 | 7 | ST | 86000 | B | OP | 12 | 1949 | FO2 | BIT |  | BIT |  |  | 11622 | 95000 | 96000 | 0 |  | 0 | 0 | 0 | 0 | 0 | 0 | [6 empty] | 0 | 0 | 0 | 11 | 1949 | 0 | 0 | E | [6 empty] | 0
3 |  | 3755 | 2836 | 8 | ST | 233000 |  |  | 12 | 1959 | BIT | FO2 |  | BIT |  |  | 11882 | 192000 | 192000 | 0 | RE | 11 | 1987 | 0 | 0 | 0 | 0 | [6 empty] | 0 | 0 | 0 | 11 | 1959 | 0 | 0 | E | [6 empty] | 0
3 |  | 3755 | 2836 | 9 | ST | 680000 | B | OP | 8 | 1970 | FO2 | BIT |  | BIT |  |  | 9642 | 580000 | 580000 | 0 |  | 0 | 0 | 0 | 0 | 0 | 0 | [6 empty] | 0 | 0 | 0 | 6 | 1970 | 0 | 0 | E | [6 empty] | 0
3 |  | 3755 | 2836 | 10 | GT | 32000 |  | OP | 12 | 1973 | FO2 |  |  | FO2 |  |  | 13960 | 24000 | 29000 | 0 |  | 0 | 0 | 0 | 0 | 0 | 0 | [6 empty] | 0 | 0 | 0 | 11 | 1973 | 0 | 0 | E | [6 empty] | 0
3 |  | 3755 | 2837 | 1 | ST | 123000 | B | OP | 9 | 1953 | FO2 | BIT |  | BIT |  |  | 9991 | 129000 | 132000 | 0 |  | 0 | 0 | 0 | 0 | 0 | 0 | [6 empty] | 0 | 0 | 0 | 8 | 1953 | 0 | 0 | E | [6 empty] | 0
3 |  | 3755 | 2837 | 2 | ST | 123000 | B | OP | 12 | 1953 | FO2 | BIT |  | BIT |  |  | 9799 | 129000 | 132000 | 0 |  | 0 | 0 | 0 | 0 | 0 | 0 | [6 empty] | 0 | 0 | 0 | 11 | 1953 | 0 | 0 | E | [6 empty] | 0
3 |  | 3755 | 2837 | 3 | ST | 123000 | B | OP | 8 | 1954 | FO2 | BIT |  | BIT |  |  | 9752 | 129000 | 132000 | 0 |  | 0 | 0 | 0 | 0 | 0 | 0 | [6 empty] | 0 | 0 | 0 | 7 | 1954 | 0 | 0 | E | [6 empty] | 0
3 |  | 3755 | 2837 | 4 | ST | 208000 | B | OP | 3 | 1956 | FO2 | BIT |  | BIT |  |  | 8836 | 238000 | 240000 | 0 |  | 0 | 0 | 0 | 0 | 0 | 0 | [6 empty] | 0 | 0 | 0 | 2 | 1956 | 0 | 0 | E | [6 empty] | 0
3 |  | 3755 | 2837 | 5 | ST | 680000 | B | OP | 9 | 1972 | FO2 | BIT |  | BIT |  |  | 9050 | 597000 | 597000 | 0 |  | 0 | 0 | 0 | 0 | 0 | 0 | [6 empty] | 0 | 0 | 0 | 6 | 1972 | 0 | 0 | E | [6 empty] | 0
3 |  | 3755 | 2837 | 6 | GT | 32000 |  | OP | 12 | 1973 | FO2 |  |  | FO2 |  |  | 14429 | 24000 | 29000 | 0 |  | 0 | 0 | 0 | 0 | 0 | 0 | [6 empty] | 0 | 0 | 0 | 11 | 1973 | 0 | 0 | E | [6 empty] | 0
3 |  | 3755 | 2838 | 14 | ST | 60000 |  | OP | 9 | 1941 | FO6 |  |  | FO6 |  |  | 14447 | 54000 | 54000 | 0 |  | 0 | 0 | 0 | 0 | 0 | 0 | [6 empty] | 0 | 0 | 0 | 8 | 1941 | 0 | 0 | E | [6 empty] | 0
3 |  | 3755 | 2838 | 15 | ST | 60000 |  | OP | 9 | 1942 | FO6 |  |  | FO6 |  |  | 17867 | 53000 | 53000 | 0 |  | 0 | 0 | 0 | 0 | 0 | 0 | [6 empty] | 0 | 0 | 0 | 8 | 1942 | 0 | 0 | E | [6 empty] | 0
3 |  | 3755 | 2838 | 16 | ST | 69000 |  | OP | 4 | 1951 | FO6 |  |  | FO6 |  |  | 11180 | 66000 | 66000 | 0 |  | 0 | 0 | 0 | 0 | 0 | 0 | [6 empty] | 0 | 0 | 0 | 3 | 1951 | 0 | 0 | E | [6 empty] | 0
3 |  | 3755 | 2838 | 17 | ST | 69000 |  | OP | 7 | 1951 | FO6 |  |  | FO6 |  |  | 12316 | 70000 | 70000 | 0 |  | 0 | 0 | 0 | 0 | 0 | 0 | [6 empty] | 0 | 0 | 0 | 6 | 1951 | 0 | 0 | E | [6 empty] | 0
3 |  | 3755 | 2838 | 18 | ST | 256000 | B | OP | 6 | 1962 | FO2 | BIT |  | BIT |  |  | 9422 | 243000 | 245000 | 0 |  | 0 | 0 | 0 | 0 | 0 | 0 | [6 empty] | 0 | 0 | 0 | 4 | 1962 | 0 | 0 | E | [6 empty] | 0
3 |  | 3755 | 2838 | IC1 | IC | 2000 |  | OP | 6 | 1966 | FO2 |  |  | FO2 |  |  | 0 | 2000 | 2000 | 0 |  | 0 | 0 | 0 | 0 | 0 | 0 | [6 empty] | 0 | 0 | 0 | 5 | 1966 | 0 | 0 | E | [6 empty] | 0
3 |  | 3755 | 2838 | IC2 | IC | 2000 |  | OP | 6 | 1966 | FO2 |  |  | FO2 |  |  | 0 | 2000 | 2000 | 0 |  | 0 | 0 | 0 | 0 | 0 | 0 | [6 empty] | 0 | 0 | 0 | 5 | 1966 | 0 | 0 | [7 empty] | 0
3 |  | 3755 | 6020 | 1 | NB | 1252551 | B | OP | 11 | 1987 |  |  |  | UR |  |  | 10264 | 1169000 | 1194000 | 0 |  | 0 | 0 | 0 | 0 | 0 | 0 | [6 empty] | 0 | 0 | 1205000 | 11 | 1986 | 0 | 0 | [7 empty] | 0
3 |  | 3755 | 6020 | 2 | NB | 0 |  |  | 0 | 0 | [6 empty] | 0 | 0 | 0 | 1252551 | IP | 12 | 1985 | 4 | 1980 | 0 | 0 |  |  |  | UR |  |  | 1169000 | 1194000 | 1205000 | 0 | 0 | 1193000 | 1206000 | [7 empty] | 0
3 |  | 3762 | 2906 | 3 | GT | 16000 | P | OP | 2 | 1971 | NG | FO2 |  | NG | FO2 |  | 13900 | 16000 | 18000 | 0 |  | 0 | 0 | 0 | 0 | 0 | 0 | [6 empty] | 0 | 0 | 0 | 1 | 1971 | 0 | 0 | E | [6 empty] | 0
3 |  | 3762 | 2908 | 8 | ST | 25000 |  | OS | 88 | 1941 | FO2 |  |  | BIT |  |  | 0 | 25000 | 25000 | 0 |  | 0 | 0 | 0 | 0 | 0 | 0 | [6 empty] | 0 | 0 | 0 | 0 | 1941 | 0 | 0 | E | [6 empty] | 0
3 |  | 3762 | 2908 | 9 | ST | 25000 |  | OS | 88 | 1953 | FO2 |  |  | BIT |  |  | 0 | 25000 | 25000 | 0 |  | 0 | 0 | 0 | 0 | 0 | 0 | [6 empty] | 0 | 0 | 0 | 0 | 1953 | 0 | 0 | E | [6 empty] | 0
3 |  | 3762 | 2908 | 10 | ST | 25000 |  | OS | 88 | 1953 | FO2 |  |  | BIT |  |  | 0 | 25000 | 25000 | 0 |  | 0 | 0 | 0 | 0 | 0 | 0 | [6 empty] | 0 | 0 | 0 | 0 | 1953 | 0 | 0 | E | [6 empty] | 0
3 |  | 3762 | 2908 | 11 | ST | 85000 |  | OS | 88 | 1967 | FO2 |  |  | BIT |  |  | 0 | 85000 | 85000 | 0 |  | 0 | 0 | 0 | 0 | 0 | 0 | [6 empty] | 0 | 0 | 0 | 0 | 1967 | 0 | 0 | E | [6 empty] | 0
3 |  | 3762 | 2909 | 1 | GT | 16000 | P | OP | 3 | 1970 | NG | FO2 |  | NG | FO2 |  | 13900 | 16000 | 18000 | 0 |  | 0 | 0 | 0 | 0 | 0 | 0 | [6 empty] | 0 | 0 | 0 | 2 | 1970 | 0 | 0 | E | [6 empty] | 0
3 |  | 3762 | 2909 | 2 | GT | 16000 | P | OP | 3 | 1970 | NG | FO2 |  | NG | FO2 |  | 13900 | 16000 | 16000 | 0 |  | 0 | 0 | 0 | 0 | 0 | 0 | [6 empty] | 0 | 0 | 0 | 2 | 1970 | 0 | 0 | E | [6 empty] | 0
3 |  | 3813 | 1818 | 1 | IC | 510 | C | SB | 99 | 1939 | FO2 |  |  | FO2 |  |  | 10800 | 500 | 510 | 0 |  | 0 | 0 | 0 | 0 | 0 | 0 | [6 empty] | 0 | 0 | 0 | 0 | 1939 | 0 | 0 | E | [6 empty] | 0
3 |  | 3813 | 1818 | 2 | IC | 510 | C | SB | 99 | 1939 | FO2 |  |  | FO2 |  |  | 10800 | 490 | 505 | 0 |  | 0 | 0 | 0 | 0 | 0 | 0 | [6 empty] | 0 | 0 | 0 | 0 | 1939 | 0 | 0 | E | [6 empty] | 0
3 |  | 3813 | 1818 | 3 | IC | 430 |  | SB | 99 | 1955 | FO2 |  |  | FO2 |  |  | 10800 | 430 | 450 | 0 |  | 0 | 0 | 0 | 0 | 0 | 0 | [6 empty] | 0 | 0 | 0 | 0 | 1955 | 0 | 0 | E | [6 empty] | 0
3 |  | 3813 | 1818 | 4 | IC | 430 |  | SB | 99 | 1955 | FO2 |  |  | FO2 |  |  | 10800 | 420 | 440 | 0 |  | 0 | 0 | 0 | 0 | 0 | 0 | [6 empty] | 0 | 0 | 0 | 0 | 1955 | 0 | 0 | E | [6 empty] | 0
3 |  | 3813 | 1818 | 5 | IC | 430 |  | SB | 99 | 1955 | FO2 |  |  | FO2 |  |  | 10800 | 420 | 430 | 0 |  | 0 | 0 | 0 | 0 | 0 | 0 | [6 empty] | 0 | 0 | 0 | 0 | 1955 | 0 | 0 | E | [6 empty] | 0
3 |  | 3813 | 1818 | 6 | IC | 2000 | C | SB | 99 | 1978 | FO2 |  |  | NG | FO2 |  | 10367 | 2000 | 2000 | 0 |  | 0 | 0 | 0 | 0 | 0 | 0 | [6 empty] | 0 | 0 | 0 | 0 | 1978 | 0 | 0 | E | [6 empty] | 0
3 |  | 3828 | 1868 | 1 | IC | 1000 | P | SB | 11 | 1955 | FO2 |  |  | FO2 |  |  | 10150 | 900 | 900 | 0 |  | 0 | 0 | 0 | 0 | 0 | 0 | [6 empty] | 0 | 0 | 0 | 10 | 1955 | 0 | 0 | E | [6 empty] | 0
3 |  | 3828 | 1868 | 2 | IC | 1000 | P | SB | 11 | 1955 | FO2 |  |  | FO2 |  |  | 10150 | 900 | 900 | 0 |  | 0 | 0 | 0 | 0 | 0 | 0 | [6 empty] | 0 | 0 | 0 | 10 | 1955 | 0 | 0 | E | [6 empty] | 0
3 |  | 3828 | 1868 | 3 | IC | 1000 | P | SB | 11 | 1955 | FO2 |  |  | FO2 |  |  | 10150 | 900 | 900 | 0 |  | 0 | 0 | 0 | 0 | 0 | 0 | [6 empty] | 0 | 0 | 0 | 10 | 1955 | 0 | 0 | E | [6 empty] | 0
3 |  | 3828 | 1868 | 4 | IC | 3000 | P | SB | 6 | 1960 | FO2 |  |  | FO2 |  |  | 10150 | 2500 | 2500 | 0 |  | 0 | 0 | 0 | 0 | 0 | 0 | [6 empty] | 0 | 0 | 0 | 5 | 1960 | 0 | 0 | E | [6 empty] | 0
3 |  | 3828 | 1868 | 5 | IC | 3000 | P | SB | 6 | 1960 | FO2 |  |  | FO2 |  |  | 10150 | 2500 | 2500 | 0 |  | 0 | 0 | 0 | 0 | 0 | 0 | [6 empty] | 0 | 0 | 0 | 5 | 1960 | 0 | 0 | E | [6 empty] | 0
3 |  | 3828 | 6369 | 6 | IC | 3000 | P | OP | 10 | 1973 | FO2 |  |  | FO2 |  |  | 10150 | 2500 | 2500 | 0 |  | 0 | 0 | 0 | 0 | 0 | 0 | [6 empty] | 0 | 0 | 0 | 9 | 1973 | 0 | 0 | E | [6 empty] | 0
3 |  | 3828 | 6369 | 7 | IC | 3000 | P | OP | 8 | 1976 | FO2 |  |  | FO2 |  |  | 10150 | 2500 | 2500 | 0 |  | 0 | 0 | 0 | 0 | 0 | 0 | [6 empty] | 0 | 0 | 0 | 7 | 1976 | 0 | 0 | E | [6 empty] | 0
3 | C057 | 3892 | 1271 | 1 | ST | 3000 |  | OS | 88 | 1926 |  |  |  | NG | FO6 |  | 0 | 72000 | 72000 | 0 |  | 0 | 0 | 0 | 0 | 0 | 0 | [6 empty] | 0 | 0 | 0 | 0 | 1926 | 0 | 0 | E | [6 empty] | 0
3 | C057 | 3892 | 1271 | 2 | ST | 2000 |  | OS | 88 | 1925 | FO2 |  |  | NG | FO6 |  | 0 | 0 | 0 | 0 |  | 0 | 0 | 0 | 0 | 0 | 0 | [6 empty] | 0 | 0 | 0 | 0 | 1925 | 0 | 0 | E | [6 empty] | 0
3 | C057 | 3892 | 1271 | 3 | ST | 1500 |  | OS | 88 | 1921 | NG |  |  | NG | FO6 |  | 0 | 0 | 0 | 0 |  | 0 | 0 | 0 | 0 | 0 | 0 | [6 empty] | 0 | 0 | 0 | 0 | 1921 | 0 | 0 | E | [6 empty] | 0
3 | C057 | 3892 | 1271 | 4 | ST | 5000 |  | OS | 88 | 1937 | NG |  |  | NG | FO6 |  | 0 | 0 | 0 | 0 |  | 0 | 0 | 0 | 0 | 0 | 0 | [6 empty] | 0 | 0 | 0 | 0 | 1937 | 0 | 0 | E | [6 empty] | 0
3 | C057 | 3892 | 1271 | 5 | ST | 10000 |  | SB | 88 | 1949 | NG |  |  | NG | FO6 |  | 9600 | 0 | 0 | 0 |  | 0 | 0 | 0 | 0 | 0 | 0 | [6 empty] | 0 | 0 | 0 | 0 | 1949 | 0 | 0 | E | [6 empty] | 0
3 | C057 | 3892 | 1271 | 6 | ST | 18500 |  | SB | 88 | 1956 | NG |  |  | NG | FO6 |  | 9600 | 0 | 0 | 0 |  | 0 | 0 | 0 | 0 | 0 | 0 | [6 empty] | 0 | 0 | 0 | 0 | 1956 | 0 | 0 | E | [6 empty] | 0
3 | C057 | 3892 | 1271 | 7 | ST | 40000 |  | SB | 6 | 1973 | NG |  |  | NG | FO6 |  | 9200 | 0 | 0 | 0 |  | 0 | 0 | 0 | 0 | 0 | 0 | [6 empty] | 0 | 0 | 0 | 0 | 1973 | 0 | 0 | E | [6 empty] | 0
3 |  | 3900 | 1132 | 1 | IC | 690 |  |  | 2 | 1964 | FO2 |  |  | FO2 |  |  | 0 | 690 | 690 | 0 | RE | 8 | 1978 | 0 | 0 | 0 | 0 | [6 empty] | 0 | 0 | 0 | 0 | 1964 | 0 | 0 | E | [6 empty] | 0
3 |  | 3900 | 1132 | 2 | IC | 200 | B | SB | 99 | 1952 | FO2 |  |  | FO2 |  |  | 0 | 200 | 200 | 0 |  | 0 | 0 | 0 | 0 | 0 | 0 | [6 empty] | 0 | 0 | 0 | 0 | 1952 | 0 | 0 | E | [6 empty] | 0
3 |  | 3900 | 1132 | 3 | IC | 200 | B | SB | 99 | 1945 | FO2 |  |  | FO2 |  |  | 0 | 200 | 200 | 0 |  | 0 | 0 | 0 | 0 | 0 | 0 | [6 empty] | 0 | 0 | 0 | 0 | 1945 | 0 | 0 | E | [6 empty] | 0
3 |  | 3900 | 1132 | 4 | IC | 650 |  | OP | 10 | 1987 | FO2 |  |  | FO2 |  |  | 0 | 650 | 650 | 0 |  | 0 | 0 | 11 | 1987 | 9 | 1987 | [6 empty] | 0 | 0 | 0 | 4 | 1987 | 0 | 0 | [7 empty] | 0
3 |  | 3900 | 1132 | IC1 | IC | 690 |  | SB | 10 | 1957 | FO2 |  |  | FO2 |  |  | 0 | 690 | 690 | 0 |  | 0 | 0 | 0 | 0 | 0 | 0 | [6 empty] | 0 | 0 | 0 | 9 | 1957 | 0 | 0 | E | [6 empty] | 0
3 |  | 3913 | 1272 | 1 | IC | 2500 |  |  | 88 | 1947 |  |  |  | FO2 | NG |  | 0 | 900 | 900 | 0 | RE | 5 | 1986 | 0 | 0 | 0 | 0 | [6 empty] | 0 | 0 | 0 | 0 | 1947 | 0 | 0 | E | [6 empty] | 0
3 |  | 3913 | 1272 | 2 | IC | 700 |  |  | 88 | 1949 |  |  |  | FO2 | NG |  | 0 | 700 | 700 | 0 | RE | 5 | 1986 | 0 | 0 | 0 | 0 | [6 empty] | 0 | 0 | 0 | 0 | 1949 | 0 | 0 | E | [6 empty] | 0
3 |  | 3913 | 1272 | 3 | IC | 2500 | P | OP | 88 | 1963 | FO2 |  |  | FO2 | NG |  | 0 | 1800 | 1800 | 0 |  | 0 | 0 | 0 | 0 | 0 | 0 | [6 empty] | 0 | 0 | 0 | 0 | 1963 | 0 | 0 | E | [6 empty] | 0
3 |  | 3913 | 1272 | 4 | IC | 1750 | P | OP | 88 | 1958 | FO2 |  |  | FO2 | NG |  | 0 | 1250 | 1250 | 0 |  | 0 | 0 | 0 | 0 | 0 | 0 | [6 empty] | 0 | 0 | 0 | 0 | 1958 | 0 | 0 | E | [6 empty] | 0
3 |  | 3913 | 1272 | 5 | IC | 1360 | P | OP | 88 | 1958 | FO2 |  |  | FO2 | NG |  | 0 | 1000 | 1000 | 0 |  | 0 | 0 | 0 | 0 | 0 | 0 | [6 empty] | 0 | 0 | 0 | 0 | 1958 | 0 | 0 | E | [6 empty] | 0
3 |  | 3913 | 1272 | 6 | IC | 4500 | P | OP | 88 | 1971 | FO2 |  |  | FO2 | NG |  | 0 | 3500 | 3500 | 0 |  | 0 | 0 | 0 | 0 | 0 | 0 | [6 empty] | 0 | 0 | 0 | 0 | 1971 | 0 | 0 | E | [6 empty] | 0
3 |  | 3913 | 1272 | 7 | IC | 4500 | P | OP | 88 | 1971 | FO2 |  |  | FO2 | NG |  | 0 | 3500 | 3500 | 0 |  | 0 | 0 | 0 | 0 | 0 | 0 | [6 empty] | 0 | 0 | 0 | 0 | 1971 | 0 | 0 | E | [6 empty] | 0
3 |  | 3913 | 1272 | 8 | IC | 2750 | P | OP | 88 | 1971 | FO2 |  |  | FO2 | NG |  | 0 | 2500 | 2500 | 0 |  | 0 | 0 | 0 | 0 | 0 | 0 | [6 empty] | 0 | 0 | 0 | 0 | 1971 | 0 | 0 | E | [6 empty] | 0
3 |  | 3915 | 1819 | 1 | IC | 750 |  | SB | 88 | 1948 | FO2 |  |  | FO2 |  |  | 0 | 750 | 750 | 0 |  | 0 | 0 | 0 | 0 | 0 | 0 | [6 empty] | 0 | 0 | 0 | 0 | 1948 | 0 | 0 | E | [6 empty] | 0
3 |  | 3915 | 1819 | 2 | IC | 1000 |  |  | 88 | 1948 |  |  |  | FO2 |  |  | 0 | 1000 | 1000 | 0 | RE | 4 | 1985 | 0 | 0 | 0 | 0 | [6 empty] | 0 | 0 | 0 | 0 | 1948 | 0 | 0 | E | [6 empty] | 0
3 |  | 3915 | 1819 | 3 | IC | 3500 | P | OP | 88 | 1969 | FO2 |  |  | NG | FO2 |  | 8100 | 3500 | 3500 | 0 |  | 0 | 0 | 0 | 0 | 0 | 0 | [6 empty] | 0 | 0 | 0 | 0 | 1969 | 0 | 0 | E | [6 empty] | 0
3 |  | 3915 | 1819 | 6 | ST | 5000 |  | OS | 88 | 1962 |  |  |  | BIT |  |  | 16300 | 5000 | 5000 | 0 |  | 0 | 0 | 0 | 0 | 0 | 0 | [6 empty] | 0 | 0 | 0 | 0 | 1962 | 0 | 0 | E | [6 empty] | 0
3 |  | 3915 | 1819 | IC4 | IC | 2500 | P | OP | 2 | 1974 | FO2 |  |  | FO2 |  |  | 8400 | 2500 | 2500 | 0 |  | 0 | 0 | 0 | 0 | 0 | 0 | [6 empty] | 0 | 0 | 0 | 1 | 1974 | 0 | 0 | E | [6 empty] | 0
3 |  | 3915 | 1819 | IC5 | IC | 6000 | P | OP | 5 | 1978 | FO2 |  |  | NG | FO2 |  | 8900 | 6000 | 6000 | 0 |  | 0 | 0 | 0 | 0 | 0 | 0 | [6 empty] | 0 | 0 | 0 | 4 | 1978 | 0 | 0 | E | [6 empty] | 0
3 |  | 3915 | 1819 | ST4 | ST | 3000 |  | OS | 88 | 1940 |  |  |  | BIT |  |  | 0 | 3000 | 3000 | 0 |  | 0 | 0 | 0 | 0 | 0 | 0 | [6 empty] | 0 | 0 | 0 | 0 | 1940 | 0 | 0 | E | [6 empty] | 0
3 |  | 3915 | 1819 | ST5 | ST | 3000 |  | OS | 88 | 1962 |  |  |  | BIT |  |  | 20500 | 3000 | 3000 | 0 |  | 0 | 0 | 0 | 0 | 0 | 0 | [6 empty] | 0 | 0 | 0 | 0 | 1962 | 0 | 0 | E | [6 empty] | 0
3 |  | 3923 | 3566 | 1 | ST | 800 |  |  | 88 | 1941 |  |  |  | NG |  |  | 0 | 0 | 0 | 0 | RE | 12 | 1980 | 0 | 0 | 0 | 0 | [6 empty] | 0 | 0 | 0 | 0 | 1941 | 0 | 0 | E | [6 empty] | 0
3 |  | 3923 | 3566 | 2 | ST | 1000 |  |  | 88 | 1941 |  |  |  | NG |  |  | 0 | 0 | 0 | 0 | RE | 12 | 1980 | 0 | 0 | 0 | 0 | [6 empty] | 0 | 0 | 0 | 0 | 1941 | 0 | 0 | E | [6 empty] | 0
3 |  | 3923 | 3566 | IC1 | IC | 1500 |  | OP | 88 | 1955 | FO2 |  |  | NG | FO2 |  | 9800 | 1300 | 1400 | 0 |  | 0 | 0 | 0 | 0 | 0 | 0 | [6 empty] | 0 | 0 | 0 | 0 | 1955 | 0 | 0 | E | [6 empty] | 0
3 |  | 3923 | 3566 | IC2 | IC | 1000 |  | OP | 88 | 1959 | NG |  |  | NG | FO2 |  | 11000 | 1000 | 1000 | 0 |  | 0 | 0 | 0 | 0 | 0 | 0 | [6 empty] | 0 | 0 | 0 | 0 | 1959 | 0 | 0 | E | [6 empty] | 0
3 |  | 3923 | 3566 | IC3 | IC | 1300 |  | OP | 88 | 1951 | NG |  |  | NG | FO2 |  | 11000 | 1100 | 1250 | 0 |  | 0 | 0 | 0 | 0 | 0 | 0 | [6 empty] | 0 | 0 | 0 | 0 | 1951 | 0 | 0 | E | [6 empty] | 0
3 |  | 3923 | 3566 | IC4 | IC | 1500 |  | OP | 88 | 1963 | FO2 |  |  | NG | FO2 |  | 10500 | 1350 | 1400 | 0 |  | 0 | 0 | 0 | 0 | 0 | 0 | [6 empty] | 0 | 0 | 0 | 0 | 1963 | 0 | 0 | E | [6 empty] | 0
3 |  | 3923 | 3566 | IC5 | IC | 2200 |  | OP | 88 | 1968 | FO2 |  |  | NG | FO2 |  | 11000 | 1800 | 1900 | 0 |  | 0 | 0 | 0 | 0 | 0 | 0 | [6 empty] | 0 | 0 | 0 | 0 | 1968 | 0 | 0 | E | [6 empty] | 0
3 |  | 3923 | 3566 | IC6 | IC | 2500 |  | OP | 88 | 1973 | FO2 |  |  | NG | FO2 |  | 11000 | 2250 | 2350 | 0 |  | 0 | 0 | 0 | 0 | 0 | 0 | [6 empty] | 0 | 0 | 0 | 0 | 1973 | 0 | 0 | E | [6 empty] | 0
3 |  | 3923 | 3566 | IC7 | IC | 1500 |  | OP | 88 | 1978 | NG |  |  | NG | FO2 |  | 10500 | 1250 | 1400 | 0 |  | 0 | 0 | 0 | 0 | 0 | 0 | [6 empty] | 0 | 0 | 0 | 0 | 1978 | 0 | 0 | E | [6 empty] | 0
3 |  | 3923 | 3566 | IC8 | IC | 1360 |  | OP | 88 | 1980 | FO2 |  |  | NG | FO2 |  | 10000 | 800 | 1000 | 0 |  | 0 | 0 | 0 | 0 | 0 | 0 | [6 empty] | 0 | 0 | 0 | 0 | 1980 | 0 | 0 | E | [6 empty] | 0
3 |  | 3923 | 3566 | IC9 | IC | 4000 |  | OP | 9 | 1986 | FO2 |  |  | NG | FO2 |  | 10400 | 3600 | 4000 | 0 |  | 0 | 0 | 0 | 0 | 0 | 0 | [6 empty] | 0 | 0 | 0 | 9 | 1986 | 0 | 0 | [7 empty] | 0
3 |  | 3989 | 492 | 1 | ST | 5000 | P | SB | 88 | 1945 | NG |  |  | NG | FO6 |  | 15500 | 5000 | 5000 | 0 |  | 0 | 0 | 0 | 0 | 0 | 0 | [6 empty] | 0 | 0 | 0 | 0 | 1945 | 0 | 0 | E | [6 empty] | 0
3 |  | 3989 | 492 | 3 | ST | 5000 | P | SB | 88 | 1932 | NG |  |  | NG | FO6 |  | 15500 | 5000 | 5000 | 0 |  | 0 | 0 | 0 | 0 | 0 | 0 | [6 empty] | 0 | 0 | 0 | 0 | 1932 | 0 | 0 | E | [6 empty] | 0
3 |  | 3989 | 492 | 4 | ST | 10000 | P | SB | 88 | 1949 | NG |  |  | NG | FO6 |  | 14800 | 11000 | 11000 | 0 |  | 0 | 0 | 0 | 0 | 0 | 0 | [6 empty] | 0 | 0 | 0 | 0 | 1949 | 0 | 0 | E | [6 empty] | 0
3 |  | 3989 | 492 | 5 | ST | 50000 | C | OP | 11 | 1962 | NG |  |  | BIT | NG |  | 12606 | 50000 | 50000 | 0 |  | 0 | 0 | 0 | 0 | 0 | 0 | [6 empty] | 0 | 0 | 0 | 9 | 1962 | 0 | 0 | E | [6 empty] | 0
3 |  | 3989 | 492 | 6 | ST | 75000 | B | OP | 10 | 1968 | NG |  |  | BIT | NG |  | 11465 | 79000 | 79000 | 0 |  | 0 | 0 | 0 | 0 | 0 | 0 | [6 empty] | 0 | 0 | 0 | 8 | 1968 | 0 | 0 | E | [6 empty] | 0
3 |  | 3989 | 492 | 7 | ST | 132000 | B | OP | 7 | 1974 | NG |  |  | BIT | NG |  | 11426 | 133000 | 133000 | 0 |  | 0 | 0 | 0 | 0 | 0 | 0 | [6 empty] | 0 | 0 | 0 | 4 | 1974 | 0 | 0 | E | [6 empty] | 0
3 |  | 3989 | 492 | 2A | ST | 2500 |  |  | 99 | 1925 | NG | FO2 |  | NG | FO2 |  | 0 | 2528 | 2586 | 0 | RE | 9 | 1991 | 0 | 0 | 0 | 0 | [6 empty] | 0 | 0 | 0 | 0 | 1925 | 0 | 0 | E | E | E |  |  |  |  | 0
3 |  | 3989 | 492 | 2B | ST | 2500 |  |  | 99 | 1925 | NG | FO2 |  | NG | FO2 |  | 0 | 2528 | 2586 | 0 | RE | 9 | 1991 | 0 | 0 | 0 | 0 | [6 empty] | 0 | 0 | 0 | 0 | 1925 | 0 | 0 | E | E | E |  |  |  |  | 0
3 |  | 3989 | 493 | 1 | ST | 18750 | P | OP | 8 | 1953 | NG | FO2 |  | NG | FO6 |  | 13500 | 17000 | 17000 | 0 |  | 0 | 0 | 0 | 0 | 0 | 0 | [6 empty] | 0 | 0 | 0 | 7 | 1953 | 0 | 0 | E | [6 empty] | 0
3 |  | 3989 | 493 | 2 | ST | 18800 | P | OP | 3 | 1954 | NG | FO2 |  | NG | FO6 |  | 13500 | 17000 | 17000 | 0 |  | 0 | 0 | 0 | 0 | 0 | 0 | [6 empty] | 0 | 0 | 0 | 2 | 1954 | 0 | 0 | E | [6 empty] | 0
3 |  | 3989 | 493 | 3 | ST | 25000 | P | OP | 3 | 1957 | NG | FO2 |  | NG | FO6 |  | 13500 | 23000 | 23000 | 0 |  | 0 | 0 | 0 | 0 | 0 | 0 | [6 empty] | 0 | 0 | 0 | 2 | 1957 | 0 | 0 | E | [6 empty] | 0
3 |  | 3989 | 494 | 1 | HC | 2500 | B | OP | 88 | 1939 |  |  |  | WAT |  |  | 0 | 2500 | 1000 | 0 |  | 0 | 0 | 0 | 0 | 0 | 0 | [6 empty] | 0 | 0 | 0 | 0 | 1939 | 0 | 0 | E | [6 empty] | 0
3 |  | 3989 | 494 | 2 | HC | 2500 | B | OP | 88 | 1927 |  |  |  | WAT |  |  | 0 | 2500 | 1000 | 0 |  | 0 | 0 | 0 | 0 | 0 | 0 | [6 empty] | 0 | 0 | 0 | 0 | 1927 | 0 | 0 | E | [6 empty] | 0
3 |  | 3989 | 495 | 1 | HC | 1000 | B | OP | 0 | 1925 |  |  |  | WAT |  |  | 0 | 1000 | 941 | 0 |  | 0 | 0 | 0 | 0 | 0 | 0 | [6 empty] | 0 | 0 | 0 | 0 | 1925 | 0 | 0 |  |  | E |  |  |  |  | 0
3 |  | 3989 | 7233 | 1 | HR | 0 |  |  | 0 | 0 | [6 empty] | 0 | 0 | 0 | 45000 | PL | 0 | 0 | 9 | 1994 | 12 | 1996 | LO |  |  | WAT |  |  | 45000 | 45000 | 0 | 0 | 0 | 45669 | 99980 | [7 empty] | 0
3 |  | 3989 | 7233 | NA1 | HR | 0 |  |  | 0 | 0 | [6 empty] | 0 | 0 | 0 | 45000 | PL | 0 | 0 | 9 | 1997 | 12 | 1996 | LO |  |  | WAT |  |  | 45000 | 45000 | 0 | 0 | 0 | 45669 | 99980 | [7 empty] | 0
3 |  | 3989 | 8219 | 1 | ST | 207000 | B | OP | 4 | 1980 | FO2 |  |  | BIT |  |  | 10700 | 204000 | 204000 | 0 |  | 0 | 0 | 0 | 0 | 0 | 0 | [6 empty] | 0 | 0 | 0 | 12 | 1979 | 0 | 0 | E | [6 empty] | 0
3 |  | 3989 | 8219 | 2 | ST | 0 |  |  | 0 | 0 | [6 empty] | 0 | 0 | 0 | 250000 | CN | 7 | 1987 | 0 | 0 | 0 | 0 |  |  |  | COL |  |  | 0 | 0 | 0 | 0 | 0 | 235000 | 240000 | [7 empty] | 0
3 |  | 3989 | 8219 | NA1 | GT | 0 |  |  | 0 | 0 | [6 empty] | 0 | 0 | 0 | 75000 | PL | 0 | 0 | 4 | 1999 | 12 | 2000 | LO |  |  | NG |  |  | 54000 | 75000 | 0 | 0 | 0 | 61665 | 74034 | [7 empty] | 0
3 |  | 3990 | 7179 | 1 | HC | 0 |  |  | 0 | 0 | [6 empty] | 0 | 0 | 0 | 6500 | CO | 0 | 0 | 0 | 1991 | 5 | 1992 |  |  |  | WAT |  |  | 10000 | 6500 | 0 | 0 | 0 | 6633 | 6416 | [7 empty] | 0
3 |  | 3990 | 7179 | 2 | HC | 0 |  |  | 0 | 0 | [6 empty] | 0 | 0 | 0 | 6500 | CO | 0 | 0 | 0 | 1991 | 5 | 1992 |  |  |  | WAT |  |  | 10000 | 6500 | 0 | 0 | 0 | 6633 | 6416 | [7 empty] | 0
3 |  | 3990 | 7179 | 3 | HC | 0 |  |  | 0 | 0 | [6 empty] | 0 | 0 | 0 | 6500 | CO | 0 | 0 | 0 | 1991 | 5 | 1992 |  |  |  | WAT |  |  | 10000 | 6500 | 0 | 0 | 0 | 6633 | 6416 | [7 empty] | 0
3 |  | 3994 | 355 | 1 | HC | 500 | B | OS | 88 | 1904 | WAT |  |  | WAT |  |  | 0 | 500 | 500 | 0 |  | 0 | 0 | 0 | 0 | 0 | 0 | [6 empty] | 0 | 0 | 0 | 0 | 1904 | 0 | 0 | E | [6 empty] | 0
3 |  | 3994 | 525 | 1 | ST | 190000 | B | OP | 7 | 1965 | NG | FO2 |  | BIT |  |  | 10520 | 184000 | 184000 | 0 |  | 0 | 0 | 0 | 0 | 0 | 0 | [6 empty] | 0 | 0 | 0 | 5 | 1965 | 0 | 0 | E | [6 empty] | 0
3 |  | 3994 | 525 | 2 | ST | 275400 | B | OP | 9 | 1976 | FO2 |  |  | BIT |  |  | 10520 | 262000 | 262000 | 0 |  | 0 | 0 | 0 | 0 | 0 | 0 | [6 empty] | 0 | 0 | 0 | 6 | 1976 | 0 | 0 | E | [6 empty] | 0
3 |  | 3994 | 526 | 1 | ST | 1000 |  |  | 99 | 1949 |  |  |  | UNK |  |  | 0 | 0 | 0 | 0 | RE | 0 | 0 | 0 | 0 | 0 | 0 | [6 empty] | 0 | 0 | 0 | 0 | 1949 | 0 | 0 | E | [6 empty] | 0
3 |  | 3994 | 526 | 2 | ST | 1000 |  |  | 99 | 1949 |  |  |  | UNK |  |  | 0 | 0 | 0 | 0 | RE | 0 | 0 | 0 | 0 | 0 | 0 | [6 empty] | 0 | 0 | 0 | 0 | 1949 | 0 | 0 | E | [6 empty] | 0
3 |  | 3994 | 527 | 1 | ST | 11500 | C | OP | 11 | 1959 | LPG |  |  | BIT |  |  | 11036 | 11300 | 11300 | 0 |  | 0 | 0 | 0 | 0 | 0 | 0 | [6 empty] | 0 | 0 | 0 | 10 | 1959 | 0 | 0 | E | [6 empty] | 0
3 |  | 3994 | 527 | 2 | ST | 11500 | C | OP | 11 | 1959 | LPG |  |  | BIT |  |  | 11036 | 11300 | 11300 | 0 |  | 0 | 0 | 0 | 0 | 0 | 0 | [6 empty] | 0 | 0 | 0 | 10 | 1959 | 0 | 0 | E | [6 empty] | 0
3 |  | 3994 | 527 | 3 | ST | 11500 | C | OP | 11 | 1959 | LPG |  |  | BIT |  |  | 11036 | 11300 | 11300 | 0 |  | 0 | 0 | 0 | 0 | 0 | 0 | [6 empty] | 0 | 0 | 0 | 10 | 1959 | 0 | 0 | E | [6 empty] | 0
3 |  | 3994 | 527 | ST4 | AB | 79380 | C | OP | 1 | 1991 | LPG |  |  | BIT |  |  | 11036 | 66100 | 66100 | 0 |  | 0 | 0 | 8 | 1987 | 5 | 1987 | [6 empty] | 0 | 0 | 0 | 5 | 1987 | 0 | 0 | [7 empty] | 0
3 |  | 3994 | 6021 | 1 | ST | 446400 | B | OP | 7 | 1980 | NG | FO2 |  | BIT |  |  | 10192 | 428000 | 428000 | 0 |  | 0 | 0 | 0 | 0 | 0 | 0 | [6 empty] | 0 | 0 | 0 | 3 | 1980 | 0 | 0 | E | [6 empty] | 0
3 |  | 3994 | 6021 | 2 | ST | 446400 | B | OP | 11 | 1979 | NG | FO2 |  | BIT |  |  | 10389 | 428000 | 428000 | 0 |  | 0 | 0 | 0 | 0 | 0 | 0 | [6 empty] | 0 | 0 | 0 | 7 | 1979 | 0 | 0 | E | [6 empty] | 0
3 |  | 3994 | 6021 | 3 | ST | 446400 | B | OP | 10 | 1984 | NG | FO2 |  | BIT |  |  | 10166 | 408000 | 408000 | 0 |  | 0 | 0 | 0 | 0 | 0 | 0 | [6 empty] | 0 | 0 | 0 | 6 | 1984 | 0 | 0 | E | [6 empty] | 0
3 |  | 3994 | 6021 | 4 | ST | 0 |  |  | 0 | 0 | [6 empty] | 0 | 0 | 0 | 380000 | CN | 99 | 9999 | 4 | 1982 | 88 | 1993 |  |  |  | BIT |  |  | 0 | 0 | 0 | 0 | 0 | 355000 | 362000 | [7 empty] | 0
3 |  | 3994 | 6205 | 1 | ST | 6000 | P |  | 2 | 1951 | NG | FO2 |  | BIT |  |  | 18000 | 6000 | 6000 | 6000 | RE | 1 | 1984 | 0 | 0 | 0 | 0 | [6 empty] | 0 | 0 | 0 | 0 | 1951 | 0 | 0 | E | [6 empty] | 0
3 |  | 3994 | 6205 | 2 | ST | 6000 | P |  | 10 | 1953 | NG | FO2 |  | BIT | FO2 |  | 18000 | 6000 | 6000 | 6000 | RE | 1 | 1984 | 0 | 0 | 0 | 0 | [6 empty] | 0 | 0 | 0 | 0 | 1953 | 0 | 0 | E | [6 empty] | 0
3 |  | 3994 | 6206 | 1 | HC | 2250 | C | OS | 88 | 1906 | WAT |  |  | WAT |  |  | 0 | 2000 | 2000 | 0 |  | 0 | 0 | 0 | 0 | 0 | 0 | [6 empty] | 0 | 0 | 0 | 0 | 1906 | 0 | 0 | E | [6 empty] | 0
3 |  | 3994 | 6206 | 2 | HC | 2250 | C | OP | 88 | 1906 | WAT |  |  | WAT |  |  | 0 | 2000 | 2000 | 0 |  | 0 | 0 | 0 | 0 | 0 | 0 | [6 empty] | 0 | 0 | 0 | 0 | 1906 | 0 | 0 | E | [6 empty] | 0
3 |  | 3994 | 6206 | 3 | HC | 3500 | C | OP | 88 | 1949 | WAT |  |  | WAT |  |  | 0 | 4000 | 4000 | 0 |  | 0 | 0 | 0 | 0 | 0 | 0 | [6 empty] | 0 | 0 | 0 | 0 | 1949 | 0 | 0 | E | [6 empty] | 0
3 |  | 3994 | 6207 | 1 | HC | 3600 | B | OP | 88 | 1906 | WAT |  |  | WAT |  |  | 0 | 3600 | 3600 | 0 |  | 0 | 0 | 0 | 0 | 0 | 0 | [6 empty] | 0 | 0 | 0 | 0 | 1906 | 0 | 0 | E | [6 empty] | 0
3 |  | 4006 | 6198 | 1 | HC | 0 |  |  | 0 | 0 | [6 empty] | 0 | 0 | 0 | 10000 | CN | 99 | 9999 | 6 | 1976 | 0 | 0 |  |  |  | WAT |  |  | 0 | 0 | 0 | 0 | 0 | 10000 | 10000 | [7 empty] | 0
3 |  | 4006 | 6198 | 2 | HC | 0 |  |  | 0 | 0 | [6 empty] | 0 | 0 | 0 | 10000 | CN | 99 | 9999 | 9 | 1976 | 0 | 0 |  |  |  | WAT |  |  | 0 | 0 | 0 | 0 | 0 | 10000 | 10000 | [7 empty] | 0
3 |  | 4006 | 6198 | 3 | HC | 0 |  |  | 0 | 0 | [6 empty] | 0 | 0 | 0 | 10000 | CN | 99 | 9999 | 7 | 1981 | 0 | 0 |  |  |  | WAT |  |  | 0 | 0 | 0 | 0 | 0 | 10000 | 10000 | [7 empty] | 0
3 |  | 4045 | 2123 | 1 | ST | 5000 |  |  | 99 | 1938 |  |  |  | BIT |  |  | 0 | 0 | 0 | 0 | RE | 12 | 1975 | 0 | 0 | 0 | 0 | [6 empty] | 0 | 0 | 0 | 0 | 1938 | 0 | 0 | E | [6 empty] | 0
3 |  | 4045 | 2123 | 2 | ST | 8500 |  |  | 99 | 1947 |  |  |  | BIT |  |  | 0 | 0 | 0 | 0 | RE | 12 | 1975 | 0 | 0 | 0 | 0 | [6 empty] | 0 | 0 | 0 | 0 | 1947 | 0 | 0 | E | [6 empty] | 0
3 |  | 4045 | 2123 | 4 | ST | 4000 |  |  | 99 | 1929 |  |  |  | BIT |  |  | 0 | 0 | 0 | 0 | RE | 12 | 1975 | 0 | 0 | 0 | 0 | [6 empty] | 0 | 0 | 0 | 0 | 1929 | 0 | 0 | E | [6 empty] | 0
3 |  | 4045 | 2123 | 5 | ST | 16500 | B | OP | 88 | 1957 | BIT |  |  | BIT |  |  | 10150 | 16500 | 16500 | 0 |  | 0 | 0 | 0 | 0 | 0 | 0 | [6 empty] | 0 | 0 | 0 | 0 | 1957 | 0 | 0 | E | [6 empty] | 0
3 |  | 4045 | 2123 | 6 | GT | 12500 | P | OP | 88 | 1963 | NG |  |  | NG | FO2 |  | 17000 | 12500 | 12500 | 0 |  | 0 | 0 | 0 | 0 | 0 | 0 | [6 empty] | 0 | 0 | 0 | 0 | 1963 | 0 | 0 | E | [6 empty] | 0
3 |  | 4045 | 2123 | 7 | ST | 22000 | B | OP | 88 | 1965 | BIT |  |  | BIT |  |  | 10150 | 22000 | 22000 | 0 |  | 0 | 0 | 0 | 0 | 0 | 0 | [6 empty] | 0 | 0 | 0 | 0 | 1965 | 0 | 0 | E | [6 empty] | 0
3 |  | 4045 | 2123 | 8 | ST | 35000 | B | OP | 88 | 1970 | NG | FO2 |  | BIT |  |  | 9951 | 35000 | 35000 | 0 |  | 0 | 0 | 0 | 0 | 0 | 0 | [6 empty] | 0 | 0 | 0 | 0 | 1970 | 0 | 0 | E | [6 empty] | 0
3 |  | 4045 | 2123 | GT1 | GT | 0 |  |  | 0 | 0 | [6 empty] | 0 | 0 | 0 | 30000 | CN | 99 | 9999 | 6 | 1978 | 3 | 1981 |  |  |  | FO2 |  |  | 0 | 0 | 0 | 0 | 0 | 25000 | 30000 | [7 empty] | 0
3 |  | 4045 | 2123 | GT2 | GT | 0 |  |  | 0 | 0 | [6 empty] | 0 | 0 | 0 | 30000 | CN | 99 | 9999 | 6 | 1978 | 6 | 1985 |  |  |  | FO2 |  |  | 0 | 0 | 0 | 0 | 0 | 25000 | 30000 | [7 empty] | 0
3 |  | 4045 | 2123 | GT3 | GT | 0 |  |  | 0 | 0 | [6 empty] | 0 | 0 | 0 | 30000 | CN | 99 | 9999 | 6 | 1988 | 6 | 1988 |  |  |  | FO2 |  |  | 0 | 0 | 0 | 0 | 0 | 25000 | 30000 | [7 empty] | 0
3 |  | 4062 | 2839 | 1 | IC | 3000 |  |  | 3 | 1967 |  |  |  | FO2 |  |  | 0 | 0 | 0 | 0 | RE | 9 | 1982 | 0 | 0 | 0 | 0 | [6 empty] | 0 | 0 | 0 | 0 | 1967 | 0 | 0 | E | [6 empty] | 0
3 |  | 4062 | 2839 | 2 | IC | 3000 |  |  | 3 | 1967 |  |  |  | FO2 |  |  | 0 | 0 | 0 | 0 | RE | 9 | 1982 | 0 | 0 | 0 | 0 | [6 empty] | 0 | 0 | 0 | 0 | 1967 | 0 | 0 | E | [6 empty] | 0
3 |  | 4062 | 2839 | 3 | IC | 3000 |  |  | 3 | 1967 |  |  |  | FO2 |  |  | 0 | 0 | 0 | 0 | RE | 9 | 1982 | 0 | 0 | 0 | 0 | [6 empty] | 0 | 0 | 0 | 0 | 1967 | 0 | 0 | E | [6 empty] | 0
3 |  | 4062 | 2839 | 4 | IC | 3000 |  |  | 3 | 1967 |  |  |  | FO2 |  |  | 0 | 0 | 0 | 0 | RE | 9 | 1982 | 0 | 0 | 0 | 0 | [6 empty] | 0 | 0 | 0 | 0 | 1967 | 0 | 0 | E | [6 empty] | 0
3 |  | 4062 | 2839 | 5 | IC | 2000 |  |  | 3 | 1967 |  |  |  | FO2 |  |  | 0 | 0 | 0 | 0 | RE | 9 | 1982 | 0 | 0 | 0 | 0 | [6 empty] | 0 | 0 | 0 | 0 | 1967 | 0 | 0 | E | [6 empty] | 0
3 |  | 4062 | 2840 | 1 | ST | 148000 | B | OP | 2 | 1959 | FO2 |  |  | BIT |  |  | 10518 | 115000 | 125000 | 0 |  | 0 | 0 | 0 | 0 | 0 | 0 | [6 empty] | 0 | 0 | 0 | 1 | 1959 | 0 | 0 | E | [6 empty] | 0
3 |  | 4062 | 2840 | 2 | ST | 136000 | B | OP | 12 | 1957 | FO2 |  |  | BIT |  |  | 10217 | 115000 | 125000 | 0 |  | 0 | 0 | 0 | 0 | 0 | 0 | [6 empty] | 0 | 0 | 0 | 11 | 1957 | 0 | 0 | E | [6 empty] | 0
3 |  | 4062 | 2840 | 3 | ST | 161500 | B | OP | 10 | 1962 | FO2 |  |  | BIT |  |  | 10763 | 161000 | 165000 | 0 |  | 0 | 0 | 0 | 0 | 0 | 0 | [6 empty] | 0 | 0 | 0 | 8 | 1962 | 0 | 0 | E | [6 empty] | 0
3 |  | 4062 | 2840 | 4 | ST | 841500 | B | OP | 6 | 1973 | FO2 |  |  | BIT |  |  | 9806 | 780000 | 780000 | 0 |  | 0 | 0 | 0 | 0 | 0 | 0 | [6 empty] | 0 | 0 | 0 | 3 | 1973 | 0 | 0 | E | [6 empty] | 0
3 |  | 4062 | 2840 | 5 | ST | 443950 | B | OP | 11 | 1976 | FO2 |  |  | BIT |  |  | 10073 | 375000 | 375000 | 0 |  | 0 | 0 | 0 | 0 | 0 | 0 | [6 empty] | 0 | 0 | 0 | 8 | 1976 | 0 | 0 | E | [6 empty] | 0
3 |  | 4062 | 2840 | 6 | ST | 443950 | B | OP | 6 | 1978 | FO2 |  |  | BIT |  |  | 11248 | 375000 | 375000 | 0 |  | 0 | 0 | 0 | 0 | 0 | 0 | [6 empty] | 0 | 0 | 0 | 3 | 1978 | 0 | 0 | E | [6 empty] | 0
3 |  | 4062 | 2842 | 1 | IC | 3000 |  |  | 3 | 1967 |  |  |  | FO2 |  |  | 0 | 0 | 0 | 0 | RE | 9 | 1982 | 0 | 0 | 0 | 0 | [6 empty] | 0 | 0 | 0 | 0 | 1967 | 0 | 0 | E | [6 empty] | 0
3 |  | 4062 | 2842 | 2 | IC | 3000 |  |  | 3 | 1967 |  |  |  | FO2 |  |  | 0 | 0 | 0 | 0 | RE | 9 | 1982 | 0 | 0 | 0 | 0 | [6 empty] | 0 | 0 | 0 | 0 | 1967 | 0 | 0 | E | [6 empty] | 0
3 |  | 4062 | 2842 | 3 | IC | 3000 |  |  | 3 | 1967 |  |  |  | FO2 |  |  | 0 | 0 | 0 | 0 | RE | 9 | 1982 | 0 | 0 | 0 | 0 | [6 empty] | 0 | 0 | 0 | 0 | 1967 | 0 | 0 | E | [6 empty] | 0
3 |  | 4062 | 2842 | 4 | IC | 3000 |  |  | 3 | 1967 |  |  |  | FO2 |  |  | 0 | 0 | 0 | 0 | RE | 9 | 1982 | 0 | 0 | 0 | 0 | [6 empty] | 0 | 0 | 0 | 0 | 1967 | 0 | 0 | E | [6 empty] | 0
3 |  | 4062 | 2842 | 5 | IC | 2000 |  |  | 3 | 1967 |  |  |  | FO2 |  |  | 0 | 0 | 0 | 0 | RE | 9 | 1982 | 0 | 0 | 0 | 0 | [6 empty] | 0 | 0 | 0 | 0 | 1967 | 0 | 0 | E | [6 empty] | 0
3 |  | 4062 | 2843 | 3 | ST | 30000 |  |  | 4 | 1943 |  |  |  | BIT |  |  | 0 | 0 | 0 | 0 | RE | 6 | 1980 | 0 | 0 | 0 | 0 | [6 empty] | 0 | 0 | 0 | 0 | 1943 | 0 | 0 | E | [6 empty] | 0
3 |  | 4062 | 2843 | 4 | ST | 34500 |  |  | 3 | 1949 |  |  |  | BIT |  |  | 0 | 0 | 0 | 0 | RE | 6 | 1980 | 0 | 0 | 0 | 0 | [6 empty] | 0 | 0 | 0 | 0 | 1949 | 0 | 0 | E | [6 empty] | 0
3 |  | 4062 | 2843 | 5 | ST | 106250 | B | OP | 11 | 1955 | FO2 |  |  | BIT |  |  | 11079 | 95000 | 100000 | 0 |  | 0 | 0 | 0 | 0 | 0 | 0 | [6 empty] | 0 | 0 | 0 | 10 | 1955 | 0 | 0 | E | [6 empty] | 0
3 |  | 4062 | 2844 | 1 | ST | 44000 | B |  | 10 | 1949 | FO2 |  |  | BIT |  |  | 12315 | 40000 | 43000 | 0 | RE | 10 | 1987 | 0 | 0 | 0 | 0 | [6 empty] | 0 | 0 | 0 | 9 | 1949 | 0 | 0 | E | [6 empty] | 0
3 |  | 4062 | 2844 | 2 | ST | 44000 | B |  | 8 | 1950 | FO2 |  |  | BIT |  |  | 12315 | 40000 | 43000 | 0 | RE | 10 | 1987 | 0 | 0 | 0 | 0 | [6 empty] | 0 | 0 | 0 | 7 | 1950 | 0 | 0 | E | [6 empty] | 0
3 |  | 4062 | 2844 | 3 | ST | 69000 | B |  | 4 | 1952 | FO2 |  |  | BIT |  |  | 12266 | 62000 | 65000 | 0 | RE | 10 | 1987 | 0 | 0 | 0 | 0 | [6 empty] | 0 | 0 | 0 | 3 | 1952 | 0 | 0 | E | [6 empty] | 0
3 |  | 4062 | 2844 | 4 | ST | 75000 | B |  | 1 | 1954 | FO2 |  |  | BIT |  |  | 12266 | 62000 | 65000 | 0 | RE | 10 | 1987 | 0 | 0 | 0 | 0 | [6 empty] | 0 | 0 | 0 | 12 | 1953 | 0 | 0 | E | [6 empty] | 0
3 |  | 4062 | 2845 | GT7 | GT | 33000 |  |  | 11 | 1968 |  |  |  | NG | FO2 |  | 0 | 0 | 0 | 0 | RE | 8 | 1982 | 0 | 0 | 0 | 0 | [6 empty] | 0 | 0 | 0 | 0 | 1968 | 0 | 0 | E | [6 empty] | 0
3 |  | 4062 | 2845 | GT8 | GT | 33000 |  |  | 12 | 1968 |  |  |  | NG | FO2 |  | 0 | 0 | 0 | 0 | RE | 8 | 1982 | 0 | 0 | 0 | 0 | [6 empty] | 0 | 0 | 0 | 0 | 1968 | 0 | 0 | E | [6 empty] | 0
3 |  | 4062 | 2845 | GT9 | GT | 41850 | P |  | 4 | 1971 | FO2 |  |  | FO2 | NG |  | 14935 | 42000 | 42000 | 0 | RE | 10 | 1985 | 0 | 0 | 0 | 0 | [6 empty] | 0 | 0 | 0 | 0 | 1971 | 0 | 0 | E | [6 empty] | 0
3 |  | 4065 | 312 | 1 | ST | 30000 | B | OP | 7 | 1983 | BIT |  |  | REF | BIT |  | 10000 | 30000 | 30000 | 0 |  | 0 | 0 | 0 | 0 | 0 | 0 | [6 empty] | 0 | 0 | 0 | 3 | 1983 | 0 | 0 | E | [6 empty] | 0
3 |  | 4065 | 312 | 2 | ST | 30000 | B | OP | 7 | 1983 | BIT |  |  | REF | BIT |  | 10000 | 30000 | 30000 | 0 |  | 0 | 0 | 0 | 0 | 0 | 0 | [6 empty] | 0 | 0 | 0 | 3 | 1983 | 0 | 0 | E | [6 empty] | 0
3 |  | 4065 | 312 | 3 | ST | 30000 | B | OP | 7 | 1983 | BIT |  |  | REF | BIT |  | 10000 | 30000 | 30000 | 0 |  | 0 | 0 | 0 | 0 | 0 | 0 | [6 empty] | 0 | 0 | 0 | 3 | 1983 | 0 | 0 | E | [6 empty] | 0
3 |  | 4065 | 2910 | 1 | ST | 8000 |  |  | 99 | 1929 |  |  |  | BIT | NG |  | 0 | 0 | 0 | 0 | RE | 9 | 1977 | 0 | 0 | 0 | 0 | [6 empty] | 0 | 0 | 0 | 0 | 1929 | 0 | 0 | E | [6 empty] | 0
3 |  | 4065 | 2910 | 3 | ST | 8000 |  |  | 88 | 1925 |  |  |  | BIT | NG |  | 0 | 8000 | 8000 | 0 | RE | 1 | 1987 | 0 | 0 | 0 | 0 | [6 empty] | 0 | 0 | 0 | 0 | 1925 | 0 | 0 | E | E | E |  |  |  |  | 0
3 |  | 4065 | 2910 | 6 | ST | 13000 |  |  | 99 | 1950 |  |  |  | BIT |  |  | 0 | 0 | 0 | 0 | RE | 9 | 1977 | 0 | 0 | 0 | 0 | [6 empty] | 0 | 0 | 0 | 0 | 1950 | 0 | 0 | E | [6 empty] | 0
3 |  | 4065 | 2910 | 7 | ST | 13000 |  |  | 88 | 1957 |  |  |  | BIT |  |  | 10500 | 13000 | 13000 | 0 | RE | 1 | 1987 | 0 | 0 | 0 | 0 | [6 empty] | 0 | 0 | 0 | 0 | 1957 | 0 | 0 | E | E | E |  |  |  |  | 0
3 |  | 4065 | 2910 | 8 | GT | 15000 |  |  | 88 | 1966 |  |  |  | NG | FO2 |  | 0 | 13000 | 15000 | 0 | RE | 1 | 1987 | 0 | 0 | 0 | 0 | [6 empty] | 0 | 0 | 0 | 0 | 1966 | 0 | 0 | E | E | E |  |  |  |  | 0
3 |  | 4065 | 7279 | 1 | HC | 1389 | P | OP | 9 | 1988 | WAT |  |  | WAT |  |  | 0 | 1389 | 1389 | 0 |  | 0 | 0 | 0 | 0 | 0 | 0 | [6 empty] | 0 | 0 | 0 | 7 | 1987 | 0 | 0 | [7 empty] | 0
3 |  | 4065 | 7279 | 2 | HC | 3972 | P | OP | 9 | 1988 | WAT |  |  | WAT |  |  | 0 | 3972 | 3972 | 0 |  | 0 | 0 | 0 | 0 | 0 | 0 | [6 empty] | 0 | 0 | 0 | 7 | 1987 | 0 | 0 | [7 empty] | 0
3 |  | 4089 | 1597 | 1 | IC | 2750 | P | OP | 7 | 1969 | FO2 |  |  | FO2 |  |  | 10550 | 2750 | 2750 | 0 |  | 0 | 0 | 0 | 0 | 0 | 0 | [6 empty] | 0 | 0 | 0 | 7 | 1969 | 0 | 0 | [7 empty] | 0
3 |  | 4089 | 1597 | 2 | IC | 2750 | P | OP | 7 | 1969 | FO2 |  |  | FO2 |  |  | 10550 | 2750 | 2750 | 0 |  | 0 | 0 | 0 | 0 | 0 | 0 | [6 empty] | 0 | 0 | 0 | 7 | 1969 | 0 | 0 | [7 empty] | 0
3 |  | 4089 | 1597 | 3 | IC | 2750 | P | OP | 7 | 1972 | FO2 |  |  | FO2 |  |  | 10550 | 2750 | 2750 | 0 |  | 0 | 0 | 0 | 0 | 0 | 0 | [6 empty] | 0 | 0 | 0 | 7 | 1972 | 0 | 0 | [7 empty] | 0
3 |  | 4089 | 1616 | 1 | ST | 25000 | C | OP | 5 | 1947 | FO6 |  |  | FO6 | NG |  | 11808 | 25000 | 25400 | 0 |  | 0 | 0 | 0 | 0 | 0 | 0 | [6 empty] | 0 | 0 | 0 | 0 | 1947 | 0 | 0 | E | [6 empty] | 0
3 |  | 4089 | 1616 | 2 | ST | 38070 | C | OP | 6 | 1950 | FO6 |  |  | FO6 | NG |  | 11909 | 34000 | 35200 | 0 |  | 0 | 0 | 0 | 0 | 0 | 0 | [6 empty] | 0 | 0 | 0 | 0 | 1950 | 0 | 0 | E | [6 empty] | 0
3 |  | 4089 | 1616 | 4 | ST | 10000 |  |  | 88 | 1916 |  |  |  | FO6 | NG |  | 0 | 0 | 0 | 0 | RE | 5 | 1973 | 0 | 0 | 0 | 0 | [6 empty] | 0 | 0 | 0 | 0 | 1916 | 0 | 0 | E | [6 empty] | 0
3 |  | 4089 | 1616 | 7 | ST | 18000 |  |  | 99 | 1921 |  |  |  | FO6 | NG |  | 0 | 0 | 0 | 0 | RE | 11 | 1982 | 0 | 0 | 0 | 0 | [6 empty] | 0 | 0 | 0 | 0 | 1921 | 0 | 0 | E | [6 empty] | 0
3 |  | 4089 | 1616 | 8 | ST | 20000 |  |  | 88 | 1922 |  |  |  | FO6 | NG |  | 0 | 0 | 0 | 0 | RE | 7 | 1971 | 0 | 0 | 0 | 0 | [6 empty] | 0 | 0 | 0 | 0 | 1922 | 0 | 0 | E | [6 empty] | 0
3 |  | 4089 | 1616 | 9 | ST | 8000 |  |  | 88 | 1941 |  |  |  | FO6 | NG |  | 0 | 0 | 0 | 0 | RE | 6 | 1972 | 0 | 0 | 0 | 0 | [6 empty] | 0 | 0 | 0 | 0 | 1941 | 0 | 0 | E | [6 empty] | 0
3 |  | 4089 | 6049 | 1 | IC | 2750 | P | OP | 1 | 1975 | FO2 |  |  | FO2 |  |  | 10550 | 2750 | 2750 | 0 |  | 0 | 0 | 0 | 0 | 0 | 0 | [6 empty] | 0 | 0 | 0 | 1 | 1975 | 0 | 0 | [7 empty] | 0
3 |  | 4089 | 6049 | 2 | IC | 2750 | P | OP | 1 | 1975 | FO2 |  |  | FO2 |  |  | 10550 | 2750 | 2750 | 0 |  | 0 | 0 | 0 | 0 | 0 | 0 | [6 empty] | 0 | 0 | 0 | 1 | 1975 | 0 | 0 | [7 empty] | 0
3 |  | 4110 | 384 | 7 | ST | 660000 | B | OP | 4 | 1965 | NG |  |  | SUB |  |  | 9805 | 499000 | 503000 | 0 |  | 0 | 0 | 0 | 0 | 0 | 0 | [6 empty] | 0 | 0 | 0 | 2 | 1965 | 0 | 0 | E | [6 empty] | 0
3 |  | 4110 | 384 | 8 | ST | 660000 | B | OP | 3 | 1966 | NG |  |  | SUB |  |  | 10017 | 518000 | 522000 | 0 |  | 0 | 0 | 0 | 0 | 0 | 0 | [6 empty] | 0 | 0 | 0 | 1 | 1966 | 0 | 0 | E | [6 empty] | 0
3 |  | 4110 | 865 | 331 | GT | 19000 | P |  | 4 | 1971 | FO2 | NG |  | FO2 |  |  | 17711 | 11200 | 14200 | 19000 | RE | 0 | 1983 | 0 | 0 | 0 | 0 | [6 empty] | 0 | 0 | 0 | 3 | 1971 | 0 | 0 | E | [6 empty] | 0
3 |  | 4110 | 865 | 332 | GT | 19000 | P |  | 4 | 1971 | FO2 | NG |  | FO2 |  |  | 17711 | 13500 | 16800 | 19000 | RE | 0 | 1983 | 0 | 0 | 0 | 0 | [6 empty] | 0 | 0 | 0 | 3 | 1971 | 0 | 0 | E | [6 empty] | 0
3 |  | 4110 | 865 | 333 | GT | 19000 | P | OP | 4 | 1971 | FO2 |  |  | FO2 |  |  | 18500 | 11200 | 12100 | 0 |  | 0 | 0 | 0 | 0 | 0 | 0 | [6 empty] | 0 | 0 | 0 | 3 | 1971 | 0 | 0 | E | [6 empty] | 0
3 |  | 4110 | 865 | 334 | GT | 19000 | P | OP | 4 | 1971 | FO2 |  |  | FO2 |  |  | 18500 | 12800 | 15800 | 0 |  | 0 | 0 | 0 | 0 | 0 | 0 | [6 empty] | 0 | 0 | 0 | 3 | 1971 | 0 | 0 | E | [6 empty] | 0
3 |  | 4110 | 865 | 341 | GT | 19000 | P | OP | 5 | 1971 | FO2 |  |  | FO2 |  |  | 17096 | 16100 | 19200 | 0 |  | 0 | 0 | 0 | 0 | 0 | 0 | [6 empty] | 0 | 0 | 0 | 4 | 1971 | 0 | 0 | E | [6 empty] | 0
3 |  | 4110 | 865 | 342 | GT | 19000 | P |  | 5 | 1971 | FO2 |  |  | FO2 |  |  | 17842 | 13500 | 16600 | 0 | RE | 2 | 1990 | 0 | 0 | 0 | 0 | [6 empty] | 0 | 0 | 0 | 4 | 1971 | 0 | 0 | E | [6 empty] | 0
3 |  | 4110 | 865 | 343 | GT | 19000 | P |  | 5 | 1971 | FO2 |  |  | FO2 |  |  | 17696 | 11900 | 15000 | 19000 | RE | 0 | 1983 | 0 | 0 | 0 | 0 | [6 empty] | 0 | 0 | 0 | 4 | 1971 | 0 | 0 | E | [6 empty] | 0
3 |  | 4110 | 865 | 344 | GT | 19000 | P | OP | 5 | 1971 | FO2 |  |  | FO2 |  |  | 17096 | 13200 | 16600 | 0 |  | 0 | 0 | 0 | 0 | 0 | 0 | [6 empty] | 0 | 0 | 0 | 4 | 1971 | 0 | 0 | E | [6 empty] | 0
3 |  | 4110 | 866 | 7 | ST | 107000 |  |  | 99 | 1947 |  |  |  | NG |  |  | 0 | 0 | 0 | 0 | RE | 6 | 1975 | 0 | 0 | 0 | 0 | [6 empty] | 0 | 0 | 0 | 0 | 1947 | 0 | 0 | E | [6 empty] | 0
3 |  | 4110 | 866 | 311 | GT | 18425 | P | OP | 6 | 1969 | FO2 | NG |  | FO2 | NG |  | 15566 | 14700 | 17900 | 0 |  | 0 | 0 | 0 | 0 | 0 | 0 | [6 empty] | 0 | 0 | 0 | 5 | 1969 | 0 | 0 | E | [6 empty] | 0
3 |  | 4110 | 866 | 312 | GT | 18425 | P |  | 6 | 1969 | NG | FO2 |  | NG | FO2 |  | 18238 | 14800 | 18400 | 0 | RE | 0 | 1983 | 0 | 0 | 0 | 0 | [6 empty] | 0 | 0 | 0 | 5 | 1969 | 0 | 0 | E | [6 empty] | 0
3 |  | 4110 | 866 | 313 | GT | 18425 | P | OP | 6 | 1969 | FO2 | NG |  | FO2 | NG |  | 15566 | 12300 | 15900 | 0 |  | 0 | 0 | 0 | 0 | 0 | 0 | [6 empty] | 0 | 0 | 0 | 5 | 1969 | 0 | 0 | E | [6 empty] | 0
3 |  | 4110 | 866 | 314 | GT | 18425 | P | OP | 6 | 1969 | FO2 | NG |  | FO2 | NG |  | 15566 | 14800 | 18400 | 0 |  | 0 | 0 | 0 | 0 | 0 | 0 | [6 empty] | 0 | 0 | 0 | 5 | 1969 | 0 | 0 | E | [6 empty] | 0
3 |  | 4110 | 866 | 321 | GT | 18425 | P | OP | 6 | 1969 | FO2 | NG |  | FO2 | NG |  | 15941 | 14100 | 17400 | 0 |  | 0 | 0 | 0 | 0 | 0 | 0 | [6 empty] | 0 | 0 | 0 | 5 | 1969 | 0 | 0 | E | [6 empty] | 0
3 |  | 4110 | 866 | 322 | GT | 18425 | P |  | 6 | 1969 | NG | FO2 |  | NG | FO2 |  | 16905 | 14200 | 18000 | 18425 | RE | 0 | 1983 | 0 | 0 | 0 | 0 | [6 empty] | 0 | 0 | 0 | 5 | 1969 | 0 | 0 | E | [6 empty] | 0
3 |  | 4110 | 866 | 323 | GT | 18425 | P |  | 6 | 1969 | NG | FO2 |  | NG | FO2 |  | 16905 | 14200 | 17500 | 18425 | RE | 0 | 1983 | 0 | 0 | 0 | 0 | [6 empty] | 0 | 0 | 0 | 5 | 1969 | 0 | 0 | E | [6 empty] | 0
3 |  | 4110 | 866 | 324 | GT | 18425 | P |  | 6 | 1969 | NG | FO2 |  | NG | FO2 |  | 16905 | 14200 | 17500 | 18425 | RE | 0 | 1983 | 0 | 0 | 0 | 0 | [6 empty] | 0 | 0 | 0 | 5 | 1969 | 0 | 0 | E | [6 empty] | 0
3 |  | 4110 | 866 | 331 | GT | 18425 | P | OP | 6 | 1969 | FO2 | NG |  | FO2 | NG |  | 16358 | 15100 | 18400 | 0 |  | 0 | 0 | 0 | 0 | 0 | 0 | [6 empty] | 0 | 0 | 0 | 5 | 1969 | 0 | 0 | E | [6 empty] | 0
3 |  | 4110 | 866 | 332 | GT | 18425 | P | OP | 6 | 1969 | FO2 | NG |  | FO2 | NG |  | 16358 | 13000 | 17300 | 0 |  | 0 | 0 | 0 | 0 | 0 | 0 | [6 empty] | 0 | 0 | 0 | 5 | 1969 | 0 | 0 | E | [6 empty] | 0
3 |  | 4110 | 866 | 333 | GT | 18425 | P | OP | 6 | 1969 | FO2 | NG |  | FO2 | NG |  | 16358 | 13600 | 17200 | 0 |  | 0 | 0 | 0 | 0 | 0 | 0 | [6 empty] | 0 | 0 | 0 | 5 | 1969 | 0 | 0 | E | [6 empty] | 0
3 |  | 4110 | 866 | 334 | GT | 18425 | P |  | 6 | 1969 | NG | FO2 |  | NG | FO2 |  | 18183 | 13700 | 17900 | 18425 | RE | 0 | 1983 | 0 | 0 | 0 | 0 | [6 empty] | 0 | 0 | 0 | 5 | 1969 | 0 | 0 | E | [6 empty] | 0
3 |  | 4110 | 866 | 341 | GT | 19000 | P | OP | 6 | 1970 | FO2 | NG |  | FO2 | NG |  | 13563 | 14000 | 17200 | 0 |  | 0 | 0 | 0 | 0 | 0 | 0 | [6 empty] | 0 | 0 | 0 | 5 | 1970 | 0 | 0 | E | [6 empty] | 0
3 |  | 4110 | 866 | 342 | GT | 19000 | P | OP | 6 | 1970 | FO2 | NG |  | FO2 | NG |  | 13563 | 13600 | 16800 | 0 |  | 0 | 0 | 0 | 0 | 0 | 0 | [6 empty] | 0 | 0 | 0 | 5 | 1970 | 0 | 0 | E | [6 empty] | 0
3 |  | 4110 | 866 | 343 | GT | 19000 | P | OP | 6 | 1970 | FO2 | NG |  | FO2 | NG |  | 13563 | 8300 | 11500 | 0 |  | 0 | 0 | 0 | 0 | 0 | 0 | [6 empty] | 0 | 0 | 0 | 5 | 1970 | 0 | 0 | E | [6 empty] | 0
3 |  | 4110 | 866 | 344 | GT | 19000 | P |  | 6 | 1970 | FO2 | NG |  | FO2 | NG |  | 16378 | 15000 | 18400 | 0 | RE | 2 | 1990 | 0 | 0 | 0 | 0 | [6 empty] | 0 | 0 | 0 | 5 | 1970 | 0 | 0 | E | [6 empty] | 0
3 |  | 4110 | 867 | 6 | ST | 100000 |  |  | 99 | 1928 |  |  |  | NG |  |  | 0 | 0 | 0 | 0 | RE | 8 | 1976 | 0 | 0 | 0 | 0 | [6 empty] | 0 | 0 | 0 | 0 | 1928 | 0 | 0 | E | [6 empty] | 0
3 |  | 4110 | 867 | 7 | ST | 239360 | B | OP | 5 | 1958 | NG |  |  | SUB | NG |  | 9639 | 213000 | 216000 | 0 |  | 0 | 0 | 0 | 0 | 0 | 0 | [6 empty] | 0 | 0 | 0 | 4 | 1958 | 0 | 0 | E | [6 empty] | 0
3 |  | 4110 | 867 | 8 | ST | 358160 | B | OP | 4 | 1961 | NG |  |  | SUB | NG |  | 9316 | 319000 | 326000 | 0 |  | 0 | 0 | 0 | 0 | 0 | 0 | [6 empty] | 0 | 0 | 0 | 2 | 1961 | 0 | 0 | E | [6 empty] | 0
3 |  | 4110 | 867 | 311 | GT | 17300 | P | OP | 7 | 1968 | FO2 | NG |  | FO2 | NG |  | 18343 | 13300 | 16500 | 0 |  | 0 | 0 | 0 | 0 | 0 | 0 | [6 empty] | 0 | 0 | 0 | 6 | 1968 | 0 | 0 | E | [6 empty] | 0
3 |  | 4110 | 867 | 312 | GT | 17300 | P | OP | 6 | 1968 | FO2 | NG |  | FO2 | NG |  | 18343 | 10900 | 14600 | 0 |  | 0 | 0 | 0 | 0 | 0 | 0 | [6 empty] | 0 | 0 | 0 | 5 | 1968 | 0 | 0 | E | [6 empty] | 0
3 |  | 4110 | 867 | 313 | GT | 17300 | P | OP | 7 | 1968 | FO2 | NG |  | FO2 | NG |  | 18343 | 14500 | 18200 | 0 |  | 0 | 0 | 0 | 0 | 0 | 0 | [6 empty] | 0 | 0 | 0 | 6 | 1968 | 0 | 0 | E | [6 empty] | 0
3 |  | 4110 | 867 | 314 | GT | 17300 | P | OP | 7 | 1968 | FO2 | NG |  | FO2 | NG |  | 18343 | 14200 | 17600 | 0 |  | 0 | 0 | 0 | 0 | 0 | 0 | [6 empty] | 0 | 0 | 0 | 6 | 1968 | 0 | 0 | E | [6 empty] | 0
3 |  | 4110 | 867 | 321 | GT | 17300 | P | OP | 7 | 1968 | FO2 | NG |  | FO2 | NG |  | 18177 | 13700 | 17000 | 0 |  | 0 | 0 | 0 | 0 | 0 | 0 | [6 empty] | 0 | 0 | 0 | 6 | 1968 | 0 | 0 | E | [6 empty] | 0
3 |  | 4110 | 867 | 322 | GT | 17300 | P | OP | 7 | 1968 | FO2 | NG |  | FO2 | NG |  | 18177 | 11800 | 15100 | 0 |  | 0 | 0 | 0 | 0 | 0 | 0 | [6 empty] | 0 | 0 | 0 | 6 | 1968 | 0 | 0 | E | [6 empty] | 0
3 |  | 4110 | 867 | 323 | GT | 17300 | P | OP | 7 | 1968 | FO2 | NG |  | FO2 | NG |  | 18177 | 11900 | 15200 | 0 |  | 0 | 0 | 0 | 0 | 0 | 0 | [6 empty] | 0 | 0 | 0 | 6 | 1968 | 0 | 0 | E | [6 empty] | 0
3 |  | 4110 | 867 | 324 | GT | 17300 | P | OP | 6 | 1968 | FO2 | NG |  | FO2 | NG |  | 18177 | 10800 | 14400 | 0 |  | 0 | 0 | 0 | 0 | 0 | 0 | [6 empty] | 0 | 0 | 0 | 5 | 1968 | 0 | 0 | E | [6 empty] | 0
3 |  | 4110 | 867 | 331 | GT | 17300 | P | OP | 7 | 1968 | FO2 | NG |  | FO2 | NG |  | 18517 | 10900 | 14400 | 0 |  | 0 | 0 | 0 | 0 | 0 | 0 | [6 empty] | 0 | 0 | 0 | 6 | 1968 | 0 | 0 | E | [6 empty] | 0
3 |  | 4110 | 867 | 332 | GT | 17300 | P | OP | 7 | 1968 | FO2 | NG |  | FO2 | NG |  | 18517 | 10000 | 13100 | 0 |  | 0 | 0 | 0 | 0 | 0 | 0 | [6 empty] | 0 | 0 | 0 | 6 | 1968 | 0 | 0 | E | [6 empty] | 0
3 |  | 4110 | 867 | 333 | GT | 17300 | P | OP | 7 | 1968 | FO2 | NG |  | FO2 | NG |  | 18517 | 13500 | 16400 | 0 |  | 0 | 0 | 0 | 0 | 0 | 0 | [6 empty] | 0 | 0 | 0 | 6 | 1968 | 0 | 0 | E | [6 empty] | 0
3 |  | 4110 | 867 | 334 | GT | 17300 | P | OP | 7 | 1968 | FO2 | NG |  | FO2 | NG |  | 18517 | 13300 | 16400 | 0 |  | 0 | 0 | 0 | 0 | 0 | 0 | [6 empty] | 0 | 0 | 0 | 6 | 1968 | 0 | 0 | E | [6 empty] | 0
3 |  | 4110 | 868 | 4 | ST | 50000 |  |  | 99 | 1945 |  |  |  | COL | GAS |  | 0 | 0 | 0 | 0 | RE | 7 | 1978 | 0 | 0 | 0 | 0 | [6 empty] | 0 | 0 | 0 | 0 | 1945 | 0 | 0 | E | [6 empty] | 0
3 |  | 4110 | 868 | 5 | ST | 69000 |  |  | 99 | 1953 |  |  |  | COL | GAS |  | 0 | 0 | 0 | 0 | RE | 7 | 1978 | 0 | 0 | 0 | 0 | [6 empty] | 0 | 0 | 0 | 0 | 1953 | 0 | 0 | E | [6 empty] | 0
3 |  | 4110 | 868 | HY1 | HC | 640 | B | OP | 6 | 1925 |  |  |  | WAT |  |  | 0 | 598 | 595 | 0 |  | 0 | 0 | 0 | 0 | 0 | 0 | [6 empty] | 0 | 0 | 0 | 3 | 1925 | 0 | 0 | E | E | E |  |  |  |  | 0
3 |  | 4110 | 868 | HY2 | HC | 640 | B | OP | 6 | 1925 |  |  |  | WAT |  |  | 0 | 598 | 595 | 0 |  | 0 | 0 | 0 | 0 | 0 | 0 | [6 empty] | 0 | 0 | 0 | 3 | 1925 | 0 | 0 | E | E | E |  |  |  |  | 0
3 |  | 4110 | 868 | HY3 | HC | 640 | B | OP | 6 | 1925 |  |  |  | WAT |  |  | 0 | 598 | 595 | 0 |  | 0 | 0 | 0 | 0 | 0 | 0 | [6 empty] | 0 | 0 | 0 | 3 | 1925 | 0 | 0 | E | E | E |  |  |  |  | 0
3 |  | 4110 | 868 | HY4 | HC | 640 | B | OP | 6 | 1925 |  |  |  | WAT |  |  | 0 | 598 | 595 | 0 |  | 0 | 0 | 0 | 0 | 0 | 0 | [6 empty] | 0 | 0 | 0 | 3 | 1925 | 0 | 0 | E | E | E |  |  |  |  | 0
3 |  | 4110 | 868 | HY5 | HC | 640 | B | OP | 6 | 1925 |  |  |  | WAT |  |  | 0 | 598 | 595 | 0 |  | 0 | 0 | 0 | 0 | 0 | 0 | [6 empty] | 0 | 0 | 0 | 3 | 1925 | 0 | 0 | E | E | E |  |  |  |  | 0
3 |  | 4110 | 869 | 1 | NB | 208675 | B |  | 8 | 1960 |  |  |  | UR |  |  | 0 | 197000 | 207000 | 0 | RE | 10 | 1985 | 0 | 0 | 0 | 0 | [6 empty] | 0 | 0 | 0 | 5 | 1960 | 0 | 0 | E | [6 empty] | 0
3 |  | 4110 | 869 | 2 | NB | 828315 | B | OP | 8 | 1970 |  |  |  | UR |  |  | 11139 | 772000 | 794000 | 0 | RT | 11 | 2009 | 0 | 0 | 0 | 0 | [6 empty] | 0 | 0 | 794000 | 12 | 1969 | 0 | 0 | [7 empty] | 0
3 |  | 4110 | 869 | 3 | NB | 828315 | B | OP | 10 | 1971 |  |  |  | UR |  |  | 11113 | 773000 | 794000 | 0 |  | 0 | 0 | 0 | 0 | 0 | 0 | [6 empty] | 0 | 0 | 794000 | 3 | 1971 | 0 | 0 | [7 empty] | 0
3 |  | 4110 | 870 | 311 | GT | 19000 | P | OP | 6 | 1970 | NG | FO2 |  | NG | FO2 |  | 16129 | 14600 | 17900 | 0 |  | 0 | 0 | 0 | 0 | 0 | 0 | [6 empty] | 0 | 0 | 0 | 5 | 1970 | 0 | 0 | E | [6 empty] | 0
3 |  | 4110 | 870 | 312 | GT | 19000 | P | OP | 6 | 1970 | NG | FO2 |  | NG | FO2 |  | 16129 | 13100 | 16400 | 0 |  | 0 | 0 | 0 | 0 | 0 | 0 | [6 empty] | 0 | 0 | 0 | 5 | 1970 | 0 | 0 | E | [6 empty] | 0
3 |  | 4110 | 870 | 313 | GT | 19000 | P | OP | 6 | 1970 | NG | FO2 |  | NG | FO2 |  | 16129 | 14400 | 17700 | 0 |  | 0 | 0 | 0 | 0 | 0 | 0 | [6 empty] | 0 | 0 | 0 | 5 | 1970 | 0 | 0 | E | [6 empty] | 0
3 |  | 4110 | 870 | 314 | GT | 19000 | P | OP | 6 | 1970 | NG | FO2 |  | NG | FO2 |  | 16129 | 14900 | 18200 | 0 |  | 0 | 0 | 0 | 0 | 0 | 0 | [6 empty] | 0 | 0 | 0 | 5 | 1970 | 0 | 0 | E | [6 empty] | 0
3 |  | 4110 | 870 | 321 | GT | 19000 | P | OP | 6 | 1970 | NG | FO2 |  | NG | FO2 |  | 15466 | 14300 | 17600 | 0 |  | 0 | 0 | 0 | 0 | 0 | 0 | [6 empty] | 0 | 0 | 0 | 5 | 1970 | 0 | 0 | E | [6 empty] | 0
3 |  | 4110 | 870 | 322 | GT | 19000 | P | OP | 6 | 1970 | NG | FO2 |  | NG | FO2 |  | 15466 | 15500 | 18500 | 0 |  | 0 | 0 | 0 | 0 | 0 | 0 | [6 empty] | 0 | 0 | 0 | 5 | 1970 | 0 | 0 | E | [6 empty] | 0
3 |  | 4110 | 870 | 323 | GT | 19000 | P | OP | 6 | 1970 | NG | FO2 |  | NG | FO2 |  | 15466 | 7300 | 10000 | 0 |  | 0 | 0 | 0 | 0 | 0 | 0 | [6 empty] | 0 | 0 | 0 | 5 | 1970 | 0 | 0 | E | [6 empty] | 0
3 |  | 4110 | 870 | 324 | GT | 19000 | P | OP | 6 | 1970 | NG | FO2 |  | NG | FO2 |  | 15466 | 8700 | 11700 | 0 |  | 0 | 0 | 0 | 0 | 0 | 0 | [6 empty] | 0 | 0 | 0 | 5 | 1970 | 0 | 0 | E | [6 empty] | 0
3 |  | 4110 | 870 | 331 | GT | 19000 | P | OP | 8 | 1970 | NG | FO2 |  | NG | FO2 |  | 16000 | 15600 | 18600 | 0 |  | 0 | 0 | 0 | 0 | 0 | 0 | [6 empty] | 0 | 0 | 0 | 7 | 1970 | 0 | 0 | E | [6 empty] | 0
3 |  | 4110 | 870 | 332 | GT | 19000 | P | OP | 8 | 1970 | NG | FO2 |  | NG | FO2 |  | 16000 | 15300 | 18300 | 0 |  | 0 | 0 | 0 | 0 | 0 | 0 | [6 empty] | 0 | 0 | 0 | 7 | 1970 | 0 | 0 | E | [6 empty] | 0
3 |  | 4110 | 870 | 333 | GT | 19000 | P | OP | 6 | 1970 | NG | FO2 |  | NG | FO2 |  | 16000 | 9700 | 12700 | 0 |  | 0 | 0 | 0 | 0 | 0 | 0 | [6 empty] | 0 | 0 | 0 | 5 | 1970 | 0 | 0 | E | [6 empty] | 0
3 |  | 4110 | 870 | 334 | GT | 19000 | P |  | 8 | 1970 | FO2 | NG |  | FO2 | NG |  | 16442 | 10500 | 13400 | 0 | RE | 0 | 1983 | 0 | 0 | 0 | 0 | [6 empty] | 0 | 0 | 0 | 7 | 1970 | 0 | 0 | E | [6 empty] | 0
3 |  | 4110 | 870 | 341 | GT | 19000 | P |  | 4 | 1971 | FO2 | NG |  | FO2 | NG |  | 19300 | 9500 | 12800 | 0 | RE | 0 | 1983 | 0 | 0 | 0 | 0 | [6 empty] | 0 | 0 | 0 | 3 | 1971 | 0 | 0 | E | [6 empty] | 0
3 |  | 4110 | 870 | 342 | GT | 19000 | P |  | 4 | 1971 | FO2 | NG |  | FO2 | NG |  | 19300 | 9800 | 12800 | 0 | RE | 0 | 1983 | 0 | 0 | 0 | 0 | [6 empty] | 0 | 0 | 0 | 3 | 1971 | 0 | 0 | E | [6 empty] | 0
3 |  | 4110 | 870 | 343 | GT | 19000 | P | OP | 4 | 1971 | NG | FO2 |  | NG | FO2 |  | 22692 | 10400 | 13200 | 0 |  | 0 | 0 | 0 | 0 | 0 | 0 | [6 empty] | 0 | 0 | 0 | 3 | 1971 | 0 | 0 | E | [6 empty] | 0
3 |  | 4110 | 870 | 344 | GT | 19000 | P |  | 4 | 1971 | FO2 | NG |  | FO2 | NG |  | 19300 | 9900 | 12800 | 0 | RE | 0 | 1983 | 0 | 0 | 0 | 0 | [6 empty] | 0 | 0 | 0 | 3 | 1971 | 0 | 0 | E | [6 empty] | 0
3 |  | 4110 | 873 | 2 | HC | 1000 |  |  | 99 | 1914 |  |  |  | WAT |  |  | 0 | 0 | 0 | 0 | RE | 0 | 0 | 0 | 0 | 0 | 0 | [6 empty] | 0 | 0 | 0 | 0 | 1914 | 0 | 0 | E | [6 empty] | 0
3 |  | 4110 | 873 | 3 | HC | 1000 |  |  | 99 | 1914 |  |  |  | WAT |  |  | 0 | 0 | 0 | 0 | RE | 0 | 0 | 0 | 0 | 0 | 0 | [6 empty] | 0 | 0 | 0 | 0 | 1914 | 0 | 0 | E | [6 empty] | 0
3 |  | 4110 | 873 | 4 | HC | 1000 |  |  | 99 | 1914 |  |  |  | WAT |  |  | 0 | 0 | 0 | 0 | RE | 0 | 0 | 0 | 0 | 0 | 0 | [6 empty] | 0 | 0 | 0 | 0 | 1914 | 0 | 0 | E | [6 empty] | 0
3 |  | 4110 | 873 | 5 | HC | 1000 |  |  | 99 | 1914 |  |  |  | WAT |  |  | 0 | 0 | 0 | 0 | RE | 0 | 0 | 0 | 0 | 0 | 0 | [6 empty] | 0 | 0 | 0 | 0 | 1914 | 0 | 0 | E | [6 empty] | 0
3 |  | 4110 | 874 | 5 | ST | 107000 |  |  | 99 | 1950 |  |  |  | BIT | NG |  | 0 | 0 | 0 | 0 | RE | 1 | 1978 | 0 | 0 | 0 | 0 | [6 empty] | 0 | 0 | 0 | 0 | 1950 | 0 | 0 | E | [6 empty] | 0
3 |  | 4110 | 874 | 6 | ST | 360400 | B | OP | 6 | 1959 | NG |  |  | SUB |  |  | 9725 | 292000 | 302000 | 0 |  | 0 | 0 | 0 | 0 | 0 | 0 | [6 empty] | 0 | 0 | 0 | 5 | 1959 | 0 | 0 | E | [6 empty] | 0
3 |  | 4110 | 874 | IC1 | IC | 2000 | P | OP | 6 | 1967 | FO2 |  |  | FO2 |  |  | 13727 | 2200 | 2200 | 0 |  | 0 | 0 | 0 | 0 | 0 | 0 | [6 empty] | 0 | 0 | 0 | 5 | 1967 | 0 | 0 | E | [6 empty] | 0
3 |  | 4110 | 874 | IC2 | IC | 2000 | P | OP | 6 | 1967 | FO2 |  |  | FO2 |  |  | 13727 | 2200 | 2200 | 0 |  | 0 | 0 | 0 | 0 | 0 | 0 | [6 empty] | 0 | 0 | 0 | 5 | 1967 | 0 | 0 | E | [6 empty] | 0
3 |  | 4110 | 874 | IC3 | IC | 2000 | P | OP | 6 | 1967 | FO2 |  |  | FO2 |  |  | 13727 | 2200 | 2200 | 0 |  | 0 | 0 | 0 | 0 | 0 | 0 | [6 empty] | 0 | 0 | 0 | 5 | 1967 | 0 | 0 | E | [6 empty] | 0
3 |  | 4110 | 874 | IC4 | IC | 2000 | P | OP | 6 | 1967 | FO2 |  |  | FO2 |  |  | 13727 | 2200 | 2200 | 0 |  | 0 | 0 | 0 | 0 | 0 | 0 | [6 empty] | 0 | 0 | 0 | 5 | 1967 | 0 | 0 | E | [6 empty] | 0
3 |  | 4110 | 874 | IC5 | IC | 2000 | P | OP | 6 | 1967 | FO2 |  |  | FO2 |  |  | 13727 | 2200 | 2200 | 0 |  | 0 | 0 | 0 | 0 | 0 | 0 | [6 empty] | 0 | 0 | 0 | 5 | 1967 | 0 | 0 | E | [6 empty] | 0
3 |  | 4110 | 874 | 311 | GT | 18425 | P | OP | 5 | 1969 | NG | FO2 |  | NG | FO2 |  | 14813 | 14100 | 17700 | 0 |  | 0 | 0 | 0 | 0 | 0 | 0 | [6 empty] | 0 | 0 | 0 | 4 | 1969 | 0 | 0 | E | [6 empty] | 0
3 |  | 4110 | 874 | 312 | GT | 18425 | P | OP | 5 | 1969 | NG | FO2 |  | NG | FO2 |  | 14813 | 15500 | 18900 | 0 |  | 0 | 0 | 0 | 0 | 0 | 0 | [6 empty] | 0 | 0 | 0 | 4 | 1969 | 0 | 0 | E | [6 empty] | 0
3 |  | 4110 | 874 | 313 | GT | 18425 | P | OP | 5 | 1969 | NG | FO2 |  | NG | FO2 |  | 14813 | 8100 | 11500 | 0 |  | 0 | 0 | 0 | 0 | 0 | 0 | [6 empty] | 0 | 0 | 0 | 4 | 1969 | 0 | 0 | E | [6 empty] | 0
3 |  | 4110 | 874 | 314 | GT | 18425 | P | OP | 5 | 1969 | NG | FO2 |  | NG | FO2 |  | 14813 | 12000 | 15400 | 0 |  | 0 | 0 | 0 | 0 | 0 | 0 | [6 empty] | 0 | 0 | 0 | 4 | 1969 | 0 | 0 | E | [6 empty] | 0
3 |  | 4110 | 874 | 321 | GT | 18425 | P | OP | 5 | 1969 | NG | FO2 |  | NG | FO2 |  | 15522 | 15200 | 18600 | 0 |  | 0 | 0 | 0 | 0 | 0 | 0 | [6 empty] | 0 | 0 | 0 | 4 | 1969 | 0 | 0 | E | [6 empty] | 0
3 |  | 4110 | 874 | 322 | GT | 18425 | P | OP | 5 | 1969 | NG | FO2 |  | NG | FO2 |  | 15522 | 12800 | 16400 | 0 |  | 0 | 0 | 0 | 0 | 0 | 0 | [6 empty] | 0 | 0 | 0 | 4 | 1969 | 0 | 0 | E | [6 empty] | 0
3 |  | 4110 | 874 | 323 | GT | 18425 | P | OP | 5 | 1969 | NG | FO2 |  | NG | FO2 |  | 15522 | 11000 | 14400 | 0 |  | 0 | 0 | 0 | 0 | 0 | 0 | [6 empty] | 0 | 0 | 0 | 4 | 1969 | 0 | 0 | E | [6 empty] | 0
3 |  | 4110 | 874 | 324 | GT | 18425 | P | OP | 5 | 1969 | NG | FO2 |  | NG | FO2 |  | 15522 | 14200 | 17700 | 0 |  | 0 | 0 | 0 | 0 | 0 | 0 | [6 empty] | 0 | 0 | 0 | 4 | 1969 | 0 | 0 | E | [6 empty] | 0
3 |  | 4110 | 876 | 1 | ST | 659700 | B | OP | 6 | 1967 | NG |  |  | BIT |  |  | 10670 | 554000 | 554000 | 0 |  | 0 | 0 | 0 | 0 | 0 | 0 | [6 empty] | 0 | 0 | 0 | 4 | 1967 | 0 | 0 | E | [6 empty] | 0
3 |  | 4110 | 876 | 2 | ST | 659700 | B | OP | 6 | 1968 | NG |  |  | BIT |  |  | 10249 | 554000 | 554000 | 0 |  | 0 | 0 | 0 | 0 | 0 | 0 | [6 empty] | 0 | 0 | 0 | 4 | 1968 | 0 | 0 | E | [6 empty] | 0
3 |  | 4110 | 877 | 311 | JE | 22150 | P | OP | 6 | 1969 | NG | FO1 |  | NG | FO1 |  | 16261 | 18600 | 23200 | 0 |  | 0 | 0 | 0 | 0 | 0 | 0 | [6 empty] | 0 | 0 | 0 | 5 | 1969 | 0 | 0 | E | [6 empty] | 0
3 |  | 4110 | 877 | 312 | GT | 22150 | P |  | 6 | 1969 | NG | FO2 |  | NG | FO2 |  | 15465 | 18400 | 23000 | 0 | RE | 0 | 1983 | 0 | 0 | 0 | 0 | [6 empty] | 0 | 0 | 0 | 5 | 1969 | 0 | 0 | E | [6 empty] | 0
3 |  | 4110 | 877 | 321 | JE | 22150 | P | OP | 6 | 1969 | NG | FO1 |  | NG | FO1 |  | 16250 | 17400 | 22000 | 0 |  | 0 | 0 | 0 | 0 | 0 | 0 | [6 empty] | 0 | 0 | 0 | 5 | 1969 | 0 | 0 | E | [6 empty] | 0
3 |  | 4110 | 877 | 322 | JE | 22150 | P | OP | 6 | 1969 | NG | FO1 |  | NG | FO1 |  | 16250 | 17800 | 22400 | 0 |  | 0 | 0 | 0 | 0 | 0 | 0 | [6 empty] | 0 | 0 | 0 | 5 | 1969 | 0 | 0 | E | [6 empty] | 0
3 |  | 4110 | 877 | 331 | JE | 22150 | P |  | 6 | 1969 | NG | FO2 |  | NG | FO2 |  | 17000 | 18500 | 23100 | 0 | RE | 2 | 1990 | 0 | 0 | 0 | 0 | [6 empty] | 0 | 0 | 0 | 5 | 1969 | 0 | 0 | E | [6 empty] | 0
3 |  | 4110 | 877 | 332 | GT | 22150 | P |  | 6 | 1969 | NG | FO2 |  | NG | FO2 |  | 14820 | 18300 | 22900 | 0 | RE | 0 | 1983 | 0 | 0 | 0 | 0 | [6 empty] | 0 | 0 | 0 | 5 | 1969 | 0 | 0 | E | [6 empty] | 0
3 |  | 4110 | 879 | 1 | ST | 55000 |  |  | 99 | 1928 |  |  |  | BIT |  |  | 0 | 0 | 0 | 0 | RE | 10 | 1974 | 0 | 0 | 0 | 0 | [6 empty] | 0 | 0 | 0 | 0 | 1928 | 0 | 0 | E | [6 empty] | 0
3 |  | 4110 | 879 | 2 | ST | 55000 |  |  | 99 | 1929 |  |  |  | BIT |  |  | 0 | 0 | 0 | 0 | RE | 10 | 1974 | 0 | 0 | 0 | 0 | [6 empty] | 0 | 0 | 0 | 0 | 1929 | 0 | 0 | E | [6 empty] | 0
3 |  | 4110 | 879 | 3 | ST | 105000 |  |  | 99 | 1930 |  |  |  | BIT |  |  | 0 | 0 | 0 | 0 | RE | 10 | 1974 | 0 | 0 | 0 | 0 | [6 empty] | 0 | 0 | 0 | 0 | 1930 | 0 | 0 | E | [6 empty] | 0
3 |  | 4110 | 879 | 4 | ST | 105000 |  |  | 99 | 1940 |  |  |  | BIT |  |  | 0 | 0 | 0 | 0 | RE | 10 | 1974 | 0 | 0 | 0 | 0 | [6 empty] | 0 | 0 | 0 | 0 | 1940 | 0 | 0 | E | [6 empty] | 0
3 |  | 4110 | 879 | 5 | ST | 892800 | B | OP | 9 | 1972 | NG |  |  | SUB |  |  | 10197 | 700000 | 700000 | 0 |  | 0 | 0 | 0 | 0 | 0 | 0 | [6 empty] | 0 | 0 | 0 | 6 | 1972 | 0 | 0 | E | [6 empty] | 0
3 |  | 4110 | 879 | 6 | ST | 892800 | B | OP | 12 | 1975 | NG |  |  | SUB |  |  | 9777 | 700000 | 700000 | 0 |  | 0 | 0 | 0 | 0 | 0 | 0 | [6 empty] | 0 | 0 | 0 | 9 | 1975 | 0 | 0 | E | [6 empty] | 0
3 |  | 4110 | 880 | 1 | NB | 828315 | B | OP | 8 | 1972 |  |  |  | UR |  |  | 10946 | 769000 | 789000 | 0 |  | 0 | 0 | 0 | 0 | 0 | 0 | [6 empty] | 0 | 0 | 789000 | 12 | 1972 | 0 | 0 | [7 empty] | 0
3 |  | 4110 | 880 | 2 | NB | 828315 | B | OP | 10 | 1972 |  |  |  | UR |  |  | 10967 | 769000 | 789000 | 0 |  | 0 | 0 | 0 | 0 | 0 | 0 | [6 empty] | 0 | 0 | 789000 | 12 | 1972 | 0 | 0 | [7 empty] | 0
3 |  | 4110 | 881 | 1 | ST | 173000 |  |  | 99 | 1951 |  |  |  | FO6 | NG |  | 0 | 0 | 0 | 0 | RE | 6 | 1981 | 0 | 0 | 0 | 0 | [6 empty] | 0 | 0 | 0 | 0 | 1951 | 0 | 0 | E | [6 empty] | 0
3 |  | 4110 | 881 | 2 | ST | 173000 |  |  | 99 | 1950 |  |  |  | FO6 | NG |  | 0 | 0 | 0 | 0 | RE | 6 | 1981 | 0 | 0 | 0 | 0 | [6 empty] | 0 | 0 | 0 | 0 | 1950 | 0 | 0 | E | [6 empty] | 0
3 |  | 4110 | 881 | 3 | ST | 173000 |  |  | 99 | 1953 |  |  |  | FO6 | NG |  | 0 | 0 | 0 | 0 | RE | 4 | 1982 | 0 | 0 | 0 | 0 | [6 empty] | 0 | 0 | 0 | 0 | 1953 | 0 | 0 | E | [6 empty] | 0
3 |  | 4110 | 881 | 4 | ST | 173000 |  |  | 99 | 1955 |  |  |  | FO6 | NG |  | 0 | 0 | 0 | 0 | RE | 4 | 1982 | 0 | 0 | 0 | 0 | [6 empty] | 0 | 0 | 0 | 0 | 1955 | 0 | 0 | E | [6 empty] | 0
3 |  | 4110 | 882 | 1 | ST | 23000 |  |  | 99 | 1949 |  |  |  | FO2 |  |  | 0 | 0 | 0 | 0 | RE | 1 | 1975 | 0 | 0 | 0 | 0 | [6 empty] | 0 | 0 | 0 | 0 | 1949 | 0 | 0 | E | [6 empty] | 0
3 |  | 4110 | 882 | 2 | ST | 35000 |  |  | 99 | 1952 |  |  |  | FO2 |  |  | 0 | 0 | 0 | 0 | RE | 2 | 1975 | 0 | 0 | 0 | 0 | [6 empty] | 0 | 0 | 0 | 0 | 1952 | 0 | 0 | E | [6 empty] | 0
3 |  | 4110 | 882 | 3 | ST | 37000 |  |  | 99 | 1955 |  |  |  | FO2 |  |  | 0 | 0 | 0 | 0 | RE | 8 | 1976 | 0 | 0 | 0 | 0 | [6 empty] | 0 | 0 | 0 | 0 | 1955 | 0 | 0 | E | [6 empty] | 0
3 |  | 4110 | 882 | 4 | ST | 55000 |  |  | 99 | 1961 |  |  |  | FO2 |  |  | 0 | 0 | 0 | 0 | RE | 8 | 1976 | 0 | 0 | 0 | 0 | [6 empty] | 0 | 0 | 0 | 0 | 1961 | 0 | 0 | E | [6 empty] | 0
3 |  | 4110 | 882 | 311 | GT | 18425 | P | OP | 5 | 1969 | FO2 |  |  | FO2 |  |  | 16676 | 14100 | 17400 | 0 |  | 0 | 0 | 0 | 0 | 0 | 0 | [6 empty] | 0 | 0 | 0 | 4 | 1969 | 0 | 0 | E | [6 empty] | 0
3 |  | 4110 | 882 | 312 | GT | 18425 | P | OP | 5 | 1969 | FO2 |  |  | FO2 |  |  | 16676 | 13000 | 16300 | 0 |  | 0 | 0 | 0 | 0 | 0 | 0 | [6 empty] | 0 | 0 | 0 | 4 | 1969 | 0 | 0 | E | [6 empty] | 0
3 |  | 4110 | 882 | 321 | GT | 18425 | P | OP | 5 | 1969 | FO2 |  |  | FO2 |  |  | 16556 | 13900 | 17100 | 0 |  | 0 | 0 | 0 | 0 | 0 | 0 | [6 empty] | 0 | 0 | 0 | 4 | 1969 | 0 | 0 | E | [6 empty] | 0
3 |  | 4110 | 882 | 322 | GT | 18425 | P | OP | 5 | 1969 | FO2 |  |  | FO2 |  |  | 16556 | 15800 | 19100 | 0 |  | 0 | 0 | 0 | 0 | 0 | 0 | [6 empty] | 0 | 0 | 0 | 4 | 1969 | 0 | 0 | E | [6 empty] | 0
3 |  | 4110 | 882 | 331 | GT | 19000 | P | OP | 5 | 1970 | FO2 |  |  | FO2 |  |  | 15588 | 14000 | 17300 | 0 |  | 0 | 0 | 0 | 0 | 0 | 0 | [6 empty] | 0 | 0 | 0 | 4 | 1970 | 0 | 0 | E | [6 empty] | 0
3 |  | 4110 | 882 | 332 | GT | 19000 | P | OP | 5 | 1970 | FO2 |  |  | FO2 |  |  | 15588 | 13500 | 16900 | 0 |  | 0 | 0 | 0 | 0 | 0 | 0 | [6 empty] | 0 | 0 | 0 | 4 | 1970 | 0 | 0 | E | [6 empty] | 0
3 |  | 4110 | 882 | 341 | GT | 19000 | P | OP | 5 | 1970 | FO2 |  |  | FO2 |  |  | 16286 | 10600 | 14000 | 0 |  | 0 | 0 | 0 | 0 | 0 | 0 | [6 empty] | 0 | 0 | 0 | 4 | 1970 | 0 | 0 | E | [6 empty] | 0
3 |  | 4110 | 882 | 342 | GT | 19000 | P |  | 5 | 1970 | FO2 |  |  | FO2 |  |  | 18728 | 13100 | 16600 | 0 | RE | 0 | 1983 | 0 | 0 | 0 | 0 | [6 empty] | 0 | 0 | 0 | 4 | 1970 | 0 | 0 | E | [6 empty] | 0
3 |  | 4110 | 883 | 1 | ST | 25000 |  |  | 0 | 1900 |  |  |  | NG |  |  | 0 | 0 | 0 | 0 | RE | 0 | 0 | 0 | 0 | 0 | 0 | [6 empty] | 0 | 0 | 0 | 0 | 1900 | 0 | 0 | E | [6 empty] | 0
3 |  | 4110 | 883 | 2 | ST | 35000 |  |  | 0 | 1900 |  |  |  | NG |  |  | 0 | 0 | 0 | 0 | RE | 0 | 0 | 0 | 0 | 0 | 0 | [6 empty] | 0 | 0 | 0 | 0 | 1900 | 0 | 0 | E | [6 empty] | 0
3 |  | 4110 | 883 | 3 | ST | 50000 |  |  | 0 | 1900 |  |  |  | NG |  |  | 0 | 0 | 0 | 0 | RE | 0 | 0 | 0 | 0 | 0 | 0 | [6 empty] | 0 | 0 | 0 | 0 | 1900 | 0 | 0 | E | [6 empty] | 0
3 |  | 4110 | 883 | 5 | ST | 130000 |  |  | 99 | 1931 |  |  |  | BIT |  |  | 0 | 0 | 0 | 0 | RE | 1 | 1978 | 0 | 0 | 0 | 0 | [6 empty] | 0 | 0 | 0 | 0 | 1931 | 0 | 0 | E | [6 empty] | 0
3 |  | 4110 | 883 | 6 | ST | 121000 | B | SB | 1 | 1952 | FO2 | NG |  | SUB | NG |  | 11620 | 100000 | 100000 | 0 |  | 0 | 0 | 0 | 0 | 0 | 0 | [6 empty] | 0 | 0 | 0 | 12 | 1951 | 0 | 0 | E | [6 empty] | 0
3 |  | 4110 | 883 | 7 | ST | 326400 | B | OP | 6 | 1958 | FO2 | NG |  | SUB | NG |  | 9604 | 328000 | 328000 | 0 |  | 0 | 0 | 0 | 0 | 0 | 0 | [6 empty] | 0 | 0 | 0 | 5 | 1958 | 0 | 0 | E | [6 empty] | 0
3 |  | 4110 | 883 | 8 | ST | 355300 | B | OP | 7 | 1962 | FO2 | NG |  | SUB | NG |  | 9660 | 297000 | 297000 | 0 |  | 0 | 0 | 0 | 0 | 0 | 0 | [6 empty] | 0 | 0 | 0 | 5 | 1962 | 0 | 0 | E | [6 empty] | 0
3 |  | 4110 | 883 | 311 | JE | 38000 | P | OP | 6 | 1968 | FO1 |  |  | FO1 |  |  | 15740 | 24600 | 33900 | 0 |  | 0 | 0 | 0 | 0 | 0 | 0 | [6 empty] | 0 | 0 | 0 | 5 | 1968 | 0 | 0 | E | [6 empty] | 0
3 |  | 4110 | 883 | 312 | JE | 38000 | P | OP | 6 | 1968 | FO1 |  |  | FO1 |  |  | 15740 | 29900 | 39200 | 0 |  | 0 | 0 | 0 | 0 | 0 | 0 | [6 empty] | 0 | 0 | 0 | 5 | 1968 | 0 | 0 | E | [6 empty] | 0
3 |  | 4110 | 883 | 321 | JE | 38000 | P | OP | 6 | 1968 | FO1 |  |  | FO1 |  |  | 15403 | 28800 | 38100 | 0 |  | 0 | 0 | 0 | 0 | 0 | 0 | [6 empty] | 0 | 0 | 0 | 5 | 1968 | 0 | 0 | E | [6 empty] | 0
3 |  | 4110 | 883 | 322 | JE | 38000 | P | OP | 6 | 1968 | FO1 |  |  | FO1 |  |  | 15403 | 29900 | 39200 | 0 |  | 0 | 0 | 0 | 0 | 0 | 0 | [6 empty] | 0 | 0 | 0 | 5 | 1968 | 0 | 0 | E | [6 empty] | 0
3 |  | 4110 | 884 | 1 | ST | 187500 | B | OP | 7 | 1955 | FO2 |  |  | SUB |  |  | 9878 | 151000 | 156000 | 0 |  | 0 | 0 | 0 | 0 | 0 | 0 | [6 empty] | 0 | 0 | 0 | 6 | 1955 | 0 | 0 | E | [6 empty] | 0
3 |  | 4110 | 884 | 2 | ST | 183750 | B | OP | 3 | 1955 | FO2 |  |  | SUB |  |  | 9526 | 148000 | 154000 | 0 |  | 0 | 0 | 0 | 0 | 0 | 0 | [6 empty] | 0 | 0 | 0 | 2 | 1955 | 0 | 0 | E | [6 empty] | 0
3 |  | 4110 | 884 | 3 | ST | 299200 | B | OP | 6 | 1957 | FO2 |  |  | SUB |  |  | 9385 | 251000 | 262000 | 0 |  | 0 | 0 | 0 | 0 | 0 | 0 | [6 empty] | 0 | 0 | 0 | 5 | 1957 | 0 | 0 | E | [6 empty] | 0
3 |  | 4110 | 884 | 4 | ST | 598400 | B | OP | 6 | 1963 | FO2 |  |  | SUB |  |  | 9375 | 510000 | 520000 | 0 |  | 0 | 0 | 0 | 0 | 0 | 0 | [6 empty] | 0 | 0 | 0 | 4 | 1963 | 0 | 0 | E | [6 empty] | 0
3 |  | 4110 | 885 | 1 | NP | 1098000 | B | OP | 12 | 1973 |  |  |  | UR |  |  | 10396 | 1040000 | 1040000 | 0 |  | 0 | 0 | 0 | 0 | 0 | 0 | [6 empty] | 0 | 0 | 1040000 | 10 | 1973 | 0 | 0 | [7 empty] | 0
3 |  | 4110 | 885 | 2 | NP | 1098000 | B | OP | 9 | 1974 |  |  |  | UR |  |  | 10581 | 1040000 | 1040000 | 0 |  | 0 | 0 | 0 | 0 | 0 | 0 | [6 empty] | 0 | 0 | 1040000 | 11 | 1973 | 0 | 0 | [7 empty] | 0
3 |  | 4110 | 886 | 11 | ST | 25000 |  |  | 99 | 1949 |  |  |  | BIT | NG |  | 0 | 0 | 0 | 0 | RE | 1 | 1978 | 0 | 0 | 0 | 0 | [6 empty] | 0 | 0 | 0 | 0 | 1949 | 0 | 0 | E | [6 empty] | 0
3 |  | 4110 | 886 | 18 | ST | 173000 |  |  | 99 | 1949 |  |  |  | BIT | NG |  | 0 | 0 | 0 | 0 | RE | 1 | 1978 | 0 | 0 | 0 | 0 | [6 empty] | 0 | 0 | 0 | 0 | 1949 | 0 | 0 | E | [6 empty] | 0
3 |  | 4110 | 886 | 19 | ST | 374082 | B | OP | 3 | 1959 | NG |  |  | SUB | NG |  | 9252 | 316000 | 321000 | 0 |  | 0 | 0 | 0 | 0 | 0 | 0 | [6 empty] | 0 | 0 | 0 | 2 | 1959 | 0 | 0 | E | [6 empty] | 0
3 |  | 4110 | 886 | 201 | IC | 2000 | P | OP | 4 | 1966 | FO2 |  |  | FO2 |  |  | 10455 | 2200 | 2200 | 0 |  | 0 | 0 | 0 | 0 | 0 | 0 | [6 empty] | 0 | 0 | 0 | 3 | 1966 | 0 | 0 | E | [6 empty] | 0
3 |  | 4110 | 886 | 202 | IC | 2000 | P | OP | 11 | 1966 | FO2 |  |  | FO2 |  |  | 10455 | 2200 | 2200 | 0 |  | 0 | 0 | 0 | 0 | 0 | 0 | [6 empty] | 0 | 0 | 0 | 10 | 1966 | 0 | 0 | E | [6 empty] | 0
3 |  | 4110 | 886 | 203 | IC | 2000 | P | OP | 11 | 1966 | FO2 |  |  | FO2 |  |  | 10455 | 2200 | 2200 | 0 |  | 0 | 0 | 0 | 0 | 0 | 0 | [6 empty] | 0 | 0 | 0 | 10 | 1966 | 0 | 0 | E | [6 empty] | 0
3 |  | 4110 | 886 | 204 | IC | 2000 | P | OP | 11 | 1966 | FO2 |  |  | FO2 |  |  | 10455 | 2200 | 2200 | 0 |  | 0 | 0 | 0 | 0 | 0 | 0 | [6 empty] | 0 | 0 | 0 | 10 | 1966 | 0 | 0 | E | [6 empty] | 0
3 |  | 4110 | 886 | 205 | IC | 2000 | P | OP | 11 | 1966 | FO2 |  |  | FO2 |  |  | 10455 | 2200 | 2200 | 0 |  | 0 | 0 | 0 | 0 | 0 | 0 | [6 empty] | 0 | 0 | 0 | 10 | 1966 | 0 | 0 | E | [6 empty] | 0
3 |  | 4110 | 886 | 311 | JE | 38000 | P | OP | 7 | 1968 | FO1 |  |  | FO1 |  |  | 17333 | 20000 | 29300 | 0 |  | 0 | 0 | 0 | 0 | 0 | 0 | [6 empty] | 0 | 0 | 0 | 6 | 1968 | 0 | 0 | E | [6 empty] | 0
3 |  | 4110 | 886 | 312 | JE | 38000 | P | OP | 7 | 1968 | FO1 |  |  | FO1 |  |  | 17333 | 19000 | 28300 | 0 |  | 0 | 0 | 0 | 0 | 0 | 0 | [6 empty] | 0 | 0 | 0 | 6 | 1968 | 0 | 0 | E | [6 empty] | 0
3 |  | 4110 | 886 | 321 | JE | 38000 | P | OP | 7 | 1968 | FO1 |  |  | FO1 |  |  | 15930 | 18000 | 27300 | 0 |  | 0 | 0 | 0 | 0 | 0 | 0 | [6 empty] | 0 | 0 | 0 | 6 | 1968 | 0 | 0 | E | [6 empty] | 0
3 |  | 4110 | 886 | 322 | JE | 38000 | P | OP | 7 | 1968 | FO1 |  |  | FO1 |  |  | 15930 | 20000 | 29300 | 0 |  | 0 | 0 | 0 | 0 | 0 | 0 | [6 empty] | 0 | 0 | 0 | 6 | 1968 | 0 | 0 | E | [6 empty] | 0
3 |  | 4110 | 886 | 331 | JE | 38000 | P | OP | 7 | 1968 | FO1 |  |  | FO1 |  |  | 17136 | 20000 | 29300 | 0 |  | 0 | 0 | 0 | 0 | 0 | 0 | [6 empty] | 0 | 0 | 0 | 6 | 1968 | 0 | 0 | E | [6 empty] | 0
3 |  | 4110 | 886 | 332 | JE | 38000 | P | OP | 7 | 1968 | FO1 |  |  | FO1 |  |  | 17136 | 20000 | 29300 | 0 |  | 0 | 0 | 0 | 0 | 0 | 0 | [6 empty] | 0 | 0 | 0 | 6 | 1968 | 0 | 0 | E | [6 empty] | 0
3 |  | 4110 | 886 | 341 | JE | 38000 | P | OP | 7 | 1968 | FO1 |  |  | FO1 |  |  | 16949 | 20000 | 29300 | 0 |  | 0 | 0 | 0 | 0 | 0 | 0 | [6 empty] | 0 | 0 | 0 | 6 | 1968 | 0 | 0 | E |  |  |  | Y | this unit retired in 12/86 and then was brought back in 2/90 |  | 0
3 |  | 4110 | 886 | 342 | JE | 38000 | P | OP | 7 | 1968 | FO1 |  |  | FO1 |  |  | 16949 | 20000 | 29300 | 0 |  | 0 | 0 | 0 | 0 | 0 | 0 | [6 empty] | 0 | 0 | 0 | 6 | 1968 | 0 | 0 | E |  |  |  | Y | this unit retired in 12/86 and then was brought back in 2/90 |  | 0
3 | B033 | 4110 | 5044 | P3 | ST | 0 |  |  | 0 | 0 | [6 empty] | 0 | 0 | 0 | 550000 | CN | 99 | 9999 | 4 | 1984 | 4 | 1986 |  |  |  | COL |  |  | 0 | 0 | 0 | 0 | 0 | 0 | 0 | [7 empty] | 0
3 | B033 | 4110 | 5044 | P4 | ST | 0 |  |  | 0 | 0 | [6 empty] | 0 | 0 | 0 | 550000 | CN | 99 | 9999 | 4 | 1984 | 4 | 1985 |  |  |  | UNK |  |  | 0 | 0 | 0 | 0 | 0 | 0 | 0 | [7 empty] | 0
3 |  | 4110 | 6022 | 1 | NP | 1224900 | B | OP | 7 | 1988 |  |  |  | UR |  |  | 10295 | 1090000 | 1120000 | 0 |  | 0 | 0 | 10 | 1979 | 7 | 1987 | RE | LE |  |  |  |  | 0 | 0 | 1120000 | 7 | 1987 | 0 | 0 | [7 empty] | 0
3 |  | 4110 | 6022 | 2 | NP | 1224900 | B | OP | 10 | 1988 |  |  |  | UR |  |  | 10295 | 1090000 | 1120000 | 0 |  | 0 | 0 | 10 | 1980 | 0 | 0 | RE | LE |  |  |  |  | 0 | 0 | 1120000 | 5 | 1988 | 0 | 0 | [7 empty] | 0
3 |  | 4110 | 6023 | 1 | NP | 1224900 | B | OP | 9 | 1985 |  |  |  | UR |  |  | 10399 | 1120000 | 1120000 | 0 |  | 0 | 0 | 10 | 1978 | 9 | 1985 | [6 empty] | 0 | 0 | 1120000 | 2 | 1985 | 0 | 0 | [7 empty] | 0
3 |  | 4110 | 6023 | 2 | NP | 1224900 | B | OP | 8 | 1987 |  |  |  | UR |  |  | 10191 | 1120000 | 1120000 | 0 |  | 0 | 0 | 10 | 1979 | 2 | 1987 | RE | LE |  |  |  |  | 0 | 0 | 1120000 | 1 | 1987 | 0 | 0 | [7 empty] | 0
3 |  | 4110 | 6025 | 1 | ST | 544950 | C | OP | 5 | 1978 | FO2 |  |  | FO6 |  |  | 9740 | 554000 | 554000 | 544950 | FC | 0 | 0 | 7 | 1993 | 7 | 1993 |  |  |  | NG | FO6 |  | 554000 | 554000 | 0 | 2 | 1978 | 506218 | 516560 | E | [6 empty] | 0
3 |  | 4110 | 6025 | 2 | ST | 544950 | C | OP | 10 | 1977 | FO2 |  |  | FO6 |  |  | 9740 | 554000 | 554000 | 544950 | FC | 0 | 0 | 7 | 1993 | 7 | 1993 |  |  |  | NG | FO6 |  | 554000 | 554000 | 0 | 7 | 1977 | 506218 | 516560 | E | [6 empty] | 0
3 |  | 4110 | 6025 | 3 | ST | 518940 | C | OP | 5 | 1977 | FO2 |  |  | FO6 |  |  | 9602 | 530000 | 530000 | 518940 | FC | 0 | 0 | 7 | 1993 | 7 | 1993 |  |  |  | NG | FO6 |  | 530000 | 530000 | 0 | 2 | 1977 | 482428 | 492297 | E | [6 empty] | 0
3 |  | 4110 | 6025 | 4 | ST | 520740 | C | OP | 12 | 1978 | FO2 |  |  | FO6 |  |  | 9609 | 530000 | 530000 | 0 |  | 0 | 0 | 0 | 0 | 0 | 0 | [6 empty] | 0 | 0 | 0 | 9 | 1978 | 0 | 0 | E | [6 empty] | 0
3 |  | 4110 | 6025 | 5 | ST | 520740 | C | OP | 6 | 1979 | FO2 |  |  | FO6 |  |  | 10040 | 530000 | 530000 | 0 |  | 0 | 0 | 0 | 0 | 0 | 0 | [6 empty] | 0 | 0 | 0 | 1 | 1979 | 0 | 0 | E | [6 empty] | 0
3 |  | 4110 | 6026 | 1 | NB | 1170270 | B | OP | 1 | 1984 |  |  |  | UR |  |  | 10585 | 1048000 | 1078000 | 0 |  | 0 | 0 | 0 | 0 | 0 | 0 | [6 empty] | 0 | 0 | 1078000 | 8 | 1982 | 0 | 0 | [7 empty] | 0
3 |  | 4110 | 6026 | 2 | NB | 1170270 | B | OP | 10 | 1984 |  |  |  | UR |  |  | 10716 | 1048000 | 1078000 | 0 |  | 0 | 0 | 0 | 0 | 0 | 0 | [6 empty] | 0 | 0 | 1078000 | 3 | 1984 | 0 | 0 | [7 empty] | 0
3 |  | 4110 | 7029 | 1 | NP | 0 |  |  | 0 | 0 | [6 empty] | 0 | 0 | 0 | 1120000 | CN | 10 | 1988 | 0 | 0 | 0 | 0 |  |  |  | UR |  |  | 0 | 0 | 1120000 | 0 | 0 | 1107000 | 1119000 | [7 empty] | 0
3 |  | 4110 | 7029 | 2 | NP | 0 |  |  | 0 | 0 | [6 empty] | 0 | 0 | 0 | 1120000 | CN | 10 | 1988 | 0 | 0 | 0 | 0 |  |  |  | UR |  |  | 0 | 0 | 1120000 | 0 | 0 | 1107000 | 1119000 | [7 empty] | 0
3 |  | 4110 | 7326 | 1 | GT | 0 |  |  | 0 | 0 | [6 empty] | 0 | 0 | 0 | 100000 | PL | 0 | 0 | 4 | 1996 | 4 | 1996 |  |  |  | NG | FO2 |  | 80000 | 100000 | 0 | 0 | 0 | 81711 | 98112 | [7 empty] | 0
3 |  | 4110 | 7326 | NA2 | GT | 0 |  |  | 0 | 0 | [6 empty] | 0 | 0 | 0 | 100000 | PL | 0 | 0 | 4 | 1997 | 4 | 1997 |  |  |  | NG | FO2 |  | 80000 | 100000 | 0 | 0 | 0 | 81711 | 98112 | [7 empty] | 0
3 |  | 4110 | 7326 | NA3 | GT | 0 |  |  | 0 | 0 | [6 empty] | 0 | 0 | 0 | 100000 | PL | 0 | 0 | 4 | 1997 | 4 | 1997 |  |  |  | NG | FO2 |  | 80000 | 100000 | 0 | 0 | 0 | 81711 | 98112 | [7 empty] | 0
3 |  | 4110 | 7326 | NA4 | GT | 0 |  |  | 0 | 0 | [6 empty] | 0 | 0 | 0 | 100000 | PL | 0 | 0 | 4 | 1997 | 4 | 1997 |  |  |  | NG | FO2 |  | 80000 | 100000 | 0 | 0 | 0 | 81711 | 98112 | [7 empty] | 0
3 |  | 4110 | 7327 | NA1 | GT | 0 |  |  | 0 | 0 | [6 empty] | 0 | 0 | 0 | 100000 | PL | 0 | 0 | 4 | 1997 | 4 | 1997 |  |  |  | NG | FO2 |  | 80000 | 100000 | 0 | 0 | 0 | 81711 | 98112 | [7 empty] | 0
3 |  | 4110 | 7327 | NA2 | GT | 0 |  |  | 0 | 0 | [6 empty] | 0 | 0 | 0 | 100000 | PL | 0 | 0 | 4 | 1997 | 4 | 1997 |  |  |  | NG | FO2 |  | 80000 | 100000 | 0 | 0 | 0 | 81711 | 98112 | [7 empty] | 0
3 |  | 4110 | 7327 | NA3 | GT | 0 |  |  | 0 | 0 | [6 empty] | 0 | 0 | 0 | 100000 | PL | 0 | 0 | 4 | 1997 | 4 | 1997 |  |  |  | NG | FO2 |  | 80000 | 100000 | 0 | 0 | 0 | 81711 | 98112 | [7 empty] | 0
3 |  | 4110 | 7327 | NA4 | GT | 0 |  |  | 0 | 0 | [6 empty] | 0 | 0 | 0 | 100000 | PL | 0 | 0 | 4 | 1998 | 4 | 1998 |  |  |  | NG | FO2 |  | 80000 | 100000 | 0 | 0 | 0 | 81711 | 98112 | [7 empty] | 0
3 |  | 4110 | 7328 | NA1 | GT | 0 |  |  | 0 | 0 | [6 empty] | 0 | 0 | 0 | 100000 | PL | 0 | 0 | 4 | 1998 | 4 | 1998 |  |  |  | NG | FO2 |  | 80000 | 100000 | 0 | 0 | 0 | 81711 | 98112 | [7 empty] | 0
3 |  | 4110 | 7328 | NA2 | GT | 0 |  |  | 0 | 0 | [6 empty] | 0 | 0 | 0 | 100000 | PL | 0 | 0 | 4 | 1998 | 4 | 1998 |  |  |  | NG | FO2 |  | 80000 | 100000 | 0 | 0 | 0 | 81711 | 98112 | [7 empty] | 0
3 |  | 4110 | 7328 | NA3 | GT | 0 |  |  | 0 | 0 | [6 empty] | 0 | 0 | 0 | 100000 | PL | 0 | 0 | 4 | 1998 | 4 | 1998 |  |  |  | NG | FO2 |  | 80000 | 100000 | 0 | 0 | 0 | 81711 | 98112 | [7 empty] | 0
3 |  | 4110 | 7328 | NA4 | GT | 0 |  |  | 0 | 0 | [6 empty] | 0 | 0 | 0 | 100000 | PL | 0 | 0 | 4 | 1998 | 4 | 1998 |  |  |  | NG | FO2 |  | 80000 | 100000 | 0 | 0 | 0 | 81711 | 98112 | [7 empty] | 0
3 |  | 4110 | 7329 | NA1 | GT | 0 |  |  | 0 | 0 | [6 empty] | 0 | 0 | 0 | 100000 | PL | 0 | 0 | 4 | 1998 | 4 | 1998 |  |  |  | NG | FO2 |  | 80000 | 100000 | 0 | 0 | 0 | 81711 | 98112 | [7 empty] | 0
3 |  | 4110 | 7329 | NA2 | GT | 0 |  |  | 0 | 0 | [6 empty] | 0 | 0 | 0 | 100000 | PL | 0 | 0 | 4 | 1999 | 4 | 1999 |  |  |  | NG | FO2 |  | 80000 | 100000 | 0 | 0 | 0 | 81711 | 98112 | [7 empty] | 0
3 |  | 4110 | 7329 | NA3 | GT | 0 |  |  | 0 | 0 | [6 empty] | 0 | 0 | 0 | 100000 | PL | 0 | 0 | 4 | 1999 | 4 | 1999 |  |  |  | NG | FO2 |  | 80000 | 100000 | 0 | 0 | 0 | 81711 | 98112 | [7 empty] | 0
3 |  | 4110 | 7329 | NA4 | GT | 0 |  |  | 0 | 0 | [6 empty] | 0 | 0 | 0 | 100000 | PL | 0 | 0 | 4 | 1999 | 4 | 1999 |  |  |  | NG | FO2 |  | 80000 | 100000 | 0 | 0 | 0 | 81711 | 98112 | [7 empty] | 0
3 |  | 4110 | 7330 | NA1 | GT | 0 |  |  | 0 | 0 | [6 empty] | 0 | 0 | 0 | 100000 | PL | 0 | 0 | 4 | 1999 | 4 | 1999 |  |  |  | NG | FO2 |  | 80000 | 100000 | 0 | 0 | 0 | 81711 | 98112 | [7 empty] | 0
3 |  | 4110 | 7330 | NA2 | GT | 0 |  |  | 0 | 0 | [6 empty] | 0 | 0 | 0 | 100000 | PL | 0 | 0 | 4 | 1999 | 4 | 1999 |  |  |  | NG | FO2 |  | 80000 | 100000 | 0 | 0 | 0 | 81711 | 98112 | [7 empty] | 0
3 |  | 4110 | 7330 | NA3 | GT | 0 |  |  | 0 | 0 | [6 empty] | 0 | 0 | 0 | 100000 | PL | 0 | 0 | 4 | 2000 | 4 | 2000 |  |  |  | NG | FO2 |  | 80000 | 100000 | 0 | 0 | 0 | 81711 | 98112 | [7 empty] | 0
3 |  | 4110 | 7330 | NA4 | GT | 0 |  |  | 0 | 0 | [6 empty] | 0 | 0 | 0 | 100000 | PL | 0 | 0 | 4 | 2000 | 4 | 2000 |  |  |  | NG | FO2 |  | 80000 | 100000 | 0 | 0 | 0 | 81711 | 98112 | [7 empty] | 0
3 |  | 4110 | 7331 | NA1 | GT | 0 |  |  | 0 | 0 | [6 empty] | 0 | 0 | 0 | 100000 | PL | 0 | 0 | 4 | 2000 | 4 | 2000 |  |  |  | NG | FO2 |  | 80000 | 100000 | 0 | 0 | 0 | 81711 | 98112 | [7 empty] | 0
3 |  | 4110 | 7331 | NA2 | GT | 0 |  |  | 0 | 0 | [6 empty] | 0 | 0 | 0 | 100000 | PL | 0 | 0 | 4 | 2000 | 4 | 2000 |  |  |  | NG | FO2 |  | 80000 | 100000 | 0 | 0 | 0 | 81711 | 98112 | [7 empty] | 0
3 |  | 4110 | 7331 | NA3 | GT | 0 |  |  | 0 | 0 | [6 empty] | 0 | 0 | 0 | 100000 | PL | 0 | 0 | 4 | 2000 | 4 | 2000 |  |  |  | NG | FO2 |  | 80000 | 100000 | 0 | 0 | 0 | 81711 | 98112 | [7 empty] | 0
3 |  | 4110 | 7331 | NA4 | GT | 0 |  |  | 0 | 0 | [6 empty] | 0 | 0 | 0 | 100000 | PL | 0 | 0 | 4 | 2000 | 4 | 2000 |  |  |  | NG | FO2 |  | 80000 | 100000 | 0 | 0 | 0 | 81711 | 98112 | [7 empty] | 0
3 |  | 4111 | 981 | 1 | ST | 200000 |  |  | 99 | 1929 |  |  |  | BIT |  |  | 0 | 0 | 0 | 0 | RE | 1 | 1978 | 0 | 0 | 0 | 0 | [6 empty] | 0 | 0 | 0 | 0 | 1929 | 0 | 0 | E | [6 empty] | 0
3 |  | 4111 | 981 | 2 | ST | 150000 |  |  | 99 | 1938 |  |  |  | BIT |  |  | 0 | 0 | 0 | 0 | RE | 1 | 1979 | 0 | 0 | 0 | 0 | [6 empty] | 0 | 0 | 0 | 0 | 1938 | 0 | 0 | E | [6 empty] | 0
3 |  | 4111 | 981 | 3 | ST | 225000 | B | OP | 11 | 1955 | NG |  |  | SUB |  |  | 9374 | 187000 | 187000 | 0 |  | 0 | 0 | 0 | 0 | 0 | 0 | [6 empty] | 0 | 0 | 0 | 10 | 1955 | 0 | 0 | E | [6 empty] | 0
3 |  | 4111 | 981 | 4 | ST | 388960 | B | OP | 5 | 1962 | NG |  |  | SUB |  |  | 9277 | 303000 | 303000 | 0 |  | 0 | 0 | 0 | 0 | 0 | 0 | [6 empty] | 0 | 0 | 0 | 3 | 1962 | 0 | 0 | E | [6 empty] | 0
3 |  | 4176 | 539 | 1 | HR | 3500 | P | OP | 88 | 1929 | WAT |  |  | WAT |  |  | 0 | 3000 | 3000 | 0 |  | 0 | 0 | 0 | 0 | 0 | 0 | [6 empty] | 0 | 0 | 0 | 0 | 1929 | 0 | 0 | E | [6 empty] | 0
3 |  | 4176 | 539 | 2 | HR | 3500 | P | OP | 88 | 1928 | WAT |  |  | WAT |  |  | 0 | 3000 | 3000 | 0 |  | 0 | 0 | 0 | 0 | 0 | 0 | [6 empty] | 0 | 0 | 0 | 0 | 1928 | 0 | 0 | E | [6 empty] | 0
3 |  | 4176 | 539 | 3 | HR | 24000 | P | OP | 88 | 1928 | WAT |  |  | WAT |  |  | 0 | 23350 | 24350 | 0 |  | 0 | 0 | 0 | 0 | 0 | 0 | [6 empty] | 0 | 0 | 0 | 0 | 1928 | 0 | 0 | E | [6 empty] | 0
3 |  | 4176 | 540 | 10 | JE | 18594 | P | OP | 88 | 1969 | JF |  |  | JF |  |  | 13458 | 14900 | 21000 | 0 |  | 0 | 0 | 0 | 0 | 0 | 0 | [6 empty] | 0 | 0 | 0 | 0 | 1969 | 0 | 0 | E | [6 empty] | 0
3 |  | 4176 | 541 | 1 | HC | 1200 | P | OP | 88 | 1903 | WAT |  |  | WAT |  |  | 0 | 1383 | 1383 | 0 |  | 0 | 0 | 0 | 0 | 0 | 0 | [6 empty] | 0 | 0 | 0 | 0 | 1903 | 0 | 0 | E | [6 empty] | 0
3 |  | 4176 | 541 | 2 | HC | 1200 | P | OP | 88 | 1903 | WAT |  |  | WAT |  |  | 0 | 1383 | 1383 | 0 |  | 0 | 0 | 0 | 0 | 0 | 0 | [6 empty] | 0 | 0 | 0 | 0 | 1903 | 0 | 0 | E | [6 empty] | 0
3 |  | 4176 | 541 | 3 | HC | 1200 | P | OP | 88 | 1903 | WAT |  |  | WAT |  |  | 0 | 1383 | 1383 | 0 |  | 0 | 0 | 0 | 0 | 0 | 0 | [6 empty] | 0 | 0 | 0 | 0 | 1903 | 0 | 0 | E | [6 empty] | 0
3 |  | 4176 | 541 | 4 | HC | 1200 | P | OP | 88 | 1903 | WAT |  |  | WAT |  |  | 0 | 1383 | 1383 | 0 |  | 0 | 0 | 0 | 0 | 0 | 0 | [6 empty] | 0 | 0 | 0 | 0 | 1903 | 0 | 0 | E | [6 empty] | 0
3 |  | 4176 | 541 | 5 | HC | 1200 | P | OP | 88 | 1903 | WAT |  |  | WAT |  |  | 0 | 1383 | 1383 | 0 |  | 0 | 0 | 0 | 0 | 0 | 0 | [6 empty] | 0 | 0 | 0 | 0 | 1903 | 0 | 0 | E | [6 empty] | 0
3 |  | 4176 | 541 | 6 | HC | 1200 | P | OP | 88 | 1903 | WAT |  |  | WAT |  |  | 0 | 1383 | 1383 | 0 |  | 0 | 0 | 0 | 0 | 0 | 0 | [6 empty] | 0 | 0 | 0 | 0 | 1903 | 0 | 0 | E | [6 empty] | 0
3 |  | 4176 | 542 | 10 | JE | 21250 | P | OP | 88 | 1969 | JF |  |  | JF |  |  | 12716 | 19000 | 23300 | 0 |  | 0 | 0 | 0 | 0 | 0 | 0 | [6 empty] | 0 | 0 | 0 | 0 | 1969 | 0 | 0 | E | [6 empty] | 0
3 |  | 4176 | 542 | 11 | JE | 21250 | P | OP | 88 | 1969 | JF |  |  | JF |  |  | 12727 | 18800 | 23800 | 0 |  | 0 | 0 | 0 | 0 | 0 | 0 | [6 empty] | 0 | 0 | 0 | 0 | 1969 | 0 | 0 | E | [6 empty] | 0
3 |  | 4176 | 542 | 12 | JE | 21250 | P | OP | 88 | 1969 | JF |  |  | JF |  |  | 13428 | 16850 | 24000 | 0 |  | 0 | 0 | 0 | 0 | 0 | 0 | [6 empty] | 0 | 0 | 0 | 0 | 1969 | 0 | 0 | E | [6 empty] | 0
3 |  | 4176 | 543 | 1 | GT | 6000 |  |  | 99 | 1953 |  |  |  | FO2 |  |  | 0 | 0 | 0 | 0 | RE | 4 | 1981 | 0 | 0 | 0 | 0 | [6 empty] | 0 | 0 | 0 | 0 | 1953 | 0 | 0 | E | [6 empty] | 0
3 |  | 4176 | 544 | 3 | ST | 66000 | C | SC | 88 | 1951 | FO6 |  |  | FO6 |  |  | 10816 | 68000 | 71000 | 0 |  | 0 | 0 | 0 | 0 | 0 | 0 | [6 empty] | 0 | 0 | 0 | 0 | 1951 | 0 | 0 | E | [6 empty] | 0
3 |  | 4176 | 544 | 4 | ST | 45000 | C | SC | 88 | 1942 | FO2 |  |  | FO6 |  |  | 11740 | 50000 | 52000 | 0 |  | 0 | 0 | 0 | 0 | 0 | 0 | [6 empty] | 0 | 0 | 0 | 0 | 1942 | 0 | 0 | E | [6 empty] | 0
3 |  | 4176 | 544 | 5 | ST | 45000 | C | SC | 88 | 1947 | FO2 |  |  | FO6 |  |  | 11580 | 48000 | 51000 | 0 |  | 0 | 0 | 0 | 0 | 0 | 0 | [6 empty] | 0 | 0 | 0 | 0 | 1947 | 0 | 0 | E | [6 empty] | 0
3 |  | 4176 | 544 | 6 | ST | 66000 | C | SC | 88 | 1949 | FO6 |  |  | FO6 |  |  | 10816 | 68000 | 71000 | 0 |  | 0 | 0 | 0 | 0 | 0 | 0 | [6 empty] | 0 | 0 | 0 | 0 | 1949 | 0 | 0 | E | [6 empty] | 0
3 |  | 4176 | 544 | 7 | ST | 103500 | C | OP | 88 | 1956 | FO2 |  |  | FO6 |  |  | 9815 | 107000 | 109000 | 0 |  | 0 | 0 | 0 | 0 | 0 | 0 | [6 empty] | 0 | 0 | 0 | 0 | 1956 | 0 | 0 | E | [6 empty] | 0
3 |  | 4176 | 544 | 8 | ST | 103500 | C | OP | 88 | 1958 | FO2 |  |  | FO6 |  |  | 9841 | 107000 | 109000 | 0 |  | 0 | 0 | 0 | 0 | 0 | 0 | [6 empty] | 0 | 0 | 0 | 0 | 1958 | 0 | 0 | E | [6 empty] | 0
3 |  | 4176 | 544 | 10 | GT | 16320 | P |  | 88 | 1966 | NA |  |  | FO2 |  |  | 17829 | 14000 | 18700 | 0 | RE | 5 | 1985 | 0 | 0 | 0 | 0 | [6 empty] | 0 | 0 | 0 | 0 | 1966 | 0 | 0 | E | [6 empty] | 0
3 |  | 4176 | 544 | 11 | JE | 18594 | P | OP | 3 | 1988 | JF |  |  | JF |  |  | 13001 | 17200 | 19200 | 0 |  | 0 | 0 | 3 | 1988 | 3 | 1988 | [6 empty] | 0 | 0 | 0 | 3 | 1988 | 0 | 0 | [7 empty] | 0
3 |  | 4176 | 545 | 10 | JE | 18594 | P |  | 88 | 1969 | NA |  |  | JF |  |  | 14507 | 17200 | 22000 | 0 | RE | 1 | 1986 | 0 | 0 | 0 | 0 | [6 empty] | 0 | 0 | 0 | 0 | 1969 | 0 | 0 | E | [6 empty] | 0
3 |  | 4176 | 546 | 5 | ST | 75000 | C | OP | 88 | 1954 | FO2 | NG |  | FO6 | NG |  | 10018 | 81000 | 82000 | 0 |  | 0 | 0 | 0 | 0 | 0 | 0 | [6 empty] | 0 | 0 | 0 | 0 | 1954 | 0 | 0 | E | [6 empty] | 0
3 |  | 4176 | 546 | 6 | ST | 414900 | C | OP | 7 | 1971 | FO2 |  |  | FO6 |  |  | 10945 | 410000 | 410000 | 0 |  | 0 | 0 | 0 | 0 | 0 | 0 | [6 empty] | 0 | 0 | 0 | 4 | 1971 | 0 | 0 | E | [6 empty] | 0
3 |  | 4176 | 546 | 10 | IC | 2750 | P | OP | 88 | 1967 | FO2 |  |  | FO2 |  |  | 9754 | 2750 | 2750 | 0 |  | 0 | 0 | 0 | 0 | 0 | 0 | [6 empty] | 0 | 0 | 0 | 0 | 1967 | 0 | 0 | E | [6 empty] | 0
3 |  | 4176 | 546 | 11 | IC | 2750 | P | OP | 88 | 1967 | FO2 |  |  | FO2 |  |  | 9754 | 2750 | 2750 | 0 |  | 0 | 0 | 0 | 0 | 0 | 0 | [6 empty] | 0 | 0 | 0 | 0 | 1967 | 0 | 0 | E | [6 empty] | 0
3 |  | 4176 | 548 | 1 | ST | 163200 | C | OP | 88 | 1960 | FO2 |  |  | FO6 |  |  | 9625 | 162000 | 164000 | 0 |  | 0 | 0 | 0 | 0 | 0 | 0 | [6 empty] | 0 | 0 | 0 | 0 | 1960 | 0 | 0 | E | [6 empty] | 0
3 |  | 4176 | 548 | 2 | ST | 163200 | C | OP | 88 | 1963 | FO2 |  |  | FO6 |  |  | 9572 | 168000 | 172000 | 0 |  | 0 | 0 | 0 | 0 | 0 | 0 | [6 empty] | 0 | 0 | 0 | 0 | 1963 | 0 | 0 | E | [6 empty] | 0
3 |  | 4176 | 548 | 10 | GT | 16320 | P | OP | 88 | 1966 | FO2 |  |  | FO2 |  |  | 14845 | 12300 | 17000 | 0 |  | 0 | 0 | 0 | 0 | 0 | 0 | [6 empty] | 0 | 0 | 0 | 0 | 1966 | 0 | 0 | E | [6 empty] | 0
3 |  | 4176 | 549 | 1 | HC | 250 | P | OP | 88 | 1924 | WAT |  |  | WAT |  |  | 0 | 160 | 275 | 0 |  | 0 | 0 | 0 | 0 | 0 | 0 | [6 empty] | 0 | 0 | 0 | 0 | 1924 | 0 | 0 | E | [6 empty] | 0
3 |  | 4176 | 549 | 2 | HC | 250 | P | OP | 88 | 1924 | WAT |  |  | WAT |  |  | 0 | 160 | 275 | 0 |  | 0 | 0 | 0 | 0 | 0 | 0 | [6 empty] | 0 | 0 | 0 | 0 | 1924 | 0 | 0 | E | [6 empty] | 0
3 |  | 4176 | 551 | 1 | HC | 2000 | P | OP | 88 | 1937 | WAT |  |  | WAT |  |  | 0 | 1100 | 2200 | 0 |  | 0 | 0 | 0 | 0 | 0 | 0 | [6 empty] | 0 | 0 | 0 | 0 | 1937 | 0 | 0 | E | [6 empty] | 0
3 |  | 4176 | 552 | 1 | HC | 37200 | P | OP | 88 | 1955 | WAT |  |  | WAT |  |  | 0 | 43000 | 43400 | 0 |  | 0 | 0 | 0 | 0 | 0 | 0 | [6 empty] | 0 | 0 | 0 | 0 | 1955 | 0 | 0 | E | [6 empty] | 0
3 |  | 4176 | 553 | 1 | HC | 7500 | P | OP | 88 | 1919 | WAT |  |  | WAT |  |  | 0 | 7107 | 7107 | 0 |  | 0 | 0 | 0 | 0 | 0 | 0 | [6 empty] | 0 | 0 | 0 | 0 | 1919 | 0 | 0 | E | [6 empty] | 0
3 |  | 4176 | 553 | 2 | HC | 7500 | P | OP | 88 | 1919 | WAT |  |  | WAT |  |  | 0 | 7107 | 7107 | 0 |  | 0 | 0 | 0 | 0 | 0 | 0 | [6 empty] | 7107 | 0 | 0 | 0 | 1919 | 0 | 0 | E | [6 empty] | 0
3 |  | 4176 | 553 | 3 | HC | 7500 | P | OP | 88 | 1919 | WAT |  |  | WAT |  |  | 0 | 7107 | 7107 | 0 |  | 0 | 0 | 0 | 0 | 0 | 0 | [6 empty] | 7107 | 0 | 0 | 0 | 1919 | 0 | 0 | E | [6 empty] | 0
3 |  | 4176 | 553 | 4 | HC | 8000 | P | OP | 88 | 1936 | WAT |  |  | WAT |  |  | 0 | 7629 | 7580 | 0 |  | 0 | 0 | 0 | 0 | 0 | 0 | [6 empty] | 0 | 0 | 0 | 0 | 1936 | 0 | 0 | E | [6 empty] | 0
3 |  | 4176 | 554 | 1 | HC | 400 | P | OP | 88 | 1926 | WAT |  |  | WAT |  |  | 0 | 367 | 400 | 0 |  | 0 | 0 | 0 | 0 | 0 | 0 | [6 empty] | 400 | 400 | 0 | 0 | 1926 | 0 | 0 | E | E | [5 empty] | 0
3 |  | 4176 | 554 | 2 | HC | 300 | P | OP | 88 | 1906 | WAT |  |  | WAT |  |  | 0 | 272 | 415 | 0 |  | 0 | 0 | 0 | 0 | 0 | 0 | [6 empty] | 375 | 415 | 0 | 0 | 1906 | 0 | 0 | E | E | [5 empty] | 0
3 |  | 4176 | 554 | 3 | HC | 360 | P | OP | 88 | 1906 | WAT |  |  | WAT |  |  | 0 | 329 | 440 | 0 |  | 0 | 0 | 0 | 0 | 0 | 0 | [6 empty] | 0 | 0 | 0 | 0 | 1906 | 0 | 0 | E | E | [5 empty] | 0
3 |  | 4176 | 554 | 4 | HC | 350 | P | OP | 88 | 1949 | WAT |  |  | WAT |  |  | 0 | 320 | 385 | 0 |  | 0 | 0 | 0 | 0 | 0 | 0 | [6 empty] | 350 | 385 | 0 | 0 | 1949 | 0 | 0 | E | E | [5 empty] | 0
3 |  | 4176 | 554 | 5 | HC | 350 | P | OP | 88 | 1949 | WAT |  |  | WAT |  |  | 0 | 320 | 360 | 0 |  | 0 | 0 | 0 | 0 | 0 | 0 | [6 empty] | 0 | 0 | 0 | 0 | 1949 | 0 | 0 | E | E | [5 empty] | 0
3 |  | 4176 | 555 | 1 | GT | 6000 |  |  | 99 | 1954 |  |  |  | FO2 |  |  | 0 | 0 | 0 | 0 | RE | 4 | 1981 | 0 | 0 | 0 | 0 | [6 empty] | 0 | 0 | 0 | 0 | 1954 | 0 | 0 | E | [6 empty] | 0
3 |  | 4176 | 555 | 2 | GT | 6000 |  |  | 99 | 1954 |  |  |  | FO2 |  |  | 0 | 0 | 0 | 0 | RE | 4 | 1981 | 0 | 0 | 0 | 0 | [6 empty] | 0 | 0 | 0 | 0 | 1954 | 0 | 0 | E | [6 empty] | 0
3 |  | 4176 | 556 | GT1 | GT | 16000 |  | OP | 99 | 1967 | FO2 |  |  | FO2 |  |  | 15457 | 11400 | 17500 | 0 |  | 0 | 0 | 0 | 0 | 0 | 0 | [6 empty] | 0 | 0 | 0 | 0 | 1967 | 0 | 0 | E | [6 empty] | 0
3 |  | 4176 | 557 | 1 | HC | 1000 | P | OP | 88 | 1919 | WAT |  |  | WAT |  |  | 0 | 1000 | 1000 | 0 |  | 0 | 0 | 0 | 0 | 0 | 0 | [6 empty] | 0 | 0 | 0 | 0 | 1919 | 0 | 0 | E | [6 empty] | 0
3 |  | 4176 | 557 | 2 | HC | 1000 | P | OP | 88 | 1949 | WAT |  |  | WAT |  |  | 0 | 1000 | 1000 | 0 |  | 0 | 0 | 0 | 0 | 0 | 0 | [6 empty] | 0 | 0 | 0 | 0 | 1949 | 0 | 0 | E | [6 empty] | 0
3 |  | 4176 | 557 | 10 | JE | 18594 | P | OP | 88 | 1969 | JF |  |  | JF |  |  | 13058 | 17200 | 21800 | 0 |  | 0 | 0 | 0 | 0 | 0 | 0 | [6 empty] | 0 | 0 | 0 | 0 | 1969 | 0 | 0 | E | [6 empty] | 0
3 |  | 4176 | 560 | 1 | HC | 3000 | P | OP | 88 | 1914 | WAT |  |  | WAT |  |  | 0 | 3500 | 3500 | 0 |  | 0 | 0 | 0 | 0 | 0 | 0 | [6 empty] | 0 | 0 | 0 | 0 | 1914 | 0 | 0 | E | [6 empty] | 0
3 |  | 4176 | 560 | 2 | HC | 3000 | P | OP | 88 | 1914 | WAT |  |  | WAT |  |  | 0 | 3500 | 3500 | 0 |  | 0 | 0 | 0 | 0 | 0 | 0 | [6 empty] | 0 | 0 | 0 | 0 | 1914 | 0 | 0 | E | [6 empty] | 0
3 |  | 4176 | 560 | 3 | HC | 3000 | P | OP | 88 | 1914 | WAT |  |  | WAT |  |  | 0 | 3500 | 3500 | 0 |  | 0 | 0 | 0 | 0 | 0 | 0 | [6 empty] | 0 | 0 | 0 | 0 | 1914 | 0 | 0 | E | [6 empty] | 0
3 |  | 4176 | 561 | 19 | JE | 18594 | P | OP | 88 | 1968 | JF |  |  | JF |  |  | 13031 | 17200 | 22000 | 0 |  | 0 | 0 | 0 | 0 | 0 | 0 | [6 empty] | 0 | 0 | 0 | 0 | 1968 | 0 | 0 | E | [6 empty] | 0
3 |  | 4176 | 562 | 1 | ST | 69000 | C |  | 88 | 1954 | FO2 |  |  | FO6 |  |  | 10505 | 69500 | 69500 | 0 | RE | 9 | 1991 | 0 | 0 | 0 | 0 | [6 empty] | 0 | 0 | 0 | 0 | 1954 | 0 | 0 | E | [6 empty] | 0
3 |  | 4176 | 562 | 2 | ST | 113636 | C | OP | 88 | 1958 | FO2 |  |  | FO6 |  |  | 9698 | 117000 | 120000 | 0 |  | 0 | 0 | 0 | 0 | 0 | 0 | [6 empty] | 0 | 0 | 0 | 0 | 1958 | 0 | 0 | E | [6 empty] | 0
3 |  | 4176 | 562 | 3 | ST | 239360 | C | OP | 88 | 1964 | FO2 |  |  | FO6 |  |  | 9429 | 233000 | 240000 | 0 |  | 0 | 0 | 0 | 0 | 0 | 0 | [6 empty] | 0 | 0 | 0 | 0 | 1964 | 0 | 0 | E | [6 empty] | 0
3 |  | 4176 | 562 | 4 | ST | 414900 | C | OP | 6 | 1973 | FO2 |  |  | FO6 |  |  | 10842 | 400000 | 400000 | 0 |  | 0 | 0 | 0 | 0 | 0 | 0 | [6 empty] | 0 | 0 | 0 | 3 | 1973 | 0 | 0 | E | [6 empty] | 0
3 |  | 4176 | 562 | 10 | JE | 18594 | P | OP | 88 | 1966 | JF |  |  | JF |  |  | 12081 | 17200 | 22000 | 0 |  | 0 | 0 | 0 | 0 | 0 | 0 | [6 empty] | 0 | 0 | 0 | 0 | 1966 | 0 | 0 | E | [6 empty] | 0
3 |  | 4176 | 563 | 1 | ST | 20000 |  |  | 99 | 1921 |  |  |  | FO2 |  |  | 0 | 0 | 0 | 0 | RE | 12 | 1976 | 0 | 0 | 0 | 0 | [6 empty] | 0 | 0 | 0 | 0 | 1921 | 0 | 0 | E | [6 empty] | 0
3 |  | 4176 | 563 | 2 | ST | 20000 |  |  | 99 | 1923 |  |  |  | FO2 |  |  | 0 | 0 | 0 | 0 | RE | 12 | 1976 | 0 | 0 | 0 | 0 | [6 empty] | 0 | 0 | 0 | 0 | 1923 | 0 | 0 | E | [6 empty] | 0
3 |  | 4176 | 563 | 3 | ST | 40000 |  |  | 99 | 1929 |  |  |  | FO2 |  |  | 0 | 0 | 0 | 0 | RE | 12 | 1976 | 0 | 0 | 0 | 0 | [6 empty] | 0 | 0 | 0 | 0 | 1929 | 0 | 0 | E | [6 empty] | 0
3 |  | 4176 | 563 | 4 | ST | 45000 |  |  | 99 | 1938 |  |  |  | FO2 |  |  | 0 | 0 | 0 | 0 | RE | 12 | 1976 | 0 | 0 | 0 | 0 | [6 empty] | 0 | 0 | 0 | 0 | 1938 | 0 | 0 | E | [6 empty] | 0
3 |  | 4176 | 563 | 5 | ST | 45000 | B | OP | 0 | 1942 | REF | BIT |  | REF | BIT |  | 0 | 32050 | 32050 | 0 |  | 0 | 0 | 0 | 0 | 0 | 0 | [6 empty] | 30000 | 31000 | 0 | 0 | 1942 | 43000 | 44000 | [7 empty] | 0
3 |  | 4176 | 563 | 6 | ST | 45000 | B | OP | 88 | 1950 | REF | BIT |  | REF | BIT |  | 0 | 32050 | 32050 | 0 |  | 0 | 0 | 0 | 0 | 0 | 0 | [6 empty] | 30000 | 31000 | 0 | 0 | 1950 | 43000 | 44000 | E | [6 empty] | 0
3 |  | 4176 | 563 | 11 | JE | 41850 | P | OP | 88 | 1970 | JF |  |  | JF |  |  | 12517 | 38800 | 49000 | 0 |  | 0 | 0 | 0 | 0 | 0 | 0 | [6 empty] | 0 | 0 | 0 | 0 | 1970 | 0 | 0 | E | [6 empty] | 0
3 |  | 4176 | 563 | 12 | JE | 41850 | P | OP | 88 | 1970 | JF |  |  | JF |  |  | 13293 | 39000 | 49000 | 0 |  | 0 | 0 | 0 | 0 | 0 | 0 | [6 empty] | 0 | 0 | 0 | 0 | 1970 | 0 | 0 | E | [6 empty] | 0
3 |  | 4176 | 563 | 13 | JE | 41850 | P | OP | 88 | 1970 | JF |  |  | JF |  |  | 12757 | 39000 | 48600 | 0 |  | 0 | 0 | 0 | 0 | 0 | 0 | [6 empty] | 0 | 0 | 0 | 0 | 1970 | 0 | 0 | E | [6 empty] | 0
3 |  | 4176 | 563 | 14 | JE | 41850 | P | OP | 88 | 1970 | JF |  |  | JF |  |  | 12837 | 39000 | 49000 | 0 |  | 0 | 0 | 0 | 0 | 0 | 0 | [6 empty] | 0 | 0 | 0 | 0 | 1970 | 0 | 0 | E | [6 empty] | 0
3 |  | 4176 | 565 | 10 | JE | 18594 | P | OP | 8 | 1967 | JF |  |  | JF |  |  | 12716 | 17200 | 21800 | 0 |  | 0 | 0 | 0 | 0 | 0 | 0 | [6 empty] | 190 | 300 | 0 | 7 | 1967 | 0 | 0 | E | [6 empty] | 0
3 |  | 4176 | 1633 | 1 | GT | 16000 |  |  | 99 | 1967 |  |  |  | FO2 |  |  | 0 | 0 | 0 | 0 | RE | 4 | 1981 | 0 | 0 | 0 | 0 | [6 empty] | 0 | 0 | 0 | 0 | 1967 | 0 | 0 | E | [6 empty] | 0
3 |  | 4176 | 6457 | 1 | HC | 320 | P | OP | 88 | 1905 | WAT |  |  | WAT |  |  | 0 | 140 | 300 | 0 |  | 0 | 0 | 0 | 0 | 0 | 0 | [6 empty] | 0 | 0 | 0 | 0 | 1905 | 0 | 0 | E | [6 empty] | 0
3 |  | 4187 | 558 | 1 | NP | 600300 | B | OP | 1 | 1968 | UR |  |  | UR |  |  | 10916 | 560100 | 590000 | 0 | RT | 6 | 2027 | 0 | 0 | 0 | 0 | [6 empty] | 0 | 0 | 582000 | 6 | 1967 | 0 | 0 | [7 empty] | 0
3 |  | 4226 | 2490 | 2 | ST | 376200 | B | OP | 8 | 1959 | NG | FO6 |  | NG | FO6 |  | 9464 | 335000 | 350000 | 0 |  | 0 | 0 | 0 | 0 | 0 | 0 | [6 empty] | 0 | 0 | 0 | 7 | 1959 | 0 | 0 | E | [6 empty] | 0
3 |  | 4226 | 2490 | 3 | ST | 535500 | B | OP | 6 | 1969 | NG | FO6 |  | NG | FO6 |  | 10059 | 491000 | 501000 | 0 |  | 0 | 0 | 0 | 0 | 0 | 0 | [6 empty] | 0 | 0 | 0 | 4 | 1969 | 0 | 0 | E | [6 empty] | 0
3 |  | 4226 | 2490 | GT1 | GT | 16300 | C | OP | 6 | 1970 | FO2 |  |  | FO2 |  |  | 16976 | 16000 | 18000 | 0 |  | 0 | 0 | 0 | 0 | 0 | 0 | [6 empty] | 0 | 0 | 0 | 5 | 1970 | 0 | 0 | E | [6 empty] | 0
3 |  | 4226 | 2493 | 5 | ST | 156250 | P | OP | 9 | 1951 | NG | FO6 |  | FO6 | NG |  | 10406 | 130000 | 134000 | 0 |  | 0 | 0 | 0 | 0 | 0 | 0 | [6 empty] | 0 | 0 | 0 | 8 | 1951 | 0 | 0 | E | [6 empty] | 0
3 |  | 4226 | 2493 | 6 | ST | 156250 | P | OP | 11 | 1951 | NG | FO6 |  | FO6 | NG |  | 10470 | 130000 | 134000 | 0 |  | 0 | 0 | 0 | 0 | 0 | 0 | [6 empty] | 0 | 0 | 0 | 10 | 1951 | 0 | 0 | E | [6 empty] | 0
3 |  | 4226 | 2493 | 7 | ST | 200000 | B | OP | 6 | 1955 | NG | FO6 |  | FO6 | NG |  | 9683 | 170000 | 175000 | 0 |  | 0 | 0 | 0 | 0 | 0 | 0 | [6 empty] | 0 | 0 | 0 | 5 | 1955 | 0 | 0 | E | [6 empty] | 0
3 |  | 4226 | 2494 | 1A | GT | 21500 | C | OP | 6 | 1971 | FO2 |  |  | FO2 |  |  | 15930 | 17375 | 22000 | 0 |  | 0 | 0 | 0 | 0 | 0 | 0 | [6 empty] | 0 | 0 | 0 | 5 | 1971 | 0 | 0 | E | [6 empty] | 0
3 |  | 4226 | 2494 | 1B | GT | 21500 | C | OP | 6 | 1971 | FO2 |  |  | FO2 |  |  | 15930 | 17375 | 22000 | 0 |  | 0 | 0 | 0 | 0 | 0 | 0 | [6 empty] | 0 | 0 | 0 | 5 | 1971 | 0 | 0 | E | [6 empty] | 0
3 |  | 4226 | 2494 | 1C | GT | 21500 | C | OP | 6 | 1971 | FO2 |  |  | FO2 |  |  | 15930 | 17375 | 22000 | 0 |  | 0 | 0 | 0 | 0 | 0 | 0 | [6 empty] | 0 | 0 | 0 | 5 | 1971 | 0 | 0 | E | [6 empty] | 0
3 |  | 4226 | 2494 | 1D | GT | 21500 | C | OP | 6 | 1971 | FO2 |  |  | FO2 |  |  | 15930 | 17375 | 22000 | 0 |  | 0 | 0 | 0 | 0 | 0 | 0 | [6 empty] | 0 | 0 | 0 | 5 | 1971 | 0 | 0 | E | [6 empty] | 0
3 |  | 4226 | 2494 | 1E | GT | 21500 | C | OP | 6 | 1971 | FO2 |  |  | FO2 |  |  | 15930 | 17375 | 22000 | 0 |  | 0 | 0 | 0 | 0 | 0 | 0 | [6 empty] | 0 | 0 | 0 | 5 | 1971 | 0 | 0 | E | [6 empty] | 0
3 |  | 4226 | 2494 | 1F | GT | 21500 | C | OP | 6 | 1971 | FO2 |  |  | FO2 |  |  | 15930 | 17375 | 22000 | 0 |  | 0 | 0 | 0 | 0 | 0 | 0 | [6 empty] | 0 | 0 | 0 | 5 | 1971 | 0 | 0 | E | [6 empty] | 0
3 |  | 4226 | 2494 | 1G | GT | 21500 | C | OP | 6 | 1971 | FO2 |  |  | FO2 |  |  | 15930 | 17375 | 22000 | 0 |  | 0 | 0 | 0 | 0 | 0 | 0 | [6 empty] | 0 | 0 | 0 | 5 | 1971 | 0 | 0 | E | [6 empty] | 0
3 |  | 4226 | 2494 | 1H | GT | 21500 | C | OP | 6 | 1971 | FO2 |  |  | FO2 |  |  | 15930 | 17375 | 22000 | 0 |  | 0 | 0 | 0 | 0 | 0 | 0 | [6 empty] | 0 | 0 | 0 | 5 | 1971 | 0 | 0 | E | [6 empty] | 0
3 |  | 4226 | 2494 | 2A | GT | 21500 | C | OP | 6 | 1971 | FO2 |  |  | FO2 |  |  | 15930 | 17000 | 22000 | 0 |  | 0 | 0 | 0 | 0 | 0 | 0 | [6 empty] | 0 | 0 | 0 | 5 | 1971 | 0 | 0 | E | [6 empty] | 0
3 |  | 4226 | 2494 | 2B | GT | 21500 | C | OP | 6 | 1971 | FO2 |  |  | FO2 |  |  | 15930 | 17000 | 22000 | 0 |  | 0 | 0 | 0 | 0 | 0 | 0 | [6 empty] | 0 | 0 | 0 | 5 | 1971 | 0 | 0 | E | [6 empty] | 0
3 |  | 4226 | 2494 | 2C | GT | 21500 | C | OP | 6 | 1971 | FO2 |  |  | FO2 |  |  | 15930 | 17000 | 22000 | 0 |  | 0 | 0 | 0 | 0 | 0 | 0 | [6 empty] | 0 | 0 | 0 | 5 | 1971 | 0 | 0 | E | [6 empty] | 0
3 |  | 4226 | 2494 | 2D | GT | 21500 | C | OP | 6 | 1971 | FO2 |  |  | FO2 |  |  | 15930 | 17000 | 22000 | 0 |  | 0 | 0 | 0 | 0 | 0 | 0 | [6 empty] | 0 | 0 | 0 | 5 | 1971 | 0 | 0 | E | [6 empty] | 0
3 |  | 4226 | 2494 | 2E | GT | 21500 | C | OP | 6 | 1971 | FO2 |  |  | FO2 |  |  | 15930 | 17000 | 22000 | 0 |  | 0 | 0 | 0 | 0 | 0 | 0 | [6 empty] | 0 | 0 | 0 | 5 | 1971 | 0 | 0 | E | [6 empty] | 0
3 |  | 4226 | 2494 | 2F | GT | 21500 | C | OP | 6 | 1971 | FO2 |  |  | FO2 |  |  | 15930 | 17000 | 22000 | 0 |  | 0 | 0 | 0 | 0 | 0 | 0 | [6 empty] | 0 | 0 | 0 | 5 | 1971 | 0 | 0 | E | [6 empty] | 0
3 |  | 4226 | 2494 | 2G | GT | 21500 | C | OP | 6 | 1971 | FO2 |  |  | FO2 |  |  | 15930 | 17000 | 22000 | 0 |  | 0 | 0 | 0 | 0 | 0 | 0 | [6 empty] | 0 | 0 | 0 | 5 | 1971 | 0 | 0 | E | [6 empty] | 0
3 |  | 4226 | 2494 | 2H | GT | 21500 | C | OP | 6 | 1971 | FO2 |  |  | FO2 |  |  | 15930 | 17000 | 22000 | 0 |  | 0 | 0 | 0 | 0 | 0 | 0 | [6 empty] | 0 | 0 | 0 | 5 | 1971 | 0 | 0 | E | [6 empty] | 0
3 |  | 4226 | 2494 | 3A | GT | 21500 | C | OP | 7 | 1971 | FO2 |  |  | FO2 |  |  | 15930 | 17750 | 22000 | 0 |  | 0 | 0 | 0 | 0 | 0 | 0 | [6 empty] | 0 | 0 | 0 | 6 | 1971 | 0 | 0 | E | [6 empty] | 0
3 |  | 4226 | 2494 | 3B | GT | 21500 | C | OP | 7 | 1971 | FO2 |  |  | FO2 |  |  | 15930 | 17750 | 22000 | 0 |  | 0 | 0 | 0 | 0 | 0 | 0 | [6 empty] | 0 | 0 | 0 | 6 | 1971 | 0 | 0 | E | [6 empty] | 0
3 |  | 4226 | 2494 | 3C | GT | 21500 | C | OP | 7 | 1971 | FO2 |  |  | FO2 |  |  | 15930 | 17750 | 22000 | 0 |  | 0 | 0 | 0 | 0 | 0 | 0 | [6 empty] | 0 | 0 | 0 | 6 | 1971 | 0 | 0 | E | [6 empty] | 0
3 |  | 4226 | 2494 | 3D | GT | 21500 | C | OP | 7 | 1971 | FO2 |  |  | FO2 |  |  | 15930 | 17750 | 22000 | 0 |  | 0 | 0 | 0 | 0 | 0 | 0 | [6 empty] | 0 | 0 | 0 | 6 | 1971 | 0 | 0 | E | [6 empty] | 0
3 |  | 4226 | 2494 | 3E | GT | 21500 | C | OP | 7 | 1971 | FO2 |  |  | FO2 |  |  | 15930 | 17750 | 22000 | 0 |  | 0 | 0 | 0 | 0 | 0 | 0 | [6 empty] | 0 | 0 | 0 | 6 | 1971 | 0 | 0 | E | [6 empty] | 0
3 |  | 4226 | 2494 | 3F | GT | 21500 | C | OP | 7 | 1971 | FO2 |  |  | FO2 |  |  | 15930 | 17750 | 22000 | 0 |  | 0 | 0 | 0 | 0 | 0 | 0 | [6 empty] | 0 | 0 | 0 | 6 | 1971 | 0 | 0 | E | [6 empty] | 0
3 |  | 4226 | 2494 | 3G | GT | 21500 | C | OP | 7 | 1971 | FO2 |  |  | FO2 |  |  | 15930 | 17750 | 22000 | 0 |  | 0 | 0 | 0 | 0 | 0 | 0 | [6 empty] | 0 | 0 | 0 | 6 | 1971 | 0 | 0 | E | [6 empty] | 0
3 |  | 4226 | 2494 | 3H | GT | 21500 | C | OP | 7 | 1971 | FO2 |  |  | FO2 |  |  | 15930 | 17750 | 22000 | 0 |  | 0 | 0 | 0 | 0 | 0 | 0 | [6 empty] | 0 | 0 | 0 | 6 | 1971 | 0 | 0 | E | [6 empty] | 0
3 |  | 4226 | 2494 | 4A | GT | 21500 | C | OP | 7 | 1971 | FO2 |  |  | FO2 |  |  | 15930 | 17500 | 22000 | 0 |  | 0 | 0 | 0 | 0 | 0 | 0 | [6 empty] | 0 | 0 | 0 | 6 | 1971 | 0 | 0 | E | [6 empty] | 0
3 |  | 4226 | 2494 | 4B | GT | 21500 | C | OP | 7 | 1971 | FO2 |  |  | FO2 |  |  | 15930 | 17500 | 22000 | 0 |  | 0 | 0 | 0 | 0 | 0 | 0 | [6 empty] | 0 | 0 | 0 | 6 | 1971 | 0 | 0 | E | [6 empty] | 0
3 |  | 4226 | 2494 | 4C | GT | 21500 | C | OP | 7 | 1971 | FO2 |  |  | FO2 |  |  | 15930 | 17500 | 22000 | 0 |  | 0 | 0 | 0 | 0 | 0 | 0 | [6 empty] | 0 | 0 | 0 | 6 | 1971 | 0 | 0 | E | [6 empty] | 0
3 |  | 4226 | 2494 | 4D | GT | 21500 | C | OP | 7 | 1971 | FO2 |  |  | FO2 |  |  | 15930 | 17500 | 22000 | 0 |  | 0 | 0 | 0 | 0 | 0 | 0 | [6 empty] | 0 | 0 | 0 | 6 | 1971 | 0 | 0 | E | [6 empty] | 0
3 |  | 4226 | 2494 | 4E | GT | 21500 | C | OP | 7 | 1971 | FO2 |  |  | FO2 |  |  | 15930 | 17500 | 22000 | 0 |  | 0 | 0 | 0 | 0 | 0 | 0 | [6 empty] | 0 | 0 | 0 | 6 | 1971 | 0 | 0 | E | [6 empty] | 0
3 |  | 4226 | 2494 | 4F | GT | 21500 | C | OP | 7 | 1971 | FO2 |  |  | FO2 |  |  | 15930 | 17500 | 22000 | 0 |  | 0 | 0 | 0 | 0 | 0 | 0 | [6 empty] | 0 | 0 | 0 | 6 | 1971 | 0 | 0 | E | [6 empty] | 0
3 |  | 4226 | 2494 | 4G | GT | 21500 | C | OP | 7 | 1971 | FO2 |  |  | FO2 |  |  | 15930 | 17500 | 22000 | 0 |  | 0 | 0 | 0 | 0 | 0 | 0 | [6 empty] | 0 | 0 | 0 | 6 | 1971 | 0 | 0 | E | [6 empty] | 0
3 |  | 4226 | 2494 | 4H | GT | 21500 | C | OP | 7 | 1971 | FO2 |  |  | FO2 |  |  | 15930 | 17500 | 22000 | 0 |  | 0 | 0 | 0 | 0 | 0 | 0 | [6 empty] | 0 | 0 | 0 | 6 | 1971 | 0 | 0 | E | [6 empty] | 0
3 |  | 4226 | 2496 | 4 | GT | 16300 | C | OP | 7 | 1970 | FO2 |  |  | FO2 |  |  | 18000 | 14000 | 17000 | 0 |  | 0 | 0 | 0 | 0 | 0 | 0 | [6 empty] | 0 | 0 | 0 | 6 | 1970 | 0 | 0 | E | [6 empty] | 0
3 |  | 4226 | 2496 | 6 | ST | 110000 |  |  | 10 | 1930 |  |  |  | FO6 |  |  | 0 | 0 | 0 | 0 | RE | 12 | 1978 | 0 | 0 | 0 | 0 | [6 empty] | 0 | 0 | 0 | 0 | 1930 | 0 | 0 | E | [6 empty] | 0
3 |  | 4226 | 2496 | 7 | ST | 160000 | P |  | 1 | 1932 | FO6 |  |  | FO6 |  |  | 10081 | 152000 | 155000 | 0 | RE | 12 | 1987 | 0 | 0 | 0 | 0 | [6 empty] | 0 | 0 | 0 | 12 | 1931 | 0 | 0 | E | E | E |  |  |  |  | 0
3 |  | 4226 | 2496 | 8 | ST | 160000 | P |  | 5 | 1932 | FO6 |  |  | FO6 |  |  | 12629 | 152000 | 155000 | 0 | RE | 2 | 1986 | 0 | 0 | 0 | 0 | [6 empty] | 0 | 0 | 0 | 4 | 1932 | 0 | 0 | E | E | E |  |  |  |  | 0
3 |  | 4226 | 2496 | 10 | ST | 75000 | P | OP | 8 | 1951 | FO6 |  |  | FO6 |  |  | 7636 | 44000 | 44000 | 0 |  | 0 | 0 | 0 | 0 | 0 | 0 | [6 empty] | 0 | 0 | 0 | 7 | 1951 | 0 | 0 | E | [6 empty] | 0
3 |  | 4226 | 2496 | GT1 | GT | 17102 | C | OP | 7 | 1968 | KER |  |  | KER |  |  | 15876 | 13000 | 16000 | 0 |  | 0 | 0 | 0 | 0 | 0 | 0 | [6 empty] | 0 | 0 | 0 | 6 | 1968 | 0 | 0 | E | [6 empty] | 0
3 |  | 4226 | 2496 | GT2 | GT | 18594 | C | OP | 7 | 1968 | KER |  |  | KER |  |  | 15676 | 17000 | 20000 | 0 |  | 0 | 0 | 0 | 0 | 0 | 0 | [6 empty] | 0 | 0 | 0 | 6 | 1968 | 0 | 0 | E | [6 empty] | 0
3 |  | 4226 | 2496 | GT3 | GT | 16300 | C | OP | 7 | 1970 | FO2 |  |  | FO2 |  |  | 18000 | 14000 | 17000 | 0 |  | 0 | 0 | 0 | 0 | 0 | 0 | [6 empty] | 0 | 0 | 0 | 6 | 1970 | 0 | 0 | E | [6 empty] | 0
3 |  | 4226 | 2496 | GT5 | GT | 16300 | C | OP | 7 | 1970 | FO2 |  |  | FO2 |  |  | 18000 | 14000 | 17000 | 0 |  | 0 | 0 | 0 | 0 | 0 | 0 | [6 empty] | 0 | 0 | 0 | 6 | 1970 | 0 | 0 | E | [6 empty] | 0
3 |  | 4226 | 2496 | ST1 | ST | 50000 |  |  | 0 | 1900 |  |  |  | FO6 |  |  | 0 | 0 | 0 | 0 | RE | 1 | 1972 | 0 | 0 | 0 | 0 | [6 empty] | 0 | 0 | 0 | 0 | 1900 | 0 | 0 | E | [6 empty] | 0
3 |  | 4226 | 2496 | ST2 | ST | 50000 |  |  | 6 | 1924 |  |  |  | FO6 |  |  | 0 | 0 | 0 | 0 | RE | 12 | 1978 | 0 | 0 | 0 | 0 | [6 empty] | 0 | 0 | 0 | 0 | 1924 | 0 | 0 | E | [6 empty] | 0
3 |  | 4226 | 2496 | ST3 | ST | 50000 |  |  | 10 | 1924 |  |  |  | FO6 |  |  | 0 | 0 | 0 | 0 | RE | 12 | 1978 | 0 | 0 | 0 | 0 | [6 empty] | 0 | 0 | 0 | 0 | 1924 | 0 | 0 | E | [6 empty] | 0
3 | A412 | 4226 | 2496 | ST5 | ST | 110000 |  |  | 9 | 1928 |  |  |  | FO6 |  |  | 0 | 326000 | 346000 | 0 | RE | 12 | 1981 | 0 | 0 | 0 | 0 | [6 empty] | 0 | 0 | 0 | 0 | 1928 | 0 | 0 | E | [6 empty] | 0
3 |  | 4226 | 2497 | 1 | NP | 275000 |  |  | 10 | 1962 |  |  |  | UR |  |  | 0 | 0 | 0 | 0 | RE | 12 | 1982 | 0 | 0 | 0 | 0 | [6 empty] | 0 | 0 | 0 | 0 | 1962 | 0 | 0 | E | [6 empty] | 0
3 |  | 4226 | 2497 | 2 | NP | 1309672 | B | OP | 8 | 1973 | UR |  |  | UR |  |  | 10117 | 931000 | 939000 | 0 |  | 0 | 0 | 0 | 0 | 0 | 0 | [6 empty] | 0 | 0 | 873000 | 9 | 1973 | 0 | 0 | [7 empty] | 0
3 |  | 4226 | 2497 | GT1 | GT | 16575 | C | OP | 7 | 1969 | FO2 |  |  | FO2 |  |  | 19000 | 19000 | 25000 | 0 |  | 0 | 0 | 0 | 0 | 0 | 0 | [6 empty] | 0 | 0 | 0 | 6 | 1969 | 0 | 0 | E | [6 empty] | 0
3 |  | 4226 | 2498 | 2 | GT | 14000 | C |  | 10 | 1968 | KER |  |  | KER |  |  | 18000 | 9000 | 12000 | 0 | RE | 5 | 1989 | 0 | 0 | 0 | 0 | [6 empty] | 0 | 0 | 0 | 9 | 1968 | 0 | 0 | E | [6 empty] | 0
3 |  | 4226 | 2498 | GT1 | GT | 17500 |  |  | 9 | 1974 |  |  |  | KER |  |  | 0 | 0 | 0 | 0 | RE | 0 | 0 | 0 | 0 | 0 | 0 | [6 empty] | 0 | 0 | 0 | 0 | 1974 | 0 | 0 | E | [6 empty] | 0
3 |  | 4226 | 2499 | GT1 | GT | 24570 | C | OP | 5 | 1972 | NG | KER | FO2 | NG | KER | FO2 | 15440 | 17750 | 23000 | 0 |  | 0 | 0 | 0 | 0 | 0 | 0 | [6 empty] | 0 | 0 | 0 | 4 | 1972 | 0 | 0 | E | [6 empty] | 0
3 |  | 4226 | 2499 | GT2 | GT | 24570 | C | OP | 5 | 1972 | NG | KER | FO2 | NG | KER | FO2 | 15440 | 17750 | 23000 | 0 |  | 0 | 0 | 0 | 0 | 0 | 0 | [6 empty] | 0 | 0 | 0 | 4 | 1972 | 0 | 0 | E | [6 empty] | 0
3 |  | 4226 | 2499 | GT3 | GT | 24570 | C | OP | 5 | 1972 | NG | KER | FO2 | NG | KER | FO2 | 15440 | 17750 | 23000 | 0 |  | 0 | 0 | 0 | 0 | 0 | 0 | [6 empty] | 0 | 0 | 0 | 4 | 1972 | 0 | 0 | E | [6 empty] | 0
3 |  | 4226 | 2499 | GT4 | GT | 24570 | C | OP | 5 | 1972 | NG | KER | FO2 | NG | KER | FO2 | 15440 | 17750 | 23000 | 0 |  | 0 | 0 | 0 | 0 | 0 | 0 | [6 empty] | 0 | 0 | 0 | 4 | 1972 | 0 | 0 | E | [6 empty] | 0
3 |  | 4226 | 2499 | GT5 | GT | 24570 | C | OP | 5 | 1972 | NG | KER | FO2 | NG | KER | FO2 | 15440 | 17750 | 23000 | 0 |  | 0 | 0 | 0 | 0 | 0 | 0 | [6 empty] | 0 | 0 | 0 | 4 | 1972 | 0 | 0 | E | [6 empty] | 0
3 |  | 4226 | 2499 | GT6 | GT | 24570 | C | OP | 5 | 1972 | NG | KER | FO2 | NG | KER | FO2 | 15440 | 17750 | 23000 | 0 |  | 0 | 0 | 0 | 0 | 0 | 0 | [6 empty] | 0 | 0 | 0 | 4 | 1972 | 0 | 0 | E | [6 empty] | 0
3 |  | 4226 | 2499 | GT7 | GT | 24570 | C | OP | 5 | 1972 | NG | KER | FO2 | NG | KER | FO2 | 15440 | 17750 | 23000 | 0 |  | 0 | 0 | 0 | 0 | 0 | 0 | [6 empty] | 0 | 0 | 0 | 4 | 1972 | 0 | 0 | E | [6 empty] | 0
3 |  | 4226 | 2499 | GT8 | GT | 24570 | C | OP | 5 | 1972 | NG | KER | FO2 | NG | KER | FO2 | 15440 | 17750 | 23000 | 0 |  | 0 | 0 | 0 | 0 | 0 | 0 | [6 empty] | 0 | 0 | 0 | 4 | 1972 | 0 | 0 | E | [6 empty] | 0
3 |  | 4226 | 2499 | 2011-02-01 | GT | 24570 | C | OP | 6 | 1972 | NG | KER | FO2 | NG | KER | FO2 | 15440 | 17250 | 23000 | 0 |  | 0 | 0 | 0 | 0 | 0 | 0 | [6 empty] | 0 | 0 | 0 | 5 | 1972 | 0 | 0 | E | [6 empty] | 0
3 |  | 4226 | 2499 | 2011-02-02 | GT | 24570 | C | OP | 6 | 1972 | NG | KER | FO2 | NG | KER | FO2 | 15440 | 17250 | 23000 | 0 |  | 0 | 0 | 0 | 0 | 0 | 0 | [6 empty] | 0 | 0 | 0 | 5 | 1972 | 0 | 0 | E | [6 empty] | 0
3 |  | 4226 | 2499 | 2011-02-03 | GT | 24570 | C | OP | 6 | 1972 | NG | KER | FO2 | NG | KER | FO2 | 15440 | 17250 | 23000 | 0 |  | 0 | 0 | 0 | 0 | 0 | 0 | [6 empty] | 0 | 0 | 0 | 5 | 1972 | 0 | 0 | E | [6 empty] | 0
3 |  | 4226 | 2499 | 2011-02-04 | GT | 24570 | C | OP | 6 | 1972 | NG | KER | FO2 | NG | KER | FO2 | 15440 | 17250 | 23000 | 0 |  | 0 | 0 | 0 | 0 | 0 | 0 | [6 empty] | 0 | 0 | 0 | 5 | 1972 | 0 | 0 | E | [6 empty] | 0
3 |  | 4226 | 2499 | 2011-02-05 | GT | 24570 | C | OP | 6 | 1972 | NG | KER | FO2 | NG | KER | FO2 | 15440 | 17250 | 23000 | 0 |  | 0 | 0 | 0 | 0 | 0 | 0 | [6 empty] | 0 | 0 | 0 | 5 | 1972 | 0 | 0 | E | [6 empty] | 0
3 |  | 4226 | 2499 | 2011-02-06 | GT | 24570 | C | OP | 6 | 1972 | NG | KER | FO2 | NG | KER | FO2 | 15440 | 17250 | 23000 | 0 |  | 0 | 0 | 0 | 0 | 0 | 0 | [6 empty] | 0 | 0 | 0 | 5 | 1972 | 0 | 0 | E | [6 empty] | 0
3 |  | 4226 | 2499 | 2011-02-07 | GT | 24570 | C | OP | 6 | 1972 | NG | KER | FO2 | NG | KER | FO2 | 15440 | 17250 | 23000 | 0 |  | 0 | 0 | 0 | 0 | 0 | 0 | [6 empty] | 0 | 0 | 0 | 5 | 1972 | 0 | 0 | E | [6 empty] | 0
3 |  | 4226 | 2499 | 2011-02-08 | GT | 24570 | C | OP | 6 | 1972 | NG | KER | FO2 | NG | KER | FO2 | 15440 | 17250 | 23000 | 0 |  | 0 | 0 | 0 | 0 | 0 | 0 | [6 empty] | 0 | 0 | 0 | 5 | 1972 | 0 | 0 | E | [6 empty] | 0
3 |  | 4226 | 2500 | 1 | ST | 400000 | B | OP | 2 | 1963 | NG | FO6 |  | NG | FO6 |  | 10169 | 385000 | 390000 | 0 |  | 0 | 0 | 0 | 0 | 0 | 0 | [6 empty] | 0 | 0 | 0 | 12 | 1962 | 0 | 0 | E | [6 empty] | 0
3 |  | 4226 | 2500 | 2 | ST | 400000 | B | OP | 5 | 1963 | NG | FO6 |  | NG | FO6 |  | 10292 | 385000 | 381000 | 0 |  | 0 | 0 | 0 | 0 | 0 | 0 | [6 empty] | 0 | 0 | 0 | 3 | 1963 | 0 | 0 | E | [6 empty] | 0
3 |  | 4226 | 2500 | 3 | ST | 1027700 | B | OP | 6 | 1965 | NG | FO6 | BIT | NG | FO6 |  | 8285 | 972000 | 972000 | 0 |  | 0 | 0 | 0 | 0 | 0 | 0 | [6 empty] | 0 | 0 | 0 | 4 | 1965 | 0 | 0 | E | [6 empty] | 0
3 |  | 4226 | 2500 | GT1 | GT | 16000 | C | OP | 7 | 1967 | NG |  |  | NG |  |  | 16476 | 15000 | 18000 | 0 |  | 0 | 0 | 0 | 0 | 0 | 0 | [6 empty] | 0 | 0 | 0 | 6 | 1967 | 0 | 0 | E | [6 empty] | 0
3 |  | 4226 | 2500 | GT4 | GT | 16300 | C | OP | 9 | 1970 | NG | KER | FO2 | NG | KER | FO2 | 15910 | 16000 | 18000 | 0 |  | 0 | 0 | 0 | 0 | 0 | 0 | [6 empty] | 0 | 0 | 0 | 8 | 1970 | 0 | 0 | E | [6 empty] | 0
3 |  | 4226 | 2500 | GT5 | GT | 16300 | C | OP | 8 | 1970 | NG | KER | FO2 | NG | KER | FO2 | 15910 | 16000 | 19000 | 0 |  | 0 | 0 | 0 | 0 | 0 | 0 | [6 empty] | 0 | 0 | 0 | 7 | 1970 | 0 | 0 | E | [6 empty] | 0
3 |  | 4226 | 2500 | GT6 | GT | 15800 | C | OP | 8 | 1970 | NG | KER | FO2 | NG | KER | FO2 | 15700 | 17000 | 20000 | 0 |  | 0 | 0 | 0 | 0 | 0 | 0 | [6 empty] | 0 | 0 | 0 | 7 | 1970 | 0 | 0 | E | [6 empty] | 0
3 |  | 4226 | 2500 | GT7 | GT | 15800 | C | OP | 8 | 1970 | NG | KER | FO2 | NG | KER | FO2 | 15700 | 17000 | 20000 | 0 |  | 0 | 0 | 0 | 0 | 0 | 0 | [6 empty] | 0 | 0 | 0 | 7 | 1970 | 0 | 0 | E | [6 empty] | 0
3 |  | 4226 | 2500 | GT8 | GT | 22400 | C | OP | 7 | 1970 | NG | KER |  | NG | KER |  | 13500 | 19500 | 23000 | 0 |  | 0 | 0 | 0 | 0 | 0 | 0 | [6 empty] | 0 | 0 | 0 | 6 | 1970 | 0 | 0 | E | [6 empty] | 0
3 |  | 4226 | 2500 | GT9 | GT | 22400 | C | OP | 7 | 1970 | NG | KER |  | NG | KER |  | 13500 | 19500 | 23000 | 0 |  | 0 | 0 | 0 | 0 | 0 | 0 | [6 empty] | 0 | 0 | 0 | 6 | 1970 | 0 | 0 | E | [6 empty] | 0
3 |  | 4226 | 2500 | G10 | GT | 22400 | C | OP | 8 | 1970 | NG | KER |  | NG | KER |  | 13500 | 19500 | 23000 | 0 |  | 0 | 0 | 0 | 0 | 0 | 0 | [6 empty] | 0 | 0 | 0 | 7 | 1970 | 0 | 0 | E | [6 empty] | 0
3 |  | 4226 | 2500 | G11 | GT | 22400 | C | OP | 8 | 1970 | NG | KER |  | NG | KER |  | 13500 | 19500 | 23000 | 0 |  | 0 | 0 | 0 | 0 | 0 | 0 | [6 empty] | 0 | 0 | 0 | 7 | 1970 | 0 | 0 | E | [6 empty] | 0
3 |  | 4226 | 2500 | 2011-02-01 | GT | 39000 | C | OP | 12 | 1970 | NG | KER |  | NG | KER |  | 14780 | 33500 | 41000 | 0 |  | 0 | 0 | 0 | 0 | 0 | 0 | [6 empty] | 0 | 0 | 0 | 11 | 1970 | 0 | 0 | E | [6 empty] | 0
3 |  | 4226 | 2500 | 2011-02-02 | GT | 39000 | C | OP | 12 | 1970 | NG | KER |  | NG | KER |  | 14780 | 33500 | 41000 | 0 |  | 0 | 0 | 0 | 0 | 0 | 0 | [6 empty] | 0 | 0 | 0 | 11 | 1970 | 0 | 0 | E | [6 empty] | 0
3 |  | 4226 | 2500 | 2011-02-03 | GT | 39000 | C | OP | 12 | 1970 | NG | KER |  | NG | KER |  | 14780 | 33500 | 41000 | 0 |  | 0 | 0 | 0 | 0 | 0 | 0 | [6 empty] | 0 | 0 | 0 | 11 | 1970 | 0 | 0 | E | [6 empty] | 0
3 |  | 4226 | 2500 | 2011-02-04 | GT | 39000 | C | OP | 12 | 1970 | NG | KER |  | NG | KER |  | 14780 | 33500 | 41000 | 0 |  | 0 | 0 | 0 | 0 | 0 | 0 | [6 empty] | 0 | 0 | 0 | 11 | 1970 | 0 | 0 | E | [6 empty] | 0
3 |  | 4226 | 2500 | 2011-03-01 | GT | 39000 | C | OP | 8 | 1970 | NG | KER |  | NG | KER |  | 14780 | 36000 | 41000 | 0 |  | 0 | 0 | 0 | 0 | 0 | 0 | [6 empty] | 0 | 0 | 0 | 7 | 1970 | 0 | 0 | E | [6 empty] | 0
3 |  | 4226 | 2500 | 2011-03-02 | GT | 39000 | C | OP | 8 | 1970 | NG | KER |  | NG | KER |  | 14780 | 36000 | 41000 | 0 |  | 0 | 0 | 0 | 0 | 0 | 0 | [6 empty] | 0 | 0 | 0 | 7 | 1970 | 0 | 0 | E | [6 empty] | 0
3 |  | 4226 | 2500 | 2011-03-03 | GT | 39000 | C | OP | 8 | 1970 | NG | KER |  | NG | KER |  | 14780 | 36000 | 41000 | 0 |  | 0 | 0 | 0 | 0 | 0 | 0 | [6 empty] | 0 | 0 | 0 | 7 | 1970 | 0 | 0 | E | [6 empty] | 0
3 |  | 4226 | 2500 | 2011-03-04 | GT | 39000 | C | OP | 8 | 1970 | NG | KER |  | NG | KER |  | 14780 | 36000 | 41000 | 0 |  | 0 | 0 | 0 | 0 | 0 | 0 | [6 empty] | 0 | 0 | 0 | 7 | 1970 | 0 | 0 | E | [6 empty] | 0
3 |  | 4226 | 2502 | 1 | ST | 40000 |  |  | 0 | 1900 |  |  |  | FO6 | NG |  | 0 | 0 | 0 | 0 | RE | 12 | 1972 | 0 | 0 | 0 | 0 | [6 empty] | 0 | 0 | 0 | 0 | 1900 | 0 | 0 | E | [6 empty] | 0
3 |  | 4226 | 2502 | 4 | ST | 50000 | P |  | 9 | 1937 | NG | FO6 |  | NG | FO6 |  | 11142 | 29000 | 29000 | 0 | RE | 12 | 1990 | 0 | 0 | 0 | 0 | [6 empty] | 0 | 0 | 0 | 8 | 1937 | 0 | 0 | E | [6 empty] | 0
3 |  | 4226 | 2502 | 5 | ST | 66250 | P | OP | 6 | 1938 | NG | FO6 |  | NG | FO6 |  | 11404 | 37000 | 37000 | 0 |  | 0 | 0 | 0 | 0 | 0 | 0 | [6 empty] | 0 | 0 | 0 | 5 | 1938 | 0 | 0 | E | [6 empty] | 0
3 |  | 4226 | 2502 | 6 | ST | 65000 |  |  | 7 | 1941 |  |  |  | FO6 | NG |  | 0 | 0 | 0 | 0 | RE | 12 | 1981 | 0 | 0 | 0 | 0 | [6 empty] | 0 | 0 | 0 | 0 | 1941 | 0 | 0 | E | [6 empty] | 0
3 |  | 4226 | 2502 | 7 | ST | 81250 | P | OP | 9 | 1941 | NG | FO6 |  | NG | FO6 |  | 11404 | 57000 | 57000 | 0 |  | 0 | 0 | 0 | 0 | 0 | 0 | [6 empty] | 0 | 0 | 0 | 8 | 1941 | 0 | 0 | E | [6 empty] | 0
3 |  | 4226 | 2502 | 8 | ST | 62500 | P | OP | 6 | 1949 | NG | FO6 |  | NG | FO6 |  | 11404 | 47000 | 47000 | 0 |  | 0 | 0 | 0 | 0 | 0 | 0 | [6 empty] | 0 | 0 | 0 | 5 | 1949 | 0 | 0 | E | [6 empty] | 0
3 |  | 4226 | 2502 | 9 | ST | 62500 | P | OP | 10 | 1949 | NG | FO6 |  | NG | FO6 |  | 11404 | 47000 | 47000 | 0 |  | 0 | 0 | 0 | 0 | 0 | 0 | [6 empty] | 0 | 0 | 0 | 9 | 1949 | 0 | 0 | E | [6 empty] | 0
3 |  | 4226 | 2502 | 10 | ST | 35000 |  |  | 9 | 1924 |  |  |  | FO6 | NG |  | 0 | 0 | 0 | 0 | RE | 12 | 1976 | 0 | 0 | 0 | 0 | [6 empty] | 0 | 0 | 0 | 0 | 1924 | 0 | 0 | E | [6 empty] | 0
3 |  | 4226 | 2502 | 11 | ST | 35000 |  |  | 10 | 1919 |  |  |  | FO6 | NG |  | 0 | 0 | 0 | 0 | RE | 5 | 1977 | 0 | 0 | 0 | 0 | [6 empty] | 0 | 0 | 0 | 0 | 1919 | 0 | 0 | E | [6 empty] | 0
3 |  | 4226 | 2502 | 12 | ST | 35000 |  |  | 10 | 1924 |  |  |  | FO6 | NG |  | 0 | 0 | 0 | 0 | RE | 8 | 1976 | 0 | 0 | 0 | 0 | [6 empty] | 0 | 0 | 0 | 0 | 1924 | 0 | 0 | E | [6 empty] | 0
3 |  | 4226 | 2502 | 13 | ST | 35000 |  |  | 12 | 1919 |  |  |  | FO6 | NG |  | 0 | 0 | 0 | 0 | RE | 5 | 1977 | 0 | 0 | 0 | 0 | [6 empty] | 0 | 0 | 0 | 0 | 1919 | 0 | 0 | E | [6 empty] | 0
3 |  | 4226 | 2502 | 14 | ST | 60000 | P | OP | 11 | 1948 | NG | FO6 |  | NG | FO6 |  | 11404 | 53000 | 58000 | 0 |  | 0 | 0 | 0 | 0 | 0 | 0 | [6 empty] | 0 | 0 | 0 | 10 | 1948 | 0 | 0 | E | [6 empty] | 0
3 |  | 4226 | 2502 | 15 | ST | 75000 | P | OP | 3 | 1949 | NG | FO6 |  | NG | FO6 |  | 11404 | 65000 | 70000 | 0 |  | 0 | 0 | 0 | 0 | 0 | 0 | [6 empty] | 0 | 0 | 0 | 2 | 1949 | 0 | 0 | E | [6 empty] | 0
3 |  | 4226 | 2502 | GT1 | GT | 14000 | C | OP | 10 | 1968 | KER |  |  | KER |  |  | 18000 | 11000 | 14000 | 0 |  | 0 | 0 | 0 | 0 | 0 | 0 | [6 empty] | 0 | 0 | 0 | 9 | 1968 | 0 | 0 | E | [6 empty] | 0
3 |  | 4226 | 2503 | 7 | ST | 35000 |  |  | 6 | 1918 |  |  |  | FO6 |  |  | 0 | 0 | 0 | 0 | RE | 4 | 1977 | 0 | 0 | 0 | 0 | [6 empty] | 0 | 0 | 0 | 0 | 1918 | 0 | 0 | E | [6 empty] | 0
3 |  | 4226 | 2503 | 8 | ST | 35000 |  |  | 1 | 1918 |  |  |  | FO6 |  |  | 0 | 0 | 0 | 0 | RE | 2 | 1977 | 0 | 0 | 0 | 0 | [6 empty] | 0 | 0 | 0 | 0 | 1918 | 0 | 0 | E | [6 empty] | 0
3 |  | 4226 | 2503 | 13 | ST | 57500 | P |  | 3 | 1952 | FO6 |  |  | FO6 |  |  | 12027 | 67000 | 67000 | 0 | RE | 12 | 1990 | 0 | 0 | 0 | 0 | [6 empty] | 0 | 0 | 0 | 2 | 1952 | 0 | 0 | E | [6 empty] | 0
3 |  | 4226 | 2503 | 14 | ST | 22000 | P | OP | 5 | 1962 | FO6 |  |  | FO6 |  |  | 11920 | 16000 | 16000 | 0 |  | 0 | 0 | 0 | 0 | 0 | 0 | [6 empty] | 0 | 0 | 0 | 3 | 1962 | 0 | 0 | E | [6 empty] | 0
3 |  | 4226 | 2503 | 15 | ST | 35000 | P | OP | 8 | 1968 | FO6 |  |  | FO6 |  |  | 11920 | 19000 | 19000 | 0 |  | 0 | 0 | 0 | 0 | 0 | 0 | [6 empty] | 0 | 0 | 0 | 6 | 1968 | 0 | 0 | E | [6 empty] | 0
3 |  | 4226 | 2503 | GT1 | GT | 17102 | C | OP | 6 | 1969 | KER |  |  | KER |  |  | 11920 | 17000 | 20000 | 0 |  | 0 | 0 | 0 | 0 | 0 | 0 | [6 empty] | 0 | 0 | 0 | 5 | 1969 | 0 | 0 | E | [6 empty] | 0
3 |  | 4226 | 2503 | GT2 | GT | 17102 | C |  | 2 | 1969 | KER |  |  | KER |  |  | 15876 | 17000 | 20000 | 0 | RE | 7 | 1991 | 0 | 0 | 0 | 0 | [6 empty] | 0 | 0 | 0 | 1 | 1969 | 0 | 0 | E | [6 empty] | 0
3 |  | 4226 | 2504 | 3 | ST | 30000 |  |  | 7 | 1915 |  |  |  | FO6 |  |  | 0 | 0 | 0 | 0 | RE | 12 | 1982 | 0 | 0 | 0 | 0 | [6 empty] | 0 | 0 | 0 | 0 | 1915 | 0 | 0 | E | [6 empty] | 0
3 |  | 4226 | 2504 | 4 | ST | 60000 |  |  | 99 | 1918 |  |  |  | FO6 |  |  | 0 | 0 | 0 | 0 | RE | 1 | 1972 | 0 | 0 | 0 | 0 | [6 empty] | 0 | 0 | 0 | 0 | 1918 | 0 | 0 | E | [6 empty] | 0
3 |  | 4226 | 2504 | 9 | ST | 75000 | P | SB | 11 | 1959 | FO6 |  |  | FO6 |  |  | 11649 | 65000 | 65000 | 0 |  | 0 | 0 | 0 | 0 | 0 | 0 | [6 empty] | 0 | 0 | 0 | 10 | 1959 | 0 | 0 | E | [6 empty] | 0
3 |  | 4226 | 2504 | 10 | ST | 69000 | P | SB | 5 | 1956 | FO6 |  |  | FO6 |  |  | 11649 | 65000 | 65000 | 0 |  | 0 | 0 | 0 | 0 | 0 | 0 | [6 empty] | 0 | 0 | 0 | 4 | 1956 | 0 | 0 | E | [6 empty] | 0
3 |  | 4226 | 2504 | 11 | ST | 35000 | P | OP | 4 | 1962 | FO6 |  |  | FO6 |  |  | 11649 | 36000 | 36000 | 0 |  | 0 | 0 | 0 | 0 | 0 | 0 | [6 empty] | 0 | 0 | 0 | 2 | 1962 | 0 | 0 | E | [6 empty] | 0
3 |  | 4226 | 2504 | GT1 | GT | 18594 | C | OP | 10 | 1968 | KER |  |  | KER |  |  | 15676 | 17000 | 20000 | 0 |  | 0 | 0 | 0 | 0 | 0 | 0 | [6 empty] | 0 | 0 | 0 | 9 | 1968 | 0 | 0 | E | [6 empty] | 0
3 |  | 4226 | 2504 | GT2 | GT | 18594 | C | OP | 10 | 1968 | KER |  |  | KER |  |  | 15676 | 17000 | 20000 | 0 |  | 0 | 0 | 0 | 0 | 0 | 0 | [6 empty] | 0 | 0 | 0 | 9 | 1968 | 0 | 0 | E | [6 empty] | 0
3 |  | 4226 | 4233 | GT2 | GT | 25000 | C | OP | 7 | 1971 | FO2 |  |  | FO2 |  |  | 16976 | 21000 | 27000 | 0 |  | 0 | 0 | 0 | 0 | 0 | 0 | [6 empty] | 0 | 0 | 0 | 0 | 1971 | 0 | 0 | E | [6 empty] | 0
3 |  | 4226 | 4233 | GT3 | GT | 19800 | C | OP | 12 | 1970 | FO2 |  |  | FO2 |  |  | 16976 | 16000 | 20000 | 0 |  | 0 | 0 | 0 | 0 | 0 | 0 | [6 empty] | 0 | 0 | 0 | 0 | 1970 | 0 | 0 | E | [6 empty] | 0
3 | A417 | 4226 | 5045 | 1 | NP | 0 |  |  | 0 | 0 | [6 empty] | 0 | 0 | 0 | 1115000 | CN | 88 | 1972 | 0 | 0 | 88 | 1999 |  |  |  | UR |  |  | 0 | 0 | 0 | 0 | 0 | 0 | 0 | [7 empty] | 0
3 | A417 | 4226 | 5045 | 2 | NP | 0 |  |  | 0 | 0 | [6 empty] | 0 | 0 | 0 | 1115000 | CN | 1 | 1984 | 0 | 0 | 88 | 1999 |  |  |  | UR |  |  | 0 | 0 | 0 | 0 | 0 | 0 | 0 | [7 empty] | 0
3 |  | 4226 | 8906 | 2 | ST | 200000 | B | OP | 3 | 1954 | NG | FO6 |  | NG | FO6 |  | 10498 | 171000 | 175000 | 0 |  | 0 | 0 | 0 | 0 | 0 | 0 | [6 empty] | 0 | 0 | 0 | 2 | 1954 | 0 | 0 | E | [6 empty] | 0
3 |  | 4226 | 8906 | 3 | ST | 376200 | B | OP | 9 | 1958 | NG | FO6 |  | NG | FO6 |  | 9970 | 353000 | 361000 | 0 |  | 0 | 0 | 0 | 0 | 0 | 0 | [6 empty] | 0 | 0 | 0 | 8 | 1958 | 0 | 0 | E | [6 empty] | 0
3 |  | 4226 | 8906 | 4 | ST | 387200 | B | OP | 3 | 1961 | NG | FO6 |  | NG | FO6 |  | 9646 | 361000 | 369000 | 0 |  | 0 | 0 | 0 | 0 | 0 | 0 | [6 empty] | 0 | 0 | 0 | 1 | 1961 | 0 | 0 | E | [6 empty] | 0
3 |  | 4226 | 8906 | 7 | GT | 19800 | C | OP | 6 | 1970 | FO2 |  |  | FO2 |  |  | 17500 | 15033 | 15000 | 0 |  | 0 | 0 | 0 | 0 | 0 | 0 | [6 empty] | 0 | 0 | 0 | 5 | 1970 | 0 | 0 | E | [6 empty] | 0
3 |  | 4226 | 8906 | 8 | GT | 19800 | C | OP | 6 | 1970 | FO2 |  |  | FO2 |  |  | 17500 | 15033 | 15000 | 0 |  | 0 | 0 | 0 | 0 | 0 | 0 | [6 empty] | 0 | 0 | 0 | 5 | 1970 | 0 | 0 | E | [6 empty] | 0
3 |  | 4226 | 8906 | 9 | GT | 19800 | C | OP | 8 | 1970 | FO2 |  |  | FO2 |  |  | 17500 | 14500 | 15000 | 0 |  | 0 | 0 | 0 | 0 | 0 | 0 | [6 empty] | 0 | 0 | 0 | 7 | 1970 | 0 | 0 | E | [6 empty] | 0
3 |  | 4226 | 8906 | 10 | GT | 25000 | C | OP | 1 | 1971 | FO2 |  |  | FO2 |  |  | 17500 | 22400 | 26000 | 0 |  | 0 | 0 | 0 | 0 | 0 | 0 | [6 empty] | 0 | 0 | 0 | 12 | 1970 | 0 | 0 | E | [6 empty] | 0
3 |  | 4226 | 8906 | 11 | GT | 25000 | C | OP | 2 | 1971 | FO2 |  |  | FO2 |  |  | 17500 | 22050 | 26000 | 0 |  | 0 | 0 | 0 | 0 | 0 | 0 | [6 empty] | 0 | 0 | 0 | 1 | 1971 | 0 | 0 | E | [6 empty] | 0
3 |  | 4226 | 8906 | 12 | GT | 25000 | C | OP | 5 | 1971 | FO2 |  |  | FO2 |  |  | 17500 | 21600 | 26000 | 0 |  | 0 | 0 | 0 | 0 | 0 | 0 | [6 empty] | 0 | 0 | 0 | 4 | 1971 | 0 | 0 | E | [6 empty] | 0
3 |  | 4226 | 8906 | 13 | GT | 25000 | C | OP | 5 | 1971 | FO2 |  |  | FO2 |  |  | 17500 | 22050 | 26000 | 0 |  | 0 | 0 | 0 | 0 | 0 | 0 | [6 empty] | 0 | 0 | 0 | 4 | 1971 | 0 | 0 | E | [6 empty] | 0
3 |  | 4226 | 8906 | GT1 | GT | 16000 | C | OP | 7 | 1967 | NG |  |  | NG |  |  | 16476 | 15000 | 18000 | 0 |  | 0 | 0 | 0 | 0 | 0 | 0 | [6 empty] | 0 | 0 | 0 | 6 | 1967 | 0 | 0 | E | [6 empty] | 0
3 |  | 4226 | 8906 | GT5 | GT | 19800 | C | OP | 6 | 1970 | FO2 |  |  | FO2 |  |  | 17500 | 15033 | 15000 | 0 |  | 0 | 0 | 0 | 0 | 0 | 0 | [6 empty] | 0 | 0 | 0 | 5 | 1970 | 0 | 0 | E | [6 empty] | 0
3 |  | 4226 | 8906 | ST1 | ST | 200000 | B | OP | 11 | 1953 | NG | FO6 |  | NG | FO6 |  | 10041 | 171000 | 175000 | 0 |  | 0 | 0 | 0 | 0 | 0 | 0 | [6 empty] | 0 | 0 | 0 | 10 | 1953 | 0 | 0 | E | [6 empty] | 0
3 |  | 4226 | 8906 | ST5 | ST | 387200 | B | OP | 5 | 1962 | NG | FO6 |  | FO6 | NG |  | 9272 | 361000 | 369000 | 0 |  | 0 | 0 | 0 | 0 | 0 | 0 | [6 empty] | 0 | 0 | 0 | 3 | 1962 | 0 | 0 | E | [6 empty] | 0
3 |  | 4226 | 8906 | 2011-02-01 | GT | 44125 | C | OP | 6 | 1970 | NG | KER |  | NG | KER |  | 13320 | 40500 | 46000 | 0 |  | 0 | 0 | 0 | 0 | 0 | 0 | [6 empty] | 0 | 0 | 0 | 5 | 1970 | 0 | 0 | E | [6 empty] | 0
3 |  | 4226 | 8906 | 2011-02-02 | GT | 44125 | C | OP | 6 | 1970 | NG | KER |  | NG | KER |  | 13320 | 40500 | 46000 | 0 |  | 0 | 0 | 0 | 0 | 0 | 0 | [6 empty] | 0 | 0 | 0 | 5 | 1970 | 0 | 0 | E | [6 empty] | 0
3 |  | 4226 | 8906 | 2011-02-03 | GT | 44125 | C | OP | 6 | 1970 | NG | KER |  | NG | KER |  | 13320 | 40500 | 46000 | 0 |  | 0 | 0 | 0 | 0 | 0 | 0 | [6 empty] | 0 | 0 | 0 | 5 | 1970 | 0 | 0 | E | [6 empty] | 0
3 |  | 4226 | 8906 | 2011-02-04 | GT | 44125 | C | OP | 6 | 1970 | NG | KER |  | NG | KER |  | 13320 | 40500 | 46000 | 0 |  | 0 | 0 | 0 | 0 | 0 | 0 | [6 empty] | 0 | 0 | 0 | 5 | 1970 | 0 | 0 | E | [6 empty] | 0
3 |  | 4226 | 8906 | 2011-03-01 | GT | 44125 | C | OP | 6 | 1970 | NG | KER |  | NG | KER |  | 13320 | 40500 | 46000 | 0 |  | 0 | 0 | 0 | 0 | 0 | 0 | [6 empty] | 0 | 0 | 0 | 5 | 1970 | 0 | 0 | E | [6 empty] | 0
3 |  | 4226 | 8906 | 2011-03-02 | GT | 44125 | C | OP | 6 | 1970 | NG | KER |  | NG | KER |  | 13320 | 40500 | 46000 | 0 |  | 0 | 0 | 0 | 0 | 0 | 0 | [6 empty] | 0 | 0 | 0 | 5 | 1970 | 0 | 0 | E | [6 empty] | 0
3 |  | 4226 | 8906 | 2011-03-03 | GT | 44125 | C | OP | 6 | 1970 | NG | KER |  | NG | KER |  | 13320 | 40500 | 46000 | 0 |  | 0 | 0 | 0 | 0 | 0 | 0 | [6 empty] | 0 | 0 | 0 | 5 | 1970 | 0 | 0 | E | [6 empty] | 0
3 |  | 4226 | 8906 | 2011-03-04 | GT | 44125 | C | OP | 6 | 1970 | NG | KER |  | NG | KER |  | 13320 | 40500 | 46000 | 0 |  | 0 | 0 | 0 | 0 | 0 | 0 | [6 empty] | 0 | 0 | 0 | 5 | 1970 | 0 | 0 | E | [6 empty] | 0
3 |  | 4226 | 8906 | 2011-04-01 | GT | 44125 | C | OP | 7 | 1970 | NG | KER |  | NG | KER |  | 13320 | 40500 | 46000 | 0 |  | 0 | 0 | 0 | 0 | 0 | 0 | [6 empty] | 0 | 0 | 0 | 6 | 1970 | 0 | 0 | E | [6 empty] | 0
3 |  | 4226 | 8906 | 2011-04-02 | GT | 44125 | C | OP | 7 | 1970 | NG | KER |  | NG | KER |  | 13320 | 40500 | 46000 | 0 |  | 0 | 0 | 0 | 0 | 0 | 0 | [6 empty] | 0 | 0 | 0 | 6 | 1970 | 0 | 0 | E | [6 empty] | 0
3 |  | 4226 | 8906 | 2011-04-03 | GT | 44125 | C | OP | 7 | 1970 | NG | KER |  | NG | KER |  | 13320 | 40500 | 46000 | 0 |  | 0 | 0 | 0 | 0 | 0 | 0 | [6 empty] | 0 | 0 | 0 | 6 | 1970 | 0 | 0 | E | [6 empty] | 0
3 |  | 4226 | 8906 | 2011-04-04 | GT | 44125 | C | OP | 7 | 1970 | NG | KER |  | NG | KER |  | 13320 | 40500 | 46000 | 0 |  | 0 | 0 | 0 | 0 | 0 | 0 | [6 empty] | 0 | 0 | 0 | 6 | 1970 | 0 | 0 | E | [6 empty] | 0
3 |  | 4247 | 3971 | 1 | HC | 1500 | B | OP | 88 | 1916 | WAT |  |  | WAT |  |  | 0 | 1300 | 1300 | 0 |  | 0 | 0 | 0 | 0 | 0 | 0 | [6 empty] | 0 | 0 | 0 | 0 | 1916 | 0 | 0 | E | [6 empty] | 0
3 |  | 4247 | 3971 | 2 | HC | 1500 | B | OP | 88 | 1921 | WAT |  |  | WAT |  |  | 0 | 1300 | 1300 | 0 |  | 0 | 0 | 0 | 0 | 0 | 0 | [6 empty] | 0 | 0 | 0 | 0 | 1921 | 0 | 0 | E | [6 empty] | 0
3 |  | 4247 | 3971 | 3 | HC | 800 | B | OP | 88 | 1921 | WAT |  |  | WAT |  |  | 0 | 700 | 700 | 0 |  | 0 | 0 | 0 | 0 | 0 | 0 | [6 empty] | 0 | 0 | 0 | 0 | 1921 | 0 | 0 | E | [6 empty] | 0
3 |  | 4247 | 3972 | 1 | HC | 1200 | B | OP | 88 | 1942 | WAT |  |  | WAT |  |  | 0 | 1200 | 1200 | 0 |  | 0 | 0 | 0 | 0 | 0 | 0 | [6 empty] | 0 | 0 | 0 | 0 | 1942 | 0 | 0 | E | [6 empty] | 0
3 |  | 4247 | 3972 | 2 | HC | 2000 | B | OP | 88 | 1942 | WAT |  |  | WAT |  |  | 0 | 2000 | 2000 | 0 |  | 0 | 0 | 0 | 0 | 0 | 0 | [6 empty] | 0 | 0 | 0 | 0 | 1942 | 0 | 0 | E | [6 empty] | 0
3 |  | 4247 | 3972 | 3 | HC | 2000 | B | OP | 88 | 1942 | WAT |  |  | WAT |  |  | 0 | 2000 | 2000 | 0 |  | 0 | 0 | 0 | 0 | 0 | 0 | [6 empty] | 0 | 0 | 0 | 0 | 1942 | 0 | 0 | E | [6 empty] | 0
3 |  | 4247 | 3972 | 4 | HC | 2000 | B | OP | 88 | 1942 | WAT |  |  | WAT |  |  | 0 | 2000 | 2000 | 0 |  | 0 | 0 | 0 | 0 | 0 | 0 | [6 empty] | 0 | 0 | 0 | 0 | 1942 | 0 | 0 | E | [6 empty] | 0
3 |  | 4247 | 3973 | 1 | HC | 800 | B | OP | 88 | 1918 | WAT |  |  | WAT |  |  | 0 | 800 | 800 | 0 |  | 0 | 0 | 0 | 0 | 0 | 0 | [6 empty] | 0 | 0 | 0 | 0 | 1918 | 0 | 0 | E | [6 empty] | 0
3 |  | 4247 | 3973 | 2 | HC | 800 | B | OP | 88 | 1918 | WAT |  |  | WAT |  |  | 0 | 800 | 800 | 0 |  | 0 | 0 | 0 | 0 | 0 | 0 | [6 empty] | 0 | 0 | 0 | 0 | 1918 | 0 | 0 | E | [6 empty] | 0
3 |  | 4247 | 3973 | 3 | HC | 800 | B | OP | 88 | 1918 | WAT |  |  | WAT |  |  | 0 | 800 | 800 | 0 |  | 0 | 0 | 0 | 0 | 0 | 0 | [6 empty] | 0 | 0 | 0 | 0 | 1918 | 0 | 0 | E | [6 empty] | 0
3 |  | 4247 | 3973 | 4 | HC | 800 | B | OP | 88 | 1918 | WAT |  |  | WAT |  |  | 0 | 800 | 800 | 0 |  | 0 | 0 | 0 | 0 | 0 | 0 | [6 empty] | 0 | 0 | 0 | 0 | 1918 | 0 | 0 | E | [6 empty] | 0
3 |  | 4247 | 3973 | 5 | HC | 800 | B | OP | 88 | 1918 | WAT |  |  | WAT |  |  | 0 | 800 | 800 | 0 |  | 0 | 0 | 0 | 0 | 0 | 0 | [6 empty] | 0 | 0 | 0 | 0 | 1918 | 0 | 0 | E | [6 empty] | 0
3 |  | 4247 | 3973 | 6 | HC | 800 | B | OP | 88 | 1918 | WAT |  |  | WAT |  |  | 0 | 800 | 800 | 0 |  | 0 | 0 | 0 | 0 | 0 | 0 | [6 empty] | 0 | 0 | 0 | 0 | 1918 | 0 | 0 | E | [6 empty] | 0
3 |  | 4247 | 3974 | 1 | HC | 2200 | B | OP | 88 | 1920 | WAT |  |  | WAT |  |  | 0 | 2200 | 2200 | 0 |  | 0 | 0 | 0 | 0 | 0 | 0 | [6 empty] | 0 | 0 | 0 | 0 | 1920 | 0 | 0 | E | [6 empty] | 0
3 |  | 4247 | 3974 | 2 | HC | 2200 | B | OP | 88 | 1920 | WAT |  |  | WAT |  |  | 0 | 2200 | 2200 | 0 |  | 0 | 0 | 0 | 0 | 0 | 0 | [6 empty] | 0 | 0 | 0 | 0 | 1920 | 0 | 0 | E | [6 empty] | 0
3 |  | 4247 | 3975 | 1 | HC | 1800 | B | OP | 88 | 1963 | WAT |  |  | WAT |  |  | 0 | 1800 | 1800 | 0 |  | 0 | 0 | 0 | 0 | 0 | 0 | [6 empty] | 0 | 0 | 0 | 0 | 1963 | 0 | 0 | E | [6 empty] | 0
3 |  | 4254 | 1693 | 1 | HC | 4000 | P | OP | 1 | 1924 | WAT |  |  | WAT |  |  | 0 | 4000 | 4000 | 0 |  | 0 | 0 | 0 | 0 | 0 | 0 | [6 empty] | 0 | 0 | 0 | 10 | 1923 | 0 | 0 | E |  |  |  | Y | Total hydro cap derated 68,000kw sum, 84,000kw winter based on historical demo caps result of average rainfall condition |  | 0
3 |  | 4254 | 1693 | 2 | HC | 4000 | P | OP | 1 | 1924 | WAT |  |  | WAT |  |  | 0 | 4000 | 4000 | 0 |  | 0 | 0 | 0 | 0 | 0 | 0 | [6 empty] | 0 | 0 | 0 | 10 | 1923 | 0 | 0 | E |  |  |  | Y | see note under gen 1 |  | 0
3 |  | 4254 | 1694 | 1 | HC | 450 | P | OP | 88 | 1935 | WAT |  |  | WAT |  |  | 0 | 400 | 400 | 0 |  | 0 | 0 | 0 | 0 | 0 | 0 | [6 empty] | 0 | 0 | 0 | 0 | 1935 | 0 | 0 | E |  |  |  | Y | see note under Alcona Gen 1 |  | 0
3 |  | 4254 | 1694 | 2 | HC | 900 | P | OP | 88 | 1935 | WAT |  |  | WAT |  |  | 0 | 900 | 900 | 0 |  | 0 | 0 | 0 | 0 | 0 | 0 | [6 empty] | 0 | 0 | 0 | 0 | 1935 | 0 | 0 | E |  |  |  | Y | see note under Alcona gen 1 |  | 0
3 |  | 4254 | 1694 | 3 | HC | 1200 | P | OP | 88 | 1945 | WAT |  |  | WAT |  |  | 0 | 1200 | 1200 | 0 |  | 0 | 0 | 0 | 0 | 0 | 0 | [6 empty] | 0 | 0 | 0 | 0 | 1945 | 0 | 0 | E |  |  |  | Y | See Note under Alcona Gen 1 |  | 0
3 |  | 4254 | 1695 | 1 | ST | 66000 | C |  | 10 | 1948 | FO2 |  |  | BIT |  |  | 12190 | 52000 | 52000 | 0 | RE | 12 | 1990 | 0 | 0 | 0 | 0 | [6 empty] | 0 | 0 | 0 | 9 | 1948 | 0 | 0 | E | [6 empty] | 0
3 |  | 4254 | 1695 | 2 | ST | 66000 | C |  | 12 | 1948 | FO2 |  |  | BIT |  |  | 12190 | 52000 | 52000 | 0 | RE | 12 | 1990 | 0 | 0 | 0 | 0 | [6 empty] | 0 | 0 | 0 | 11 | 1948 | 0 | 0 | E | [6 empty] | 0
3 |  | 4254 | 1695 | 3 | ST | 66000 | C |  | 9 | 1950 | FO2 |  |  | BIT |  |  | 12190 | 52000 | 52000 | 0 | RE | 12 | 1990 | 0 | 0 | 0 | 0 | [6 empty] | 0 | 0 | 0 | 8 | 1950 | 0 | 0 | E | [6 empty] | 0
3 |  | 4254 | 1695 | 4 | ST | 156250 | B | OP | 9 | 1956 | FO2 |  |  | BIT |  |  | 9584 | 144000 | 144000 | 0 |  | 0 | 0 | 0 | 0 | 0 | 0 | [6 empty] | 0 | 0 | 0 | 8 | 1956 | 0 | 0 | E | [6 empty] | 0
3 |  | 4254 | 1695 | 5 | ST | 156250 | B | OP | 3 | 1957 | FO2 |  |  | BIT |  |  | 9612 | 144000 | 144000 | 0 |  | 0 | 0 | 0 | 0 | 0 | 0 | [6 empty] | 0 | 0 | 0 | 2 | 1957 | 0 | 0 | E | [6 empty] | 0
3 |  | 4254 | 1696 | A | GT | 17500 | P | OP | 12 | 1968 | NG |  |  | NG |  |  | 14400 | 14800 | 17200 | 0 |  | 0 | 0 | 0 | 0 | 0 | 0 | [6 empty] | 0 | 0 | 0 | 11 | 1968 | 0 | 0 | E | [6 empty] | 0
3 |  | 4254 | 1696 | B | GT | 17500 | P | OP | 7 | 1969 | NG |  |  | NG |  |  | 14400 | 14800 | 17200 | 0 |  | 0 | 0 | 0 | 0 | 0 | 0 | [6 empty] | 0 | 0 | 0 | 7 | 1969 | 0 | 0 | [7 empty] | 0
3 |  | 4254 | 1696 | 1 | ST | 35000 |  |  | 99 | 1939 |  |  |  | NG | FO6 |  | 0 | 0 | 0 | 0 | RE | 7 | 1982 | 0 | 0 | 0 | 0 | [6 empty] | 0 | 0 | 0 | 0 | 1939 | 0 | 0 | E | [6 empty] | 0
3 |  | 4254 | 1696 | 2 | ST | 35000 |  |  | 99 | 1939 |  |  |  | NG | FO6 |  | 0 | 0 | 0 | 0 | RE | 7 | 1982 | 0 | 0 | 0 | 0 | [6 empty] | 0 | 0 | 0 | 0 | 1939 | 0 | 0 | E | [6 empty] | 0
3 |  | 4254 | 1696 | 3 | ST | 50000 |  |  | 99 | 1941 |  |  |  | NG | FO6 |  | 0 | 0 | 0 | 0 | RE | 7 | 1982 | 0 | 0 | 0 | 0 | [6 empty] | 0 | 0 | 0 | 0 | 1941 | 0 | 0 | E | [6 empty] | 0
3 |  | 4254 | 1696 | 4 | ST | 66000 |  |  | 99 | 1949 |  |  |  | NG | FO6 |  | 0 | 0 | 0 | 0 | RE | 7 | 1982 | 0 | 0 | 0 | 0 | [6 empty] | 0 | 0 | 0 | 0 | 1949 | 0 | 0 | E | [6 empty] | 0
3 |  | 4254 | 1697 | 1 | NB | 75000 | B | OP | 11 | 1965 | UR |  |  | UR |  |  | 11174 | 67000 | 67000 | 0 |  | 0 | 0 | 0 | 0 | 0 | 0 | [6 empty] | 0 | 0 | 72000 | 8 | 1962 | 0 | 0 | [7 empty] | 0
3 |  | 4254 | 1698 | 1 | HC | 6667 | P | OP | 88 | 1918 | WAT |  |  | WAT |  |  | 0 | 7000 | 7000 | 0 |  | 0 | 0 | 0 | 0 | 0 | 0 | [6 empty] | 0 | 0 | 0 | 0 | 1918 | 0 | 0 | E | [6 empty] | 0
3 |  | 4254 | 1698 | 2 | HC | 6667 | P | OP | 88 | 1918 | WAT |  |  | WAT |  |  | 0 | 7000 | 7000 | 0 |  | 0 | 0 | 0 | 0 | 0 | 0 | [6 empty] | 0 | 0 | 0 | 0 | 1918 | 0 | 0 | E | [6 empty] | 0
3 |  | 4254 | 1698 | 3 | HC | 6667 | P | OP | 88 | 1918 | WAT |  |  | WAT |  |  | 0 | 7000 | 7000 | 0 |  | 0 | 0 | 0 | 0 | 0 | 0 | [6 empty] | 0 | 0 | 0 | 0 | 1918 | 0 | 0 | E | [6 empty] | 0
3 |  | 4254 | 1699 | 1 | HC | 2000 |  |  | 99 | 1913 |  |  |  | WAT |  |  | 0 | 0 | 0 | 0 | RE | 0 | 0 | 0 | 0 | 0 | 0 | [6 empty] | 0 | 0 | 0 | 0 | 1913 | 0 | 0 | E | [6 empty] | 0
3 |  | 4254 | 1699 | 2 | HC | 2000 |  |  | 99 | 1913 |  |  |  | WAT |  |  | 0 | 0 | 0 | 0 | RE | 0 | 0 | 0 | 0 | 0 | 0 | [6 empty] | 0 | 0 | 0 | 0 | 1913 | 0 | 0 | E | [6 empty] | 0
3 |  | 4254 | 1700 | 1 | HC | 3000 | P | OP | 88 | 1911 | WAT |  |  | WAT |  |  | 0 | 3000 | 3000 | 0 |  | 0 | 0 | 0 | 0 | 0 | 0 | [6 empty] | 0 | 0 | 0 | 0 | 1911 | 0 | 0 | E | [6 empty] | 0
3 |  | 4254 | 1700 | 2 | HC | 3000 | P | OP | 88 | 1911 | WAT |  |  | WAT |  |  | 0 | 3000 | 3000 | 0 |  | 0 | 0 | 0 | 0 | 0 | 0 | [6 empty] | 0 | 0 | 0 | 0 | 1911 | 0 | 0 | E | [6 empty] | 0
3 |  | 4254 | 1700 | 3 | HC | 3000 | P | OP | 88 | 1911 | WAT |  |  | WAT |  |  | 0 | 3000 | 3000 | 0 |  | 0 | 0 | 0 | 0 | 0 | 0 | [6 empty] | 0 | 0 | 0 | 0 | 1911 | 0 | 0 | E | [6 empty] | 0
3 |  | 4254 | 1701 | 1 | HC | 3240 | P | OP | 88 | 1907 | WAT |  |  | WAT |  |  | 0 | 2900 | 2900 | 0 |  | 0 | 0 | 0 | 0 | 0 | 0 | [6 empty] | 0 | 0 | 0 | 0 | 1907 | 0 | 0 | E | [6 empty] | 0
3 |  | 4254 | 1701 | 2 | HC | 3240 | P | OP | 88 | 1907 | WAT |  |  | WAT |  |  | 0 | 2900 | 2900 | 0 |  | 0 | 0 | 0 | 0 | 0 | 0 | [6 empty] | 0 | 0 | 0 | 0 | 1907 | 0 | 0 | E | [6 empty] | 0
3 |  | 4254 | 1701 | 3 | HC | 1260 | P | OP | 88 | 1915 | WAT |  |  | WAT |  |  | 0 | 1300 | 1300 | 0 |  | 0 | 0 | 0 | 0 | 0 | 0 | [6 empty] | 0 | 0 | 0 | 0 | 1915 | 0 | 0 | E | [6 empty] | 0
3 |  | 4254 | 1701 | 4 | HC | 1260 | P | OP | 88 | 1915 | WAT |  |  | WAT |  |  | 0 | 1300 | 1300 | 0 |  | 0 | 0 | 0 | 0 | 0 | 0 | [6 empty] | 0 | 0 | 0 | 0 | 1915 | 0 | 0 | E | [6 empty] | 0
3 |  | 4254 | 1702 | 1 | ST | 265000 | B | OP | 11 | 1959 | FO2 |  |  | BIT |  |  | 9076 | 255000 | 255000 | 0 |  | 0 | 0 | 0 | 0 | 0 | 0 | [6 empty] | 0 | 0 | 0 | 8 | 1959 | 0 | 0 | [7 empty] | 0
3 |  | 4254 | 1702 | 2 | ST | 265000 | B | OP | 3 | 1961 | FO2 |  |  | BIT |  |  | 9033 | 260000 | 260000 | 0 |  | 0 | 0 | 0 | 0 | 0 | 0 | [6 empty] | 0 | 0 | 0 | 2 | 1961 | 0 | 0 | [7 empty] | 0
3 |  | 4254 | 1702 | 3 | ST | 605000 | P | OP | 1 | 1975 | FO2 |  |  | FO6 |  |  | 11140 | 628000 | 638000 | 0 |  | 0 | 0 | 0 | 0 | 0 | 0 | [6 empty] | 0 | 0 | 0 | 12 | 1974 | 0 | 0 | [7 empty] | 0
3 |  | 4254 | 1702 | 4 | ST | 626300 | P | OP | 9 | 1977 | FO2 |  |  | FO6 |  |  | 11180 | 638000 | 638000 | 0 |  | 0 | 0 | 0 | 0 | 0 | 0 | [6 empty] | 0 | 0 | 0 | 6 | 1977 | 0 | 0 | E | [6 empty] | 0
3 |  | 4254 | 1703 | 14 | ST | 30000 |  |  | 0 | 1900 |  |  |  | UNK |  |  | 0 | 0 | 0 | 0 | RE | 0 | 0 | 0 | 0 | 0 | 0 | [6 empty] | 0 | 0 | 0 | 0 | 1900 | 0 | 0 | E | [6 empty] | 0
3 |  | 4254 | 1704 | 1 | HC | 3000 | P | OP | 88 | 1912 | WAT |  |  | WAT |  |  | 0 | 3200 | 3200 | 0 |  | 0 | 0 | 0 | 0 | 0 | 0 | [6 empty] | 0 | 0 | 0 | 0 | 1912 | 0 | 0 | E | [6 empty] | 0
3 |  | 4254 | 1704 | 2 | HC | 3000 | P | OP | 88 | 1912 | WAT |  |  | WAT |  |  | 0 | 3200 | 3200 | 0 |  | 0 | 0 | 0 | 0 | 0 | 0 | [6 empty] | 0 | 0 | 0 | 0 | 1912 | 0 | 0 | E | [6 empty] | 0
3 |  | 4254 | 1705 | 1 | HC | 3000 | P | OP | 88 | 1918 | WAT |  |  | WAT |  |  | 0 | 3300 | 3300 | 0 |  | 0 | 0 | 0 | 0 | 0 | 0 | [6 empty] | 0 | 0 | 0 | 0 | 1918 | 0 | 0 | E | [6 empty] | 0
3 |  | 4254 | 1705 | 2 | HC | 3000 | P | OP | 88 | 1918 | WAT |  |  | WAT |  |  | 0 | 3300 | 3300 | 0 |  | 0 | 0 | 0 | 0 | 0 | 0 | [6 empty] | 0 | 0 | 0 | 0 | 1918 | 0 | 0 | E | [6 empty] | 0
3 |  | 4254 | 1705 | 3 | HC | 3000 | P | OP | 88 | 1918 | WAT |  |  | WAT |  |  | 0 | 3300 | 3300 | 0 |  | 0 | 0 | 0 | 0 | 0 | 0 | [6 empty] | 0 | 0 | 0 | 0 | 1918 | 0 | 0 | E | [6 empty] | 0
3 |  | 4254 | 1706 | 1 | GT | 17500 | P | OP | 8 | 1966 | NG | FO2 |  | NG | FO2 |  | 14400 | 14800 | 17200 | 0 |  | 0 | 0 | 0 | 0 | 0 | 0 | [6 empty] | 0 | 0 | 0 | 7 | 1966 | 0 | 0 | E | [6 empty] | 0
3 |  | 4254 | 1706 | 2 | GT | 17500 | P | OP | 8 | 1966 | NG | FO2 |  | NG | FO2 |  | 14400 | 14800 | 17200 | 0 |  | 0 | 0 | 0 | 0 | 0 | 0 | [6 empty] | 0 | 0 | 0 | 7 | 1966 | 0 | 0 | E | [6 empty] | 0
3 |  | 4254 | 1706 | 3 | GT | 17500 | P | OP | 8 | 1966 | NG | FO2 |  | NG | FO2 |  | 14400 | 14800 | 17200 | 0 |  | 0 | 0 | 0 | 0 | 0 | 0 | [6 empty] | 0 | 0 | 0 | 8 | 1966 | 0 | 0 | [7 empty] | 0
3 |  | 4254 | 1706 | 4 | GT | 17500 | P | OP | 8 | 1966 | NG | FO2 |  | NG | FO2 |  | 14440 | 14800 | 17200 | 0 |  | 0 | 0 | 0 | 0 | 0 | 0 | [6 empty] | 0 | 0 | 0 | 8 | 1966 | 0 | 0 | [7 empty] | 0
3 |  | 4254 | 1706 | 5 | GT | 20600 | P | OP | 4 | 1968 | NG | FO2 |  | NG | FO2 |  | 12500 | 16000 | 20000 | 0 |  | 0 | 0 | 0 | 0 | 0 | 0 | [6 empty] | 0 | 0 | 0 | 4 | 1968 | 0 | 0 | [7 empty] | 0
3 |  | 4254 | 1707 | 1 | HC | 10000 | P | OP | 6 | 1931 | WAT |  |  | WAT |  |  | 0 | 10800 | 10800 | 0 |  | 0 | 0 | 0 | 0 | 0 | 0 | [6 empty] | 0 | 0 | 0 | 3 | 1931 | 0 | 0 | E | [6 empty] | 0
3 |  | 4254 | 1707 | 2 | HC | 10000 | P | OP | 4 | 1931 | WAT |  |  | WAT |  |  | 0 | 10800 | 10800 | 0 |  | 0 | 0 | 0 | 0 | 0 | 0 | [6 empty] | 0 | 0 | 0 | 1 | 1931 | 0 | 0 | E | [6 empty] | 0
3 |  | 4254 | 1707 | 3 | HC | 10000 | P | OP | 5 | 1931 | WAT |  |  | WAT |  |  | 0 | 10800 | 10800 | 0 |  | 0 | 0 | 0 | 0 | 0 | 0 | [6 empty] | 0 | 0 | 0 | 2 | 1931 | 0 | 0 | E | [6 empty] | 0
3 |  | 4254 | 1708 | 1 | HC | 9000 | P | OP | 7 | 1925 | WAT |  |  | WAT |  |  | 0 | 9200 | 9200 | 0 |  | 0 | 0 | 0 | 0 | 0 | 0 | [6 empty] | 0 | 0 | 0 | 4 | 1925 | 0 | 0 | E | [6 empty] | 0
3 |  | 4254 | 1708 | 2 | HC | 9000 | P | OP | 8 | 1925 | WAT |  |  | WAT |  |  | 0 | 9200 | 9200 | 0 |  | 0 | 0 | 0 | 0 | 0 | 0 | [6 empty] | 0 | 0 | 0 | 5 | 1925 | 0 | 0 | E | [6 empty] | 0
3 |  | 4254 | 1710 | A | GT | 20600 | P | OP | 12 | 1968 | FO2 |  |  | FO2 |  |  | 12500 | 16000 | 20000 | 0 |  | 0 | 0 | 0 | 0 | 0 | 0 | [6 empty] | 0 | 0 | 0 | 12 | 1968 | 0 | 0 | [7 empty] | 0
3 |  | 4254 | 1710 | 1 | ST | 265000 | B | OP | 10 | 1962 | FO2 |  |  | BIT |  |  | 9424 | 254000 | 255000 | 0 |  | 0 | 0 | 0 | 0 | 0 | 0 | [6 empty] | 0 | 0 | 0 | 8 | 1962 | 0 | 0 | E | [6 empty] | 0
3 |  | 4254 | 1710 | 2 | ST | 385000 | B | OP | 7 | 1967 | FO2 |  |  | BIT |  |  | 9310 | 355000 | 355000 | 0 |  | 0 | 0 | 0 | 0 | 0 | 0 | [6 empty] | 0 | 0 | 0 | 5 | 1967 | 0 | 0 | E | [6 empty] | 0
3 |  | 4254 | 1710 | 3 | ST | 871000 | B | OP | 9 | 1980 | FO2 |  |  | BIT |  |  | 8739 | 787000 | 787000 | 0 |  | 0 | 0 | 0 | 0 | 0 | 0 | [6 empty] | 0 | 0 | 0 | 6 | 1980 | 0 | 0 | [7 empty] | 0
3 |  | 4254 | 1710 | 4 | ST | 0 |  |  | 0 | 0 | [6 empty] | 0 | 0 | 0 | 800000 | CN | 99 | 9999 | 0 | 0 | 99 | 1999 |  |  |  | BIT |  |  | 0 | 0 | 0 | 0 | 0 | 739000 | 754000 | [7 empty] | 0
3 |  | 4254 | 1712 | 1 | HC | 2000 | P | OP | 88 | 1913 | WAT |  |  | WAT |  |  | 0 | 2200 | 2200 | 0 |  | 0 | 0 | 0 | 0 | 0 | 0 | [6 empty] | 0 | 0 | 0 | 0 | 1913 | 0 | 0 | E | [6 empty] | 0
3 |  | 4254 | 1712 | 2 | HC | 2000 | P | OP | 88 | 1913 | WAT |  |  | WAT |  |  | 0 | 2200 | 2200 | 0 |  | 0 | 0 | 0 | 0 | 0 | 0 | [6 empty] | 0 | 0 | 0 | 2 | 1913 | 0 | 0 | [7 empty] | 0
3 |  | 4254 | 1713 | 1 | HR | 329800 | P | OP | 1 | 1973 | WAT |  |  | WAT |  |  | 0 | 312000 | 312000 | 0 |  | 0 | 0 | 0 | 0 | 0 | 0 | [6 empty] | 0 | 0 | 0 | 10 | 1972 | 0 | 0 | E | [6 empty] | 0
3 |  | 4254 | 1713 | 2 | HR | 329800 | P | OP | 3 | 1973 | WAT |  |  | WAT |  |  | 0 | 312000 | 312000 | 0 |  | 0 | 0 | 0 | 0 | 0 | 0 | [6 empty] | 0 | 0 | 0 | 2 | 1973 | 0 | 0 | [7 empty] | 0
3 |  | 4254 | 1713 | 3 | HR | 329800 | P | OP | 4 | 1973 | WAT |  |  | WAT |  |  | 0 | 312000 | 312000 | 0 |  | 0 | 0 | 0 | 0 | 0 | 0 | [6 empty] | 0 | 0 | 0 | 4 | 1973 | 0 | 0 | [7 empty] | 0
3 |  | 4254 | 1713 | 4 | HR | 329800 | P | OP | 6 | 1973 | WAT |  |  | WAT |  |  | 0 | 312000 | 312000 | 0 |  | 0 | 0 | 0 | 0 | 0 | 0 | [6 empty] | 0 | 0 | 0 | 5 | 1973 | 0 | 0 | [7 empty] | 0
3 |  | 4254 | 1713 | 5 | HR | 329800 | P | OP | 8 | 1973 | WAT |  |  | WAT |  |  | 0 | 312000 | 312000 | 0 |  | 0 | 0 | 0 | 0 | 0 | 0 | [6 empty] | 0 | 0 | 0 | 7 | 1973 | 0 | 0 | [7 empty] | 0
3 |  | 4254 | 1713 | 6 | HR | 329800 | P | OP | 10 | 1973 | WAT |  |  | WAT |  |  | 0 | 312000 | 312000 | 0 |  | 0 | 0 | 0 | 0 | 0 | 0 | [6 empty] | 0 | 0 | 0 | 9 | 1973 | 0 | 0 | [7 empty] | 0
3 |  | 4254 | 1714 | 1 | HC | 2500 | P | OP | 88 | 1916 | WAT |  |  | WAT |  |  | 0 | 2200 | 2200 | 0 |  | 0 | 0 | 0 | 0 | 0 | 0 | [6 empty] | 0 | 0 | 0 | 0 | 1916 | 0 | 0 | E | [6 empty] | 0
3 |  | 4254 | 1714 | 2 | HC | 2500 | P | OP | 88 | 1916 | WAT |  |  | WAT |  |  | 0 | 2200 | 2200 | 0 |  | 0 | 0 | 0 | 0 | 0 | 0 | [6 empty] | 0 | 0 | 0 | 0 | 1916 | 0 | 0 | E | [6 empty] | 0
3 |  | 4254 | 1715 | 1 | NP | 811700 | B | OP | 3 | 1972 | UR |  |  | UR |  |  | 11750 | 755000 | 780000 | 0 |  | 0 | 0 | 0 | 0 | 0 | 0 | [6 empty] | 0 | 0 | 805000 | 10 | 1972 | 0 | 0 | [7 empty] | 0
3 |  | 4254 | 1716 | 1 | HC | 1687 | P | OP | 88 | 1922 | WAT |  |  | WAT |  |  | 0 | 1500 | 1500 | 0 |  | 0 | 0 | 0 | 0 | 0 | 0 | [6 empty] | 0 | 0 | 0 | 0 | 1922 | 0 | 0 | E | [6 empty] | 0
3 |  | 4254 | 1716 | 2 | HC | 1687 | P | OP | 88 | 1922 | WAT |  |  | WAT |  |  | 0 | 1500 | 1500 | 0 |  | 0 | 0 | 0 | 0 | 0 | 0 | [6 empty] | 0 | 0 | 0 | 0 | 1922 | 0 | 0 | E | [6 empty] | 0
3 |  | 4254 | 1716 | 3 | HC | 1687 | P | OP | 88 | 1922 | WAT |  |  | WAT |  |  | 0 | 1500 | 1500 | 0 |  | 0 | 0 | 0 | 0 | 0 | 0 | [6 empty] | 0 | 0 | 0 | 0 | 1922 | 0 | 0 | E | [6 empty] | 0
3 |  | 4254 | 1716 | 4 | HC | 1687 | P | OP | 88 | 1922 | WAT |  |  | WAT |  |  | 0 | 1500 | 1500 | 0 |  | 0 | 0 | 0 | 0 | 0 | 0 | [6 empty] | 0 | 0 | 0 | 0 | 1922 | 0 | 0 | E | [6 empty] | 0
3 |  | 4254 | 1717 | B | ST | 4000 |  |  | 0 | 1900 |  |  |  | UNK |  |  | 0 | 0 | 0 | 0 | RE | 0 | 0 | 0 | 0 | 0 | 0 | [6 empty] | 0 | 0 | 0 | 0 | 1900 | 0 | 0 | E | [6 empty] | 0
3 |  | 4254 | 1717 | 3 | ST | 30000 |  |  | 0 | 1900 |  |  |  | UNK |  |  | 0 | 0 | 0 | 0 | RE | 0 | 0 | 0 | 0 | 0 | 0 | [6 empty] | 0 | 0 | 0 | 0 | 1900 | 0 | 0 | E | [6 empty] | 0
3 |  | 4254 | 1717 | 4 | ST | 35000 |  |  | 0 | 1900 |  |  |  | UNK |  |  | 0 | 0 | 0 | 0 | RE | 0 | 0 | 0 | 0 | 0 | 0 | [6 empty] | 0 | 0 | 0 | 0 | 1900 | 0 | 0 | E | [6 empty] | 0
3 |  | 4254 | 1717 | 5 | ST | 35000 |  |  | 0 | 1900 |  |  |  | UNK |  |  | 0 | 0 | 0 | 0 | RE | 0 | 0 | 0 | 0 | 0 | 0 | [6 empty] | 0 | 0 | 0 | 0 | 1900 | 0 | 0 | E | [6 empty] | 0
3 |  | 4254 | 1718 | 1 | GT | 25000 | P | OP | 10 | 1969 | NG |  |  | NG |  |  | 16200 | 20000 | 25800 | 0 |  | 0 | 0 | 0 | 0 | 0 | 0 | [6 empty] | 0 | 0 | 0 | 8 | 1969 | 0 | 0 | [7 empty] | 0
3 |  | 4254 | 1719 | 1 | GT | 37250 | P | OP | 1 | 1970 | NG |  |  | NG |  |  | 14300 | 34500 | 41800 | 0 |  | 0 | 0 | 0 | 0 | 0 | 0 | [6 empty] | 0 | 0 | 0 | 1 | 1970 | 0 | 0 | [7 empty] | 0
3 |  | 4254 | 1719 | 2 | GT | 37250 | P | OP | 1 | 1970 | NG |  |  | NG |  |  | 14300 | 34500 | 41800 | 0 |  | 0 | 0 | 0 | 0 | 0 | 0 | [6 empty] | 0 | 0 | 0 | 12 | 1969 | 0 | 0 | E | [6 empty] | 0
3 |  | 4254 | 1719 | 3 | GT | 37250 | P | OP | 6 | 1970 | NG |  |  | NG |  |  | 14300 | 34500 | 41800 | 0 |  | 0 | 0 | 0 | 0 | 0 | 0 | [6 empty] | 0 | 0 | 0 | 4 | 1970 | 0 | 0 | [7 empty] | 0
3 |  | 4254 | 1719 | 4 | GT | 37250 | P | OP | 7 | 1970 | NG |  |  | NG |  |  | 14300 | 34500 | 41800 | 0 |  | 0 | 0 | 0 | 0 | 0 | 0 | [6 empty] | 0 | 0 | 0 | 3 | 1970 | 0 | 0 | [7 empty] | 0
3 |  | 4254 | 1719 | 5 | GT | 17610 | P | OP | 7 | 1971 | FO2 | NG |  | NG | FO2 |  | 16070 | 16900 | 19500 | 0 |  | 0 | 0 | 0 | 0 | 0 | 0 | [6 empty] | 0 | 0 | 0 | 5 | 1971 | 0 | 0 | [7 empty] | 0
3 |  | 4254 | 1719 | 6 | GT | 17610 | P | OP | 7 | 1971 | FO2 | NG |  | NG | FO2 |  | 16070 | 16900 | 19500 | 0 |  | 0 | 0 | 0 | 0 | 0 | 0 | [6 empty] | 0 | 0 | 0 | 5 | 1971 | 0 | 0 | [7 empty] | 0
3 |  | 4254 | 1719 | 7 | GT | 17610 | P | OP | 7 | 1971 | FO2 | NG |  | NG | FO2 |  | 16070 | 16900 | 19500 | 0 |  | 0 | 0 | 0 | 0 | 0 | 0 | [6 empty] | 0 | 0 | 0 | 5 | 1971 | 0 | 0 | [7 empty] | 0
3 |  | 4254 | 1719 | 8 | GT | 17610 | P | OP | 7 | 1971 | FO2 | NG |  | NG | FO2 |  | 16070 | 16900 | 19500 | 0 |  | 0 | 0 | 0 | 0 | 0 | 0 | [6 empty] | 0 | 0 | 0 | 4 | 1971 | 0 | 0 | [7 empty] | 0
3 |  | 4254 | 1719 | 9 | GT | 17610 | P | OP | 7 | 1971 | FO2 | NG |  | NG | FO2 |  | 16070 | 16900 | 19500 | 0 |  | 0 | 0 | 0 | 0 | 0 | 0 | [6 empty] | 0 | 0 | 0 | 5 | 1971 | 0 | 0 | [7 empty] | 0
3 |  | 4254 | 1720 | A | GT | 20600 | P | OP | 5 | 1968 | NG |  |  | NG |  |  | 12500 | 16000 | 20000 | 0 |  | 0 | 0 | 0 | 0 | 0 | 0 | [6 empty] | 0 | 0 | 0 | 5 | 1968 | 0 | 0 | [7 empty] | 0
3 |  | 4254 | 1720 | 1 | ST | 35000 |  |  | 4 | 1940 |  |  |  | CRU |  |  | 0 | 0 | 0 | 0 | RE | 12 | 1983 | 0 | 0 | 0 | 0 | [6 empty] | 0 | 0 | 0 | 0 | 1940 | 0 | 0 | E | [6 empty] | 0
3 |  | 4254 | 1720 | 2 | ST | 35000 |  |  | 3 | 1941 |  |  |  | CRU |  |  | 0 | 0 | 0 | 0 | RE | 12 | 1983 | 0 | 0 | 0 | 0 | [6 empty] | 0 | 0 | 0 | 0 | 1941 | 0 | 0 | E | [6 empty] | 0
3 |  | 4254 | 1720 | 3 | ST | 50000 |  |  | 9 | 1943 |  |  |  | CRU |  |  | 0 | 0 | 0 | 0 | RE | 12 | 1983 | 0 | 0 | 0 | 0 | [6 empty] | 0 | 0 | 0 | 0 | 1943 | 0 | 0 | E | [6 empty] | 0
3 |  | 4254 | 1720 | 4 | ST | 50000 |  |  | 4 | 1948 |  |  |  | CRU |  |  | 0 | 0 | 0 | 0 | RE | 12 | 1983 | 0 | 0 | 0 | 0 | [6 empty] | 0 | 0 | 0 | 0 | 1948 | 0 | 0 | E | [6 empty] | 0
3 |  | 4254 | 1720 | 5 | ST | 66000 |  |  | 11 | 1949 |  |  |  | CRU |  |  | 0 | 0 | 0 | 0 | RE | 12 | 1983 | 0 | 0 | 0 | 0 | [6 empty] | 0 | 0 | 0 | 0 | 1949 | 0 | 0 | E | [6 empty] | 0
3 |  | 4254 | 1720 | 6 | ST | 66000 |  |  | 12 | 1949 |  |  |  | CRU |  |  | 0 | 0 | 0 | 0 | RE | 12 | 1983 | 0 | 0 | 0 | 0 | [6 empty] | 0 | 0 | 0 | 0 | 1949 | 0 | 0 | E | [6 empty] | 0
3 |  | 4254 | 1720 | 7 | ST | 156250 | B | OP | 5 | 1955 | FO2 |  |  | BIT |  |  | 9537 | 155000 | 155000 | 0 |  | 0 | 0 | 0 | 0 | 0 | 0 | [6 empty] | 0 | 0 | 0 | 3 | 1955 | 0 | 0 | [7 empty] | 0
3 |  | 4254 | 1720 | 8 | ST | 156250 | B | OP | 1 | 1958 | FO2 |  |  | BIT |  |  | 9438 | 155000 | 155000 | 0 |  | 0 | 0 | 0 | 0 | 0 | 0 | [6 empty] | 0 | 0 | 0 | 1 | 1958 | 0 | 0 | [7 empty] | 0
3 |  | 4254 | 1722 | 1 | HC | 2250 | P | OP | 88 | 1907 | WAT |  |  | WAT |  |  | 0 | 2300 | 2300 | 0 |  | 0 | 0 | 0 | 0 | 0 | 0 | [6 empty] | 0 | 0 | 0 | 0 | 1907 | 0 | 0 | E | [6 empty] | 0
3 |  | 4254 | 1722 | 2 | HC | 1000 | P | OP | 88 | 1949 | WAT |  |  | WAT |  |  | 0 | 1000 | 1000 | 0 |  | 0 | 0 | 0 | 0 | 0 | 0 | [6 empty] | 0 | 0 | 0 | 0 | 1949 | 0 | 0 | E | [6 empty] | 0
3 |  | 4254 | 1723 | A | GT | 20600 | P | OP | 5 | 1968 | FO2 |  |  | FO2 |  |  | 12500 | 16000 | 20000 | 0 |  | 0 | 0 | 0 | 0 | 0 | 0 | [6 empty] | 0 | 0 | 0 | 4 | 1968 | 0 | 0 | E | [6 empty] | 0
3 |  | 4254 | 1723 | 1 | ST | 100000 | B | OP | 7 | 1952 | FO2 |  |  | BIT |  |  | 9675 | 95000 | 95000 | 0 |  | 0 | 0 | 0 | 0 | 0 | 0 | [6 empty] | 0 | 0 | 0 | 7 | 1952 | 0 | 0 | [7 empty] | 0
3 |  | 4254 | 1723 | 2 | ST | 100000 | B | OP | 12 | 1952 | FO2 |  |  | BIT |  |  | 9759 | 95000 | 95000 | 0 |  | 0 | 0 | 0 | 0 | 0 | 0 | [6 empty] | 0 | 0 | 0 | 11 | 1952 | 0 | 0 | E | [6 empty] | 0
3 |  | 4254 | 1723 | 3 | ST | 125000 | B | OP | 11 | 1953 | FO2 |  |  | BIT |  |  | 9782 | 120000 | 120000 | 0 |  | 0 | 0 | 0 | 0 | 0 | 0 | [6 empty] | 0 | 0 | 0 | 11 | 1953 | 0 | 0 | [7 empty] | 0
3 |  | 4254 | 5046 | 1 | NP | 0 |  |  | 0 | 0 | [6 empty] | 0 | 0 | 0 | 1150000 | CN | 88 | 1974 | 0 | 0 | 88 | 1988 |  |  |  | UR |  |  | 0 | 0 | 0 | 0 | 0 | 0 | 0 | [7 empty] | 0
3 |  | 4254 | 5046 | 2 | NP | 0 |  |  | 0 | 0 | [6 empty] | 0 | 0 | 0 | 1150000 | CN | 88 | 1974 | 0 | 0 | 88 | 1988 |  |  |  | UR |  |  | 0 | 0 | 0 | 0 | 0 | 0 | 0 | [7 empty] | 0
3 |  | 4254 | 5047 | 1 | ST | 0 |  |  | 0 | 0 | [6 empty] | 0 | 0 | 0 | 800000 | CN | 99 | 9999 | 0 | 0 | 3 | 1986 |  |  |  | COL |  |  | 0 | 0 | 0 | 0 | 0 | 739000 | 754000 | [7 empty] | 0
3 |  | 4254 | 6028 | 1 | NP | 0 |  |  | 0 | 0 | [6 empty] | 0 | 0 | 0 | 505000 | CN | 7 | 1984 | 2 | 1974 | 0 | 0 |  |  |  | UR |  |  | 0 | 0 | 492000 | 0 | 0 | 476000 | 483000 | [7 empty] | 0
3 |  | 4254 | 6028 | 2 | NP | 0 |  |  | 0 | 0 | [6 empty] | 0 | 0 | 0 | 852000 | CN | 7 | 1984 | 0 | 0 | 0 | 0 |  |  |  | UR |  |  | 0 | 0 | 818000 | 0 | 0 | 802000 | 812000 | [7 empty] | 0
3 |  | 4280 | 186 | 1 | IC | 500 |  |  | 99 | 1934 |  |  |  | FO2 | NG |  | 0 | 0 | 0 | 0 | RE | 7 | 1982 | 0 | 0 | 0 | 0 | [6 empty] | 0 | 0 | 0 | 0 | 1934 | 0 | 0 | E | [6 empty] | 0
3 |  | 4280 | 186 | 2 | IC | 700 |  |  | 99 | 1940 |  |  |  | FO2 | NG |  | 0 | 0 | 0 | 0 | RE | 7 | 1982 | 0 | 0 | 0 | 0 | [6 empty] | 0 | 0 | 0 | 0 | 1940 | 0 | 0 | E | [6 empty] | 0
3 |  | 4280 | 186 | 3 | IC | 900 |  |  | 99 | 1946 |  |  |  | FO2 | NG |  | 0 | 0 | 0 | 0 | RE | 7 | 1982 | 0 | 0 | 0 | 0 | [6 empty] | 0 | 0 | 0 | 0 | 1946 | 0 | 0 | E | [6 empty] | 0
3 |  | 4280 | 186 | 4 | IC | 1200 |  |  | 99 | 1948 |  |  |  | FO2 | NG |  | 0 | 0 | 0 | 0 | RE | 7 | 1982 | 0 | 0 | 0 | 0 | [6 empty] | 0 | 0 | 0 | 0 | 1948 | 0 | 0 | E | [6 empty] | 0
3 |  | 4280 | 186 | 5 | IC | 2200 |  |  | 99 | 1951 |  |  |  | FO2 | NG |  | 0 | 0 | 0 | 0 | RE | 7 | 1982 | 0 | 0 | 0 | 0 | [6 empty] | 0 | 0 | 0 | 0 | 1951 | 0 | 0 | E | [6 empty] | 0
3 |  | 4280 | 186 | 6 | IC | 2500 |  |  | 99 | 1955 |  |  |  | FO2 | NG |  | 0 | 0 | 0 | 0 | RE | 7 | 1982 | 0 | 0 | 0 | 0 | [6 empty] | 0 | 0 | 0 | 0 | 1955 | 0 | 0 | E | [6 empty] | 0
3 |  | 4280 | 186 | 7 | IC | 3000 |  |  | 99 | 1955 |  |  |  | FO2 | NG |  | 0 | 0 | 0 | 0 | RE | 7 | 1982 | 0 | 0 | 0 | 0 | [6 empty] | 0 | 0 | 0 | 0 | 1955 | 0 | 0 | E | [6 empty] | 0
3 |  | 4305 | 1133 | 1 | IC | 148 |  |  | 88 | 1937 |  |  |  | FO2 |  |  | 0 | 148 | 148 | 0 | RE | 12 | 1985 | 0 | 0 | 0 | 0 | [6 empty] | 0 | 0 | 0 | 0 | 1937 | 0 | 0 | E | [6 empty] | 0
3 |  | 4305 | 1133 | 2 | IC | 250 |  |  | 88 | 1937 |  |  |  | FO2 |  |  | 0 | 250 | 250 | 0 | RE | 12 | 1985 | 0 | 0 | 0 | 0 | [6 empty] | 0 | 0 | 0 | 0 | 1937 | 0 | 0 | E | [6 empty] | 0
3 |  | 4305 | 1133 | 3 | IC | 500 |  |  | 88 | 1938 |  |  |  | FO2 |  |  | 0 | 0 | 0 | 0 | RE | 1 | 1985 | 0 | 0 | 0 | 0 | [6 empty] | 0 | 0 | 0 | 0 | 1938 | 0 | 0 | E | [6 empty] | 0
3 |  | 4305 | 1133 | 4 | IC | 690 |  | SB | 88 | 1944 | FO2 |  |  | FO2 |  |  | 0 | 690 | 690 | 0 |  | 0 | 0 | 0 | 0 | 0 | 0 | [6 empty] | 0 | 0 | 0 | 0 | 1944 | 0 | 0 | E | [6 empty] | 0
3 |  | 4305 | 1133 | 5 | IC | 700 |  | SB | 88 | 1948 | FO2 |  |  | FO2 |  |  | 0 | 700 | 700 | 0 |  | 0 | 0 | 0 | 0 | 0 | 0 | [6 empty] | 0 | 0 | 0 | 0 | 1948 | 0 | 0 | E | [6 empty] | 0
3 |  | 4305 | 1133 | 6 | IC | 1200 |  | SB | 0 | 1956 | FO2 |  |  | FO2 | NG |  | 0 | 1200 | 1200 | 0 |  | 0 | 0 | 0 | 0 | 0 | 0 | [6 empty] | 0 | 0 | 0 | 0 | 1956 | 0 | 0 | E | [6 empty] | 0
3 |  | 4305 | 1133 | 7 | IC | 1360 |  | SB | 12 | 1987 | FO2 |  |  | FO2 | NG |  | 0 | 1360 | 1360 | 0 |  | 0 | 0 | 11 | 1987 | 0 | 0 | [6 empty] | 0 | 0 | 0 | 11 | 1987 | 0 | 0 | [7 empty] | 0
3 |  | 4322 | 6030 | 1 | ST | 506013 | B | OP | 7 | 1979 | FO6 |  |  | LIG |  |  | 11523 | 465532 | 465532 | 0 |  | 0 | 0 | 0 | 0 | 0 | 0 | [6 empty] | 0 | 0 | 0 | 4 | 1979 | 0 | 0 | E | [6 empty] | 0
3 |  | 4322 | 6030 | 2 | ST | 506013 | B | OP | 7 | 1981 | FO6 |  |  | LIG |  |  | 11403 | 465532 | 465532 | 0 |  | 0 | 0 | 0 | 0 | 0 | 0 | [6 empty] | 0 | 0 | 0 | 3 | 1981 | 0 | 0 | E | [6 empty] | 0
3 |  | 4322 | 6824 | 1 | GT | 47600 | P | OP | 8 | 1978 | FO2 |  |  | FO2 |  |  | 11660 | 47600 | 49900 | 0 |  | 0 | 0 | 0 | 0 | 0 | 0 | [6 empty] | 0 | 0 | 0 | 7 | 1978 | 0 | 0 | E | [6 empty] | 0
3 |  | 4324 | 951 | 1 | CT | 77000 | B |  | 6 | 1984 |  |  |  | SNG |  |  | 11100 | 77000 | 77000 | 0 | SD | 6 | 1989 | 0 | 0 | 0 | 0 | [6 empty] | 0 | 0 | 0 | 5 | 1984 | 0 | 0 | [7 empty] | 0
3 |  | 4324 | 951 | 2 | CW | 60000 | B |  | 6 | 1984 |  |  |  | WH |  |  | 0 | 55000 | 55000 | 0 | SD | 12 | 1989 | 0 | 0 | 0 | 0 | [6 empty] | 0 | 0 | 0 | 5 | 1984 | 0 | 0 | [7 empty] | 0
3 |  | 4329 | 390 | 1 | HC | 6000 | B | OP | 10 | 1982 | WAT |  |  | WAT |  |  | 0 | 3600 | 6000 | 0 |  | 0 | 0 | 0 | 0 | 0 | 0 | [6 empty] | 0 | 0 | 0 | 7 | 1982 | 0 | 0 | E | [6 empty] | 0
3 |  | 4329 | 390 | 2 | HC | 6000 | B | OP | 10 | 1982 | WAT |  |  | WAT |  |  | 0 | 3500 | 6000 | 0 |  | 0 | 0 | 0 | 0 | 0 | 0 | [6 empty] | 0 | 0 | 0 | 7 | 1982 | 0 | 0 | E | [6 empty] | 0
3 |  | 4329 | 6305 | 1 | IC | 320 | C | OP | 88 | 1959 | FO2 |  |  | FO2 |  |  | 10961 | 300 | 300 | 0 |  | 0 | 0 | 0 | 0 | 0 | 0 | [6 empty] | 0 | 0 | 0 | 0 | 1959 | 0 | 0 | E | [6 empty] | 0
3 |  | 4329 | 6305 | 2 | IC | 320 | C | OP | 88 | 1959 | FO2 |  |  | FO2 |  |  | 10973 | 300 | 300 | 0 |  | 0 | 0 | 0 | 0 | 0 | 0 | [6 empty] | 0 | 0 | 0 | 0 | 1959 | 0 | 0 | E | [6 empty] | 0
3 |  | 4329 | 6305 | 3 | IC | 560 | C | OP | 4 | 1963 | FO2 |  |  | FO2 |  |  | 10247 | 500 | 500 | 0 |  | 0 | 0 | 0 | 0 | 0 | 0 | [6 empty] | 0 | 0 | 0 | 3 | 1963 | 0 | 0 | E | [6 empty] | 0
3 |  | 4329 | 6305 | 4 | IC | 597 | C | OP | 4 | 1966 | FO2 |  |  | FO4 |  |  | 10216 | 500 | 500 | 0 |  | 0 | 0 | 0 | 0 | 0 | 0 | [6 empty] | 0 | 0 | 0 | 3 | 1966 | 0 | 0 | E | [6 empty] | 0
3 |  | 4329 | 6305 | 5 | IC | 597 | C | OP | 4 | 1966 | FO2 |  |  | FO4 |  |  | 10109 | 500 | 500 | 0 |  | 0 | 0 | 0 | 0 | 0 | 0 | [6 empty] | 0 | 0 | 0 | 3 | 1966 | 0 | 0 | E | [6 empty] | 0
3 |  | 4329 | 6305 | 6 | IC | 2624 | B | OP | 5 | 1976 | FO4 |  |  | FO4 |  |  | 8937 | 2000 | 2000 | 0 |  | 0 | 0 | 0 | 0 | 0 | 0 | [6 empty] | 0 | 0 | 0 | 4 | 1976 | 0 | 0 | E | [6 empty] | 0
3 |  | 4329 | 6305 | 7 | IC | 2624 | B | OP | 5 | 1976 | FO2 |  |  | FO4 |  |  | 9510 | 2000 | 2000 | 0 |  | 0 | 0 | 0 | 0 | 0 | 0 | [6 empty] | 0 | 0 | 0 | 4 | 1976 | 0 | 0 | E | [6 empty] | 0
3 |  | 4329 | 6306 | 1 | IC | 597 | C | OP | 1 | 1967 | FO2 |  |  | FO2 |  |  | 10320 | 500 | 500 | 0 |  | 0 | 0 | 0 | 0 | 0 | 0 | [6 empty] | 0 | 0 | 0 | 12 | 1966 | 0 | 0 | E | [6 empty] | 0
3 |  | 4329 | 6306 | 2 | IC | 597 | C | OP | 1 | 1967 | FO2 |  |  | FO2 |  |  | 10843 | 500 | 500 | 0 |  | 0 | 0 | 0 | 0 | 0 | 0 | [6 empty] | 0 | 0 | 0 | 12 | 1966 | 0 | 0 | E | [6 empty] | 0
3 |  | 4329 | 6306 | 3 | IC | 597 | C | OP | 1 | 1967 | FO2 |  |  | FO2 |  |  | 13235 | 500 | 500 | 0 |  | 0 | 0 | 0 | 0 | 0 | 0 | [6 empty] | 0 | 0 | 0 | 12 | 1966 | 0 | 0 | E | [6 empty] | 0
3 |  | 4329 | 6306 | 4 | IC | 1828 | C | OP | 10 | 1972 | FO2 |  |  | FO2 |  |  | 11040 | 1500 | 1500 | 0 |  | 0 | 0 | 0 | 0 | 0 | 0 | [6 empty] | 0 | 0 | 0 | 9 | 1972 | 0 | 0 | E | [6 empty] | 0
3 |  | 4329 | 6306 | 5 | IC | 2620 | C | OP | 6 | 1975 | FO2 |  |  | FO2 |  |  | 13721 | 2000 | 2000 | 0 |  | 0 | 0 | 0 | 0 | 0 | 0 | [6 empty] | 0 | 0 | 0 | 5 | 1975 | 0 | 0 | E | [6 empty] | 0
3 |  | 4329 | 6306 | 6 | IC | 965 | C | OP | 8 | 1974 | FO2 |  |  | FO2 |  |  | 9390 | 800 | 800 | 0 |  | 0 | 0 | 0 | 0 | 0 | 0 | [6 empty] | 0 | 0 | 0 | 7 | 1974 | 0 | 0 | E | [6 empty] | 0
3 |  | 4329 | 6306 | 7 | GT | 2800 | P | SB | 8 | 1974 | FO2 |  |  | FO2 |  |  | 6420 | 2800 | 2800 | 0 |  | 0 | 0 | 0 | 0 | 0 | 0 | [6 empty] | 0 | 0 | 0 | 7 | 1974 | 0 | 0 | [7 empty] | 0
3 |  | 4363 | 1208 | 1 | IC | 1000 |  |  | 99 | 1946 |  |  |  | PET |  |  | 0 | 0 | 0 | 0 | RE | 99 | 1976 | 0 | 0 | 0 | 0 | [6 empty] | 0 | 0 | 0 | 0 | 1946 | 0 | 0 | E | [6 empty] | 0
3 |  | 4363 | 1208 | 2 | IC | 2000 |  |  | 99 | 1947 |  |  |  | PET |  |  | 0 | 0 | 0 | 0 | RE | 99 | 1976 | 0 | 0 | 0 | 0 | [6 empty] | 0 | 0 | 0 | 0 | 1947 | 0 | 0 | E | [6 empty] | 0
3 |  | 4363 | 1209 | 1 | IC | 2000 |  |  | 99 | 1948 |  |  |  | FO2 |  |  | 0 | 0 | 0 | 0 | RE | 12 | 1981 | 0 | 0 | 0 | 0 | [6 empty] | 0 | 0 | 0 | 0 | 1948 | 0 | 0 | E | [6 empty] | 0
3 |  | 4363 | 1209 | 2 | IC | 2000 |  |  | 99 | 1948 |  |  |  | FO2 |  |  | 0 | 0 | 0 | 0 | RE | 12 | 1981 | 0 | 0 | 0 | 0 | [6 empty] | 0 | 0 | 0 | 0 | 1948 | 0 | 0 | E | [6 empty] | 0
3 |  | 4363 | 1210 | 1 | IC | 2000 |  |  | 99 | 1947 |  |  |  | FO2 |  |  | 0 | 0 | 0 | 0 | RE | 99 | 1976 | 0 | 0 | 0 | 0 | [6 empty] | 0 | 0 | 0 | 0 | 1947 | 0 | 0 | E | [6 empty] | 0
3 |  | 4363 | 1210 | 2 | IC | 1000 |  |  | 99 | 1947 |  |  |  | FO2 |  |  | 0 | 0 | 0 | 0 | RE | 99 | 1976 | 0 | 0 | 0 | 0 | [6 empty] | 0 | 0 | 0 | 0 | 1947 | 0 | 0 | E | [6 empty] | 0
3 |  | 4363 | 1211 | 2 | ST | 1000 |  |  | 99 | 1949 |  |  |  | UNK |  |  | 0 | 0 | 0 | 0 | RE | 0 | 0 | 0 | 0 | 0 | 0 | [6 empty] | 0 | 0 | 0 | 0 | 1949 | 0 | 0 | E | [6 empty] | 0
3 |  | 4363 | 1211 | 3 | IC | 1000 |  |  | 99 | 1936 |  |  |  | PET |  |  | 0 | 0 | 0 | 0 | RE | 0 | 0 | 0 | 0 | 0 | 0 | [6 empty] | 0 | 0 | 0 | 0 | 1936 | 0 | 0 | E | [6 empty] | 0
3 |  | 4363 | 1211 | 4 | IC | 1000 |  |  | 99 | 1936 |  |  |  | PET |  |  | 0 | 0 | 0 | 0 | RE | 0 | 0 | 0 | 0 | 0 | 0 | [6 empty] | 0 | 0 | 0 | 0 | 1936 | 0 | 0 | E | [6 empty] | 0
3 |  | 4363 | 1211 | 5 | IC | 1000 |  |  | 99 | 1946 |  |  |  | PET |  |  | 0 | 0 | 0 | 0 | RE | 0 | 0 | 0 | 0 | 0 | 0 | [6 empty] | 0 | 0 | 0 | 0 | 1946 | 0 | 0 | E | [6 empty] | 0
3 |  | 4363 | 1211 | 6 | IC | 1000 |  |  | 99 | 1946 |  |  |  | PET |  |  | 0 | 0 | 0 | 0 | RE | 0 | 0 | 0 | 0 | 0 | 0 | [6 empty] | 0 | 0 | 0 | 0 | 1946 | 0 | 0 | E | [6 empty] | 0
3 |  | 4363 | 1211 | 7 | IC | 1000 |  |  | 99 | 1947 |  |  |  | PET |  |  | 0 | 0 | 0 | 0 | RE | 12 | 1975 | 0 | 0 | 0 | 0 | [6 empty] | 0 | 0 | 0 | 0 | 1947 | 0 | 0 | E | [6 empty] | 0
3 |  | 4363 | 1211 | 8 | IC | 1000 |  |  | 99 | 1949 |  |  |  | PET |  |  | 0 | 0 | 0 | 0 | RE | 12 | 1975 | 0 | 0 | 0 | 0 | [6 empty] | 0 | 0 | 0 | 0 | 1949 | 0 | 0 | E | [6 empty] | 0
3 |  | 4363 | 1212 | 1 | IC | 1000 |  |  | 99 | 1938 |  |  |  | PET |  |  | 0 | 0 | 0 | 0 | RE | 0 | 0 | 0 | 0 | 0 | 0 | [6 empty] | 0 | 0 | 0 | 0 | 1938 | 0 | 0 | E | [6 empty] | 0
3 |  | 4363 | 1212 | 2 | IC | 1000 |  |  | 99 | 1938 |  |  |  | PET |  |  | 0 | 0 | 0 | 0 | RE | 0 | 0 | 0 | 0 | 0 | 0 | [6 empty] | 0 | 0 | 0 | 0 | 1938 | 0 | 0 | E | [6 empty] | 0
3 |  | 4363 | 1212 | 3 | IC | 1000 |  |  | 99 | 1939 |  |  |  | PET |  |  | 0 | 0 | 0 | 0 | RE | 0 | 0 | 0 | 0 | 0 | 0 | [6 empty] | 0 | 0 | 0 | 0 | 1939 | 0 | 0 | E | [6 empty] | 0
3 |  | 4363 | 1212 | 4 | IC | 1000 |  |  | 99 | 1941 |  |  |  | PET |  |  | 0 | 0 | 0 | 0 | RE | 0 | 0 | 0 | 0 | 0 | 0 | [6 empty] | 0 | 0 | 0 | 0 | 1941 | 0 | 0 | E | [6 empty] | 0
3 |  | 4363 | 1213 | 1 | ST | 9400 | C | SB | 4 | 1950 | BIT | NG |  | BIT | NG |  | 13451 | 9000 | 9000 | 0 |  | 0 | 0 | 0 | 0 | 0 | 0 | [6 empty] | 0 | 0 | 0 | 3 | 1950 | 0 | 0 | E | [6 empty] | 0
3 |  | 4363 | 1213 | 2 | ST | 9400 | C | SB | 4 | 1950 | BIT | NG |  | BIT | NG |  | 13443 | 9000 | 9000 | 0 |  | 0 | 0 | 0 | 0 | 0 | 0 | [6 empty] | 0 | 0 | 0 | 3 | 1950 | 0 | 0 | E | [6 empty] | 0
3 |  | 4363 | 1213 | 3 | ST | 13500 | C | SB | 11 | 1951 | BIT | NG |  | BIT | NG |  | 12973 | 12500 | 12500 | 0 |  | 0 | 0 | 0 | 0 | 0 | 0 | [6 empty] | 0 | 0 | 0 | 10 | 1951 | 0 | 0 | E | [6 empty] | 0
3 |  | 4363 | 1213 | 4 | ST | 20300 | C | SB | 12 | 1953 | BIT | NG |  | BIT | NG |  | 11830 | 18500 | 18500 | 0 |  | 0 | 0 | 0 | 0 | 0 | 0 | [6 empty] | 0 | 0 | 0 | 11 | 1953 | 0 | 0 | E | [6 empty] | 0
3 |  | 4363 | 1214 | 1 | IC | 1000 |  |  | 99 | 1947 |  |  |  | PET |  |  | 0 | 0 | 0 | 0 | RE | 12 | 1975 | 0 | 0 | 0 | 0 | [6 empty] | 0 | 0 | 0 | 0 | 1947 | 0 | 0 | E | [6 empty] | 0
3 |  | 4363 | 1214 | 2 | IC | 2000 |  |  | 99 | 1947 |  |  |  | PET |  |  | 0 | 0 | 0 | 0 | RE | 12 | 1975 | 0 | 0 | 0 | 0 | [6 empty] | 0 | 0 | 0 | 0 | 1947 | 0 | 0 | E | [6 empty] | 0
3 |  | 4363 | 1214 | 3 | IC | 2000 |  |  | 99 | 1947 |  |  |  | PET |  |  | 0 | 0 | 0 | 0 | RE | 12 | 1975 | 0 | 0 | 0 | 0 | [6 empty] | 0 | 0 | 0 | 0 | 1947 | 0 | 0 | E | [6 empty] | 0
3 |  | 4363 | 1216 | 1 | IC | 2000 |  |  | 99 | 1947 |  |  |  | PET |  |  | 0 | 0 | 0 | 0 | RE | 11 | 1976 | 0 | 0 | 0 | 0 | [6 empty] | 0 | 0 | 0 | 0 | 1947 | 0 | 0 | E | [6 empty] | 0
3 |  | 4363 | 1216 | 2 | IC | 1000 |  |  | 99 | 1946 |  |  |  | PET |  |  | 0 | 0 | 0 | 0 | RE | 11 | 1976 | 0 | 0 | 0 | 0 | [6 empty] | 0 | 0 | 0 | 0 | 1946 | 0 | 0 | E | [6 empty] | 0
3 |  | 4363 | 1217 | 1 | ST | 44100 | C | SB | 6 | 1960 | BIT | NG |  | BIT | NG |  | 11185 | 38500 | 38500 | 0 |  | 0 | 0 | 0 | 0 | 0 | 0 | [6 empty] | 0 | 0 | 0 | 5 | 1960 | 0 | 0 | E | [6 empty] | 0
3 |  | 4375 | 1134 | 1 | IC | 690 | C | SB | 88 | 1945 | FO2 |  |  | FO2 |  |  | 0 | 690 | 690 | 0 |  | 0 | 0 | 0 | 0 | 0 | 0 | [6 empty] | 0 | 0 | 0 | 0 | 1945 | 0 | 0 | E | [6 empty] | 0
3 |  | 4375 | 1134 | 2 | IC | 980 | C | SB | 88 | 1950 | FO2 |  |  | FO2 |  |  | 0 | 980 | 980 | 0 |  | 0 | 0 | 0 | 0 | 0 | 0 | [6 empty] | 0 | 0 | 0 | 0 | 1950 | 0 | 0 | E | [6 empty] | 0
3 |  | 4375 | 1134 | 3 | IC | 1360 | C | SB | 88 | 1955 | FO2 |  |  | FO2 |  |  | 0 | 1360 | 1360 | 0 |  | 0 | 0 | 0 | 0 | 0 | 0 | [6 empty] | 0 | 0 | 0 | 0 | 1955 | 0 | 0 | E | [6 empty] | 0
3 |  | 4375 | 1134 | 4 | IC | 480 | C | SB | 88 | 1938 | FO2 |  |  | FO2 |  |  | 0 | 480 | 480 | 0 |  | 0 | 0 | 0 | 0 | 0 | 0 | [6 empty] | 0 | 0 | 0 | 0 | 1938 | 0 | 0 | E | [6 empty] | 0
3 |  | 4375 | 1134 | 5 | IC | 2850 | C | SB | 6 | 1975 | FO2 |  |  | FO2 |  |  | 0 | 2850 | 2850 | 0 |  | 0 | 0 | 0 | 0 | 0 | 0 | [6 empty] | 0 | 0 | 0 | 5 | 1975 | 0 | 0 | E | [6 empty] | 0
3 |  | 4442 | 3885 | 1 | ST | 8000 |  |  | 0 | 1900 |  |  |  | COL |  |  | 0 | 0 | 0 | 0 | RE | 9 | 1973 | 0 | 0 | 0 | 0 | [6 empty] | 0 | 0 | 0 | 0 | 1900 | 0 | 0 | E | [6 empty] | 0
3 |  | 4442 | 3885 | 2 | ST | 8000 |  |  | 0 | 1900 |  |  |  | COL |  |  | 0 | 0 | 0 | 0 | RE | 9 | 1973 | 0 | 0 | 0 | 0 | [6 empty] | 0 | 0 | 0 | 0 | 1900 | 0 | 0 | E | [6 empty] | 0
3 |  | 4442 | 3885 | 3 | ST | 8000 |  |  | 0 | 1900 |  |  |  | COL |  |  | 0 | 0 | 0 | 0 | RE | 2 | 1974 | 0 | 0 | 0 | 0 | [6 empty] | 0 | 0 | 0 | 0 | 1900 | 0 | 0 | E | [6 empty] | 0
3 |  | 4442 | 3885 | 4 | ST | 8000 |  |  | 0 | 1900 |  |  |  | COL |  |  | 0 | 0 | 0 | 0 | RE | 9 | 1973 | 0 | 0 | 0 | 0 | [6 empty] | 0 | 0 | 0 | 0 | 1900 | 0 | 0 | E | [6 empty] | 0
3 |  | 4442 | 3885 | 5 | ST | 3000 |  |  | 0 | 1900 |  |  |  | COL |  |  | 0 | 0 | 0 | 0 | RE | 9 | 1973 | 0 | 0 | 0 | 0 | [6 empty] | 0 | 0 | 0 | 0 | 1900 | 0 | 0 | E | [6 empty] | 0
3 |  | 4459 | 6460 | 1 | IC | 1000 |  |  | 99 | 1939 |  |  |  | PET |  |  | 0 | 0 | 0 | 0 | RE | 8 | 1977 | 0 | 0 | 0 | 0 | [6 empty] | 0 | 0 | 0 | 0 | 1939 | 0 | 0 | E | [6 empty] | 0
3 |  | 4471 | 3843 | 1 | HC | 300 | B | OP | 8 | 1938 | WAT |  |  | WAT |  |  | 0 | 270 | 270 | 0 |  | 0 | 0 | 0 | 0 | 0 | 0 | [6 empty] | 0 | 0 | 0 | 5 | 1938 | 0 | 0 | E | [6 empty] | 0
3 |  | 4508 | 1024 | 1 | ST | 5000 |  |  | 99 | 1939 |  |  |  | BIT |  |  | 0 | 0 | 0 | 0 | RE | 99 | 1975 | 0 | 0 | 0 | 0 | [6 empty] | 0 | 0 | 0 | 0 | 1939 | 0 | 0 | E | [6 empty] | 0
3 |  | 4508 | 1024 | 2 | ST | 4000 |  |  | 99 | 1928 |  |  |  | BIT |  |  | 0 | 0 | 0 | 0 | RE | 0 | 0 | 0 | 0 | 0 | 0 | [6 empty] | 0 | 0 | 0 | 0 | 1928 | 0 | 0 | E | [6 empty] | 0
3 |  | 4508 | 1024 | 3 | ST | 8000 |  |  | 99 | 1947 |  |  |  | BIT |  |  | 0 | 0 | 0 | 0 | RE | 99 | 1976 | 0 | 0 | 0 | 0 | [6 empty] | 0 | 0 | 0 | 0 | 1947 | 0 | 0 | E | [6 empty] | 0
3 |  | 4508 | 1024 | 4 | ST | 11500 | C | OP | 88 | 1955 | WD | KER |  | BIT |  |  | 17249 | 10449 | 10449 | 0 |  | 0 | 0 | 0 | 0 | 0 | 0 | [6 empty] | 0 | 0 | 0 | 0 | 1955 | 0 | 0 | E | [6 empty] | 0
3 |  | 4508 | 1024 | 5 | ST | 12650 | B | OP | 88 | 1965 | WD | KER |  | BIT |  |  | 14584 | 10736 | 10736 | 0 |  | 0 | 0 | 0 | 0 | 0 | 0 | [6 empty] | 0 | 0 | 0 | 0 | 1965 | 0 | 0 | E | [6 empty] | 0
3 |  | 4527 | 2231 | 1 | IC | 412 | P | OP | 9 | 1939 | FO2 |  |  | FO2 |  |  | 11700 | 412 | 412 | 0 |  | 0 | 0 | 0 | 0 | 0 | 0 | [6 empty] | 0 | 0 | 0 | 8 | 1939 | 0 | 0 | E | [6 empty] | 0
3 |  | 4527 | 2231 | 2 | IC | 1360 | P | OP | 5 | 1955 | FO2 |  |  | NG | FO2 |  | 11300 | 1360 | 1400 | 0 |  | 0 | 0 | 0 | 0 | 0 | 0 | [6 empty] | 0 | 0 | 0 | 4 | 1955 | 0 | 0 | E | [6 empty] | 0
3 |  | 4527 | 2231 | 3 | IC | 980 | P | OP | 88 | 1951 | FO2 |  |  | NG | FO2 |  | 12200 | 850 | 950 | 0 |  | 0 | 0 | 0 | 0 | 0 | 0 | [6 empty] | 0 | 0 | 0 | 0 | 1951 | 0 | 0 | E | [6 empty] | 0
3 |  | 4527 | 2231 | 4 | IC | 1125 | P | OP | 6 | 1947 | FO2 |  |  | NG | FO2 |  | 12300 | 1000 | 1100 | 0 |  | 0 | 0 | 0 | 0 | 0 | 0 | [6 empty] | 0 | 0 | 0 | 5 | 1947 | 0 | 0 | E | [6 empty] | 0
3 |  | 4527 | 2231 | 5 | IC | 2500 | P | OP | 5 | 1963 | FO2 |  |  | NG | FO2 |  | 10400 | 2400 | 2600 | 0 |  | 0 | 0 | 0 | 0 | 0 | 0 | [6 empty] | 0 | 0 | 0 | 4 | 1963 | 0 | 0 | E | [6 empty] | 0
3 |  | 4527 | 2231 | 6 | IC | 3300 | P | OP | 4 | 1965 | FO2 |  |  | NG | FO2 |  | 10100 | 2800 | 3300 | 0 |  | 0 | 0 | 0 | 0 | 0 | 0 | [6 empty] | 0 | 0 | 0 | 3 | 1965 | 0 | 0 | E | [6 empty] | 0
3 |  | 4527 | 2231 | 7 | IC | 6000 |  | OP | 6 | 1973 | FO2 |  |  | NG | FO2 |  | 9800 | 6400 | 6400 | 0 |  | 0 | 0 | 0 | 0 | 0 | 0 | [6 empty] | 0 | 0 | 0 | 5 | 1973 | 0 | 0 | E | [6 empty] | 0
3 |  | 4538 | 752 | 1 | HC | 2400 | C | OP | 88 | 1930 |  |  |  | WAT |  |  | 0 | 2400 | 2400 | 0 |  | 0 | 0 | 0 | 0 | 0 | 0 | [6 empty] | 0 | 0 | 0 | 0 | 1930 | 0 | 0 | E | [6 empty] | 0
3 |  | 4538 | 752 | 2 | HC | 4000 | C | OP | 88 | 1930 |  |  |  | WAT |  |  | 0 | 2900 | 2900 | 0 |  | 0 | 0 | 0 | 0 | 0 | 0 | [6 empty] | 0 | 0 | 0 | 0 | 1930 | 0 | 0 | E | [6 empty] | 0
3 |  | 4538 | 752 | 3 | HC | 6000 | C | OP | 88 | 1940 |  |  |  | WAT |  |  | 0 | 4800 | 4800 | 0 |  | 0 | 0 | 0 | 0 | 0 | 0 | [6 empty] | 0 | 0 | 0 | 0 | 1940 | 0 | 0 | E | [6 empty] | 0
3 |  | 4538 | 752 | 4 | HC | 4000 | C | OP | 88 | 1956 |  |  |  | WAT |  |  | 0 | 2900 | 2900 | 0 |  | 0 | 0 | 0 | 0 | 0 | 0 | [6 empty] | 0 | 0 | 0 | 0 | 1956 | 0 | 0 | E | [6 empty] | 0
3 |  | 4538 | 753 | 1 | ST | 12500 | B | OP | 88 | 1958 | NG |  |  | BIT | NG |  | 17500 | 12500 | 12500 | 0 |  | 0 | 0 | 0 | 0 | 0 | 0 | [6 empty] | 0 | 0 | 0 | 0 | 1958 | 0 | 0 | E | [6 empty] | 0
3 |  | 4538 | 753 | GT1 | GT | 5000 |  | OP | 88 | 1958 | NG |  |  | NG |  |  | 22000 | 5000 | 5227 | 0 |  | 0 | 0 | 0 | 0 | 0 | 0 | [6 empty] | 0 | 0 | 0 | 0 | 1958 | 0 | 0 | E |  | E |  |  |  |  | 0
3 |  | 4558 | 3568 | 1 | IC | 600 |  |  | 99 | 1952 |  |  |  | NG | FO2 |  | 0 | 0 | 0 | 0 | RE | 7 | 1982 | 0 | 0 | 0 | 0 | [6 empty] | 0 | 0 | 0 | 0 | 1952 | 0 | 0 | E | [6 empty] | 0
3 |  | 4558 | 3568 | 2 | IC | 900 |  |  | 99 | 1957 |  |  |  | NG | FO2 |  | 0 | 0 | 0 | 0 | RE | 7 | 1982 | 0 | 0 | 0 | 0 | [6 empty] | 0 | 0 | 0 | 0 | 1957 | 0 | 0 | E | [6 empty] | 0
3 |  | 4558 | 3568 | 3 | IC | 700 |  |  | 99 | 1960 |  |  |  | NG | FO2 |  | 0 | 0 | 0 | 0 | RE | 7 | 1982 | 0 | 0 | 0 | 0 | [6 empty] | 0 | 0 | 0 | 0 | 1960 | 0 | 0 | E | [6 empty] | 0
3 |  | 4558 | 3568 | 4 | IC | 1100 |  |  | 99 | 1946 |  |  |  | NG | FO2 |  | 0 | 0 | 0 | 0 | RE | 7 | 1982 | 0 | 0 | 0 | 0 | [6 empty] | 0 | 0 | 0 | 0 | 1946 | 0 | 0 | E | [6 empty] | 0
3 |  | 4558 | 3568 | 5 | IC | 900 |  |  | 99 | 1962 |  |  |  | NG | FO2 |  | 0 | 0 | 0 | 0 | RE | 7 | 1982 | 0 | 0 | 0 | 0 | [6 empty] | 0 | 0 | 0 | 0 | 1962 | 0 | 0 | E | [6 empty] | 0
3 |  | 4558 | 3568 | 6 | IC | 300 |  |  | 99 | 1966 |  |  |  | NG | FO2 |  | 0 | 0 | 0 | 0 | RE | 7 | 1982 | 0 | 0 | 0 | 0 | [6 empty] | 0 | 0 | 0 | 0 | 1966 | 0 | 0 | E | [6 empty] | 0
3 |  | 4604 | 1821 | 1 | HC | 300 | B | OP | 88 | 1914 | WAT |  |  | WAT |  |  | 0 | 300 | 300 | 0 |  | 0 | 0 | 0 | 0 | 0 | 0 | [6 empty] | 0 | 0 | 0 | 0 | 1914 | 0 | 0 | E | [6 empty] | 0
3 |  | 4604 | 1821 | 2 | HC | 300 | B | OP | 88 | 1924 | WAT |  |  | WAT |  |  | 0 | 300 | 300 | 0 |  | 0 | 0 | 0 | 0 | 0 | 0 | [6 empty] | 0 | 0 | 0 | 0 | 1924 | 0 | 0 | E | [6 empty] | 0
3 |  | 4604 | 1821 | 3 | HC | 400 | B | OP | 88 | 1954 | WAT |  |  | WAT |  |  | 0 | 400 | 400 | 0 |  | 0 | 0 | 0 | 0 | 0 | 0 | [6 empty] | 0 | 0 | 0 | 0 | 1954 | 0 | 0 | E | [6 empty] | 0
3 |  | 4619 | 3823 | 1 | IC | 920 | P |  | 7 | 1951 | FO2 |  |  | NG | FO2 |  | 3413 | 750 | 850 | 0 | RE | 8 | 1988 | 0 | 0 | 0 | 0 | [6 empty] | 0 | 0 | 0 | 7 | 1951 | 0 | 0 | [7 empty] | 0
3 |  | 4619 | 3823 | 2 | IC | 521 | P |  | 7 | 1941 | FO2 |  |  | NG | FO2 |  | 3413 | 350 | 400 | 0 | RE | 9 | 1987 | 0 | 0 | 0 | 0 | [6 empty] | 0 | 0 | 0 | 7 | 1941 | 0 | 0 | [7 empty] | 0
3 |  | 4619 | 3823 | 4 | IC | 1500 | P | OP | 1 | 1962 | FO2 |  |  | NG | FO2 |  | 3413 | 1200 | 1250 | 0 | RT | 1 | 1996 | 0 | 0 | 0 | 0 | OT | [5 empty] | 0 | 0 | 0 | 1 | 1962 | 0 | 0 | [7 empty] | 0
3 |  | 4619 | 3823 | 5 | IC | 1220 | P | OP | 6 | 1959 | FO2 |  |  | NG | FO2 |  | 3413 | 750 | 900 | 0 | RT | 1 | 1996 | 0 | 0 | 0 | 0 | OT | [5 empty] | 0 | 0 | 0 | 6 | 1959 | 0 | 0 | [7 empty] | 0
3 |  | 4619 | 3823 | 6 | IC | 855 | P | OP | 9 | 1947 | FO2 |  |  | NG | FO2 |  | 3413 | 700 | 750 | 0 | RT | 1 | 1996 | 0 | 0 | 0 | 0 | OT | [5 empty] | 0 | 0 | 0 | 9 | 1947 | 0 | 0 | [7 empty] | 0
3 |  | 4619 | 3823 | 1A | IC | 0 |  |  | 0 | 0 | [6 empty] | 0 | 0 | 0 | 2000 | CN | 1 | 1990 | 5 | 1992 | 0 | 0 | OT |  |  | FO2 |  |  | 2000 | 2000 | 0 | 0 | 0 | 1842 | 2107 |  |  |  |  | Y | Planned for new location |  | 0
3 |  | 4619 | 3823 | 1T | GT | 800 | P | OP | 4 | 1974 | FO2 |  |  | FO2 |  |  | 4500 | 650 | 800 | 0 | RT | 1 | 1996 | 0 | 0 | 0 | 0 | OT | [5 empty] | 0 | 0 | 0 | 4 | 1974 | 0 | 0 |  |  |  |  | Y | delay in new plant |  | 0
3 |  | 4619 | 3823 | 2A | IC | 2000 | P | OP | 6 | 1989 | FO2 |  |  | FO2 |  |  | 3213 | 2000 | 2000 | 0 |  | 0 | 0 | 0 | 0 | 0 | 0 | [6 empty] | 0 | 0 | 0 | 6 | 1989 | 0 | 0 | [7 empty] | 0
3 |  | 4619 | 3823 | 2T | GT | 800 | P | OP | 4 | 1974 | FO2 |  |  | FO2 |  |  | 4500 | 650 | 800 | 0 | RT | 1 | 1996 | 0 | 0 | 0 | 0 | OT | [5 empty] | 0 | 0 | 0 | 4 | 1974 | 0 | 0 |  |  |  |  | Y | Delay in new plant |  | 0
3 |  | 4619 | 7186 | 2 | IC | 0 |  |  | 0 | 0 | [6 empty] | 0 | 0 | 0 | 2000 | PL | 0 | 0 | 1 | 1995 | 1 | 1997 | AP |  |  | FO2 |  |  | 2000 | 2000 | 0 | 0 | 0 | 1842 | 2107 |  |  |  |  | Y | West Spring Gen 2 will be moved to East Chandler & become Gen 1. West Spring Plant will then be retired |  | 0
3 |  | 4627 | 4112 | 1 | IC | 700 |  | OP | 88 | 1945 | FO2 |  |  | FO2 |  |  | 11217 | 650 | 650 | 0 |  | 0 | 0 | 0 | 0 | 0 | 0 | [6 empty] | 0 | 0 | 0 | 0 | 1945 | 0 | 0 | E | [6 empty] | 0
3 |  | 4627 | 4112 | 2 | IC | 300 |  | OP | 88 | 1939 | FO2 |  |  | FO2 |  |  | 11217 | 200 | 200 | 0 |  | 0 | 0 | 0 | 0 | 0 | 0 | [6 empty] | 0 | 0 | 0 | 0 | 1939 | 0 | 0 | E | [6 empty] | 0
3 |  | 4627 | 4112 | 3 | IC | 300 |  | OP | 88 | 1939 | FO2 |  |  | FO2 |  |  | 11217 | 190 | 190 | 0 |  | 0 | 0 | 0 | 0 | 0 | 0 | [6 empty] | 0 | 0 | 0 | 0 | 1939 | 0 | 0 | E | [6 empty] | 0
3 |  | 4627 | 4112 | 4 | IC | 1375 |  | OP | 88 | 1954 | FO2 |  |  | FO2 |  |  | 10354 | 1400 | 1400 | 0 |  | 0 | 0 | 0 | 0 | 0 | 0 | [6 empty] | 0 | 0 | 0 | 0 | 1954 | 0 | 0 | E | [6 empty] | 0
3 |  | 4627 | 4112 | 5 | IC | 2050 |  | OP | 88 | 1966 | FO2 |  |  | NG | FO2 |  | 10354 | 2000 | 2000 | 0 |  | 0 | 0 | 0 | 0 | 0 | 0 | [6 empty] | 0 | 0 | 0 | 0 | 1966 | 0 | 0 | E | [6 empty] | 0
3 |  | 4627 | 4112 | 6 | IC | 6490 |  | OP | 8 | 1979 | FO2 |  |  | FO2 |  |  | 8413 | 7100 | 7100 | 0 |  | 0 | 0 | 0 | 0 | 0 | 0 | [6 empty] | 0 | 0 | 0 | 7 | 1979 | 0 | 0 | E | [6 empty] | 0
3 |  | 4661 | 2232 | 1 | IC | 400 | C | SB | 88 | 1929 | FO2 |  |  | FO2 |  |  | 10692 | 240 | 240 | 0 |  | 0 | 0 | 0 | 0 | 0 | 0 | [6 empty] | 0 | 0 | 0 | 0 | 1929 | 0 | 0 | E | [6 empty] | 0
3 |  | 4661 | 2232 | 2 | IC | 900 | C | SB | 88 | 1955 | FO2 |  |  | NG | FO2 |  | 10692 | 800 | 800 | 0 |  | 0 | 0 | 0 | 0 | 0 | 0 | [6 empty] | 0 | 0 | 0 | 0 | 1955 | 0 | 0 | E | [6 empty] | 0
3 |  | 4661 | 2232 | 3 | IC | 1100 | C | SB | 88 | 1969 | FO2 |  |  | NG | FO2 |  | 10692 | 1000 | 1000 | 0 |  | 0 | 0 | 0 | 0 | 0 | 0 | [6 empty] | 0 | 0 | 0 | 0 | 1969 | 0 | 0 | E | [6 empty] | 0
3 |  | 4661 | 2232 | 4 | IC | 1400 | C | SB | 88 | 1975 | FO2 |  |  | NG | FO2 |  | 10692 | 1200 | 1200 | 0 |  | 0 | 0 | 0 | 0 | 0 | 0 | [6 empty] | 0 | 0 | 0 | 0 | 1975 | 0 | 0 | E | [6 empty] | 0
3 |  | 4667 | 2975 | 1 | IC | 2500 | P | OP | 6 | 1956 | FO2 |  |  | FO2 | NG |  | 10348 | 1850 | 1850 | 0 |  | 0 | 0 | 0 | 0 | 0 | 0 | [6 empty] | 0 | 0 | 0 | 5 | 1956 | 0 | 0 | E | [6 empty] | 0
3 |  | 4667 | 2975 | 2 | IC | 1000 | P | OP | 6 | 1949 | FO2 |  |  | FO2 | NG |  | 10348 | 750 | 750 | 0 |  | 0 | 0 | 0 | 0 | 0 | 0 | [6 empty] | 0 | 0 | 0 | 5 | 1949 | 0 | 0 | E | [6 empty] | 0
3 |  | 4667 | 2975 | 3 | IC | 500 | C | OP | 6 | 1936 | FO2 |  |  | FO2 | NG |  | 10348 | 400 | 400 | 0 |  | 0 | 0 | 0 | 0 | 0 | 0 | [6 empty] | 0 | 0 | 0 | 5 | 1936 | 0 | 0 | E | [6 empty] | 0
3 |  | 4667 | 2975 | 4 | IC | 500 | C | OP | 8 | 1936 | FO2 |  |  | FO2 | NG |  | 10348 | 400 | 400 | 0 |  | 0 | 0 | 0 | 0 | 0 | 0 | [6 empty] | 0 | 0 | 0 | 7 | 1936 | 0 | 0 | E | [6 empty] | 0
3 |  | 4667 | 2975 | 5 | IC | 500 | C | OP | 6 | 1936 | FO2 |  |  | FO2 | NG |  | 10348 | 400 | 400 | 0 |  | 0 | 0 | 0 | 0 | 0 | 0 | [6 empty] | 0 | 0 | 0 | 5 | 1936 | 0 | 0 | E | [6 empty] | 0
3 |  | 4667 | 2975 | 6 | IC | 800 | C | OP | 7 | 1939 | FO2 |  |  | FO2 | NG |  | 10348 | 600 | 600 | 0 |  | 0 | 0 | 0 | 0 | 0 | 0 | [6 empty] | 0 | 0 | 0 | 6 | 1939 | 0 | 0 | E | [6 empty] | 0
3 |  | 4667 | 2975 | 7 | IC | 2500 | C | OP | 6 | 1956 | FO2 |  |  | FO2 | NG |  | 10348 | 1900 | 1900 | 0 |  | 0 | 0 | 0 | 0 | 0 | 0 | [6 empty] | 0 | 0 | 0 | 5 | 1956 | 0 | 0 | E | [6 empty] | 0
3 |  | 4667 | 2975 | 8 | IC | 2500 | C | OP | 6 | 1956 | FO2 |  |  | FO2 | NG |  | 10348 | 1900 | 1900 | 0 |  | 0 | 0 | 0 | 0 | 0 | 0 | [6 empty] | 0 | 0 | 0 | 5 | 1956 | 0 | 0 | E | [6 empty] | 0
3 |  | 4667 | 2975 | 9 | IC | 3000 | B | OP | 2 | 1965 | FO2 |  |  | FO2 | NG |  | 10348 | 2300 | 2300 | 0 |  | 0 | 0 | 0 | 0 | 0 | 0 | [6 empty] | 0 | 0 | 0 | 1 | 1965 | 0 | 0 | E | [6 empty] | 0
3 |  | 4667 | 2975 | 10 | IC | 4500 | B | OP | 12 | 1972 | FO2 |  |  | FO2 | NG |  | 10348 | 3500 | 3500 | 0 |  | 0 | 0 | 0 | 0 | 0 | 0 | [6 empty] | 0 | 0 | 0 | 11 | 1972 | 0 | 0 | E | [6 empty] | 0
3 |  | 4667 | 2975 | 11 | IC | 6300 | P | OP | 6 | 1988 | FO2 |  |  | FO2 | NG |  | 8579 | 5800 | 5800 | 0 |  | 0 | 0 | 5 | 1988 | 0 | 0 | [6 empty] | 0 | 0 | 0 | 6 | 1988 | 0 | 0 | [7 empty] | 0
3 |  | 4715 | 3976 | 1 | HC | 132 | C | OP | 88 | 1934 | WAT |  |  | WAT |  |  | 0 | 80 | 80 | 0 |  | 0 | 0 | 0 | 0 | 0 | 0 | [6 empty] | 0 | 0 | 0 | 0 | 1934 | 0 | 0 | E | [6 empty] | 0
3 |  | 4715 | 3976 | 2 | HC | 125 | C | OP | 88 | 1945 | WAT |  |  | WAT |  |  | 0 | 100 | 100 | 0 |  | 0 | 0 | 0 | 0 | 0 | 0 | [6 empty] | 0 | 0 | 0 | 0 | 1945 | 0 | 0 | E | [6 empty] | 0
3 |  | 4715 | 3976 | 5 | IC | 700 | P | SB | 88 | 1955 | FO2 |  |  | FO2 |  |  | 13800 | 700 | 700 | 0 |  | 0 | 0 | 0 | 0 | 0 | 0 | [6 empty] | 0 | 0 | 0 | 0 | 1955 | 0 | 0 | [7 empty] | 0
3 |  | 4715 | 3976 | 6 | IC | 700 | P | SB | 88 | 1949 | FO2 |  |  | FO2 |  |  | 13800 | 700 | 700 | 0 |  | 0 | 0 | 0 | 0 | 0 | 0 | [6 empty] | 0 | 0 | 0 | 0 | 1949 | 0 | 0 | [7 empty] | 0
3 |  | 4715 | 3977 | 1 | HC | 100 |  |  | 88 | 1921 |  |  |  | WAT |  |  | 0 | 0 | 0 | 0 | RE | 99 | 1975 | 0 | 0 | 0 | 0 | [6 empty] | 0 | 0 | 0 | 0 | 1921 | 0 | 0 | E | [6 empty] | 0
3 |  | 4715 | 3978 | 1 | HC | 250 | C | OP | 88 | 1953 | WAT |  |  | WAT |  |  | 0 | 250 | 250 | 0 |  | 0 | 0 | 0 | 0 | 0 | 0 | [6 empty] | 0 | 0 | 0 | 0 | 1953 | 0 | 0 | E | [6 empty] | 0
3 |  | 4715 | 3978 | 2 | HC | 200 | C | OP | 88 | 1953 | WAT |  |  | WAT |  |  | 0 | 200 | 200 | 0 |  | 0 | 0 | 0 | 0 | 0 | 0 | [6 empty] | 0 | 0 | 0 | 0 | 1953 | 0 | 0 | E | [6 empty] | 0
3 |  | 4715 | 7058 | 1 | IC | 1000 | P | SB | 1 | 1988 | FO2 |  |  | FO2 |  |  | 13800 | 1000 | 1000 | 0 |  | 0 | 0 | 6 | 1987 | 0 | 0 | [6 empty] | 0 | 0 | 0 | 1 | 1988 | 0 | 0 | [7 empty] | 0
3 |  | 4715 | 7058 | 2 | IC | 1000 | P | SB | 2 | 1988 | FO2 |  |  | FO2 |  |  | 13800 | 1000 | 1000 | 0 |  | 0 | 0 | 6 | 1987 | 0 | 0 | [6 empty] | 0 | 0 | 0 | 2 | 1988 | 0 | 0 | [7 empty] | 0
3 |  | 4715 | 7058 | 3 | IC | 1000 | P | SB | 4 | 1989 | FO2 |  |  | FO2 |  |  | 13800 | 1000 | 1000 | 0 |  | 0 | 0 | 0 | 0 | 0 | 0 | [6 empty] | 0 | 0 | 0 | 2 | 1989 | 0 | 0 | [7 empty] | 0
3 |  | 4715 | 7058 | 4 | IC | 1000 | P | SB | 4 | 1989 | FO2 |  |  | FO2 |  |  | 13800 | 1000 | 1000 | 0 |  | 0 | 0 | 0 | 0 | 0 | 0 | [6 empty] | 0 | 0 | 0 | 2 | 1989 | 0 | 0 | [7 empty] | 0
3 |  | 4715 | 7058 | 5 | IC | 1000 | P | SB | 4 | 1989 | FO2 |  |  | FO2 |  |  | 13800 | 1000 | 1000 | 0 |  | 0 | 0 | 0 | 0 | 0 | 0 | [6 empty] | 0 | 0 | 0 | 2 | 1989 | 0 | 0 | [7 empty] | 0
3 |  | 4716 | 2026 | 1 | IC | 2700 | P |  | 1 | 1950 | FO2 | NG |  | FO2 | NG |  | 11800 | 1470 | 1470 | 0 | RE | 4 | 1986 | 0 | 0 | 0 | 0 | [6 empty] | 0 | 0 | 0 | 12 | 1949 | 0 | 0 | E | [6 empty] | 0
3 |  | 4716 | 2026 | 2 | IC | 2700 | P |  | 2 | 1950 | FO2 | NG |  | FO2 | NG |  | 11800 | 1470 | 1470 | 0 | RE | 4 | 1986 | 0 | 0 | 0 | 0 | [6 empty] | 0 | 0 | 0 | 1 | 1950 | 0 | 0 | E | [6 empty] | 0
3 |  | 4716 | 2026 | 3 | IC | 2500 | P |  | 6 | 1952 | FO2 | NG |  | FO2 | NG |  | 11800 | 980 | 980 | 0 | RE | 4 | 1986 | 0 | 0 | 0 | 0 | [6 empty] | 0 | 0 | 0 | 5 | 1952 | 0 | 0 | E | [6 empty] | 0
3 |  | 4716 | 2026 | 4 | IC | 2500 | P |  | 6 | 1952 | FO2 | NG |  | FO2 | NG |  | 11800 | 1390 | 1390 | 0 | RE | 4 | 1986 | 0 | 0 | 0 | 0 | [6 empty] | 0 | 0 | 0 | 5 | 1952 | 0 | 0 | E | [6 empty] | 0
3 |  | 4716 | 4140 | 1 | ST | 15000 | P | OP | 9 | 1947 | FO2 | BIT | SUB | BIT | SUB |  | 13800 | 21000 | 21000 | 0 |  | 0 | 0 | 0 | 0 | 0 | 0 | [6 empty] | 0 | 0 | 0 | 8 | 1947 | 0 | 0 | E | [6 empty] | 0
3 |  | 4716 | 4140 | 2 | ST | 15000 | P | OP | 10 | 1947 | FO2 | BIT | SUB | BIT | SUB |  | 13800 | 21000 | 21000 | 0 |  | 0 | 0 | 0 | 0 | 0 | 0 | [6 empty] | 0 | 0 | 0 | 9 | 1947 | 0 | 0 | E | [6 empty] | 0
3 |  | 4716 | 4140 | 3 | ST | 15000 | P | OP | 7 | 1951 | FO2 | BIT | SUB | BIT | SUB |  | 13800 | 21000 | 21000 | 0 |  | 0 | 0 | 0 | 0 | 0 | 0 | [6 empty] | 0 | 0 | 0 | 6 | 1951 | 0 | 0 | E | [6 empty] | 0
3 |  | 4716 | 4140 | 4 | ST | 54400 | C | OP | 5 | 1957 | FO2 | BIT | SUB | BIT | SUB |  | 11075 | 59230 | 59230 | 0 |  | 0 | 0 | 0 | 0 | 0 | 0 | [6 empty] | 0 | 0 | 0 | 4 | 1957 | 0 | 0 | E | [6 empty] | 0
3 |  | 4716 | 4140 | 5 | ST | 81600 | C | OP | 1 | 1960 | FO2 | BIT | SUB | BIT | SUB |  | 10396 | 83745 | 83745 | 0 |  | 0 | 0 | 0 | 0 | 0 | 0 | [6 empty] | 0 | 0 | 0 | 12 | 1959 | 0 | 0 | E | [6 empty] | 0
3 |  | 4716 | 4140 | 7 | ST | 0 |  |  | 0 | 0 | [6 empty] | 0 | 0 | 0 | 500000 | CN | 99 | 9999 | 11 | 1988 | 0 | 0 |  |  |  | COL |  |  | 0 | 0 | 0 | 0 | 0 | 465000 | 475000 | [7 empty] | 0
3 |  | 4716 | 4141 | 1 | IC | 1000 |  |  | 99 | 1938 |  |  |  | FO2 |  |  | 0 | 0 | 0 | 0 | RE | 11 | 1975 | 0 | 0 | 0 | 0 | [6 empty] | 0 | 0 | 0 | 0 | 1938 | 0 | 0 | E | [6 empty] | 0
3 |  | 4716 | 4141 | 2 | IC | 1000 |  |  | 99 | 1938 |  |  |  | FO2 |  |  | 0 | 0 | 0 | 0 | RE | 11 | 1975 | 0 | 0 | 0 | 0 | [6 empty] | 0 | 0 | 0 | 0 | 1938 | 0 | 0 | E | [6 empty] | 0
3 |  | 4716 | 4141 | 3 | IC | 1000 |  |  | 99 | 1938 |  |  |  | FO2 |  |  | 0 | 0 | 0 | 0 | RE | 11 | 1975 | 0 | 0 | 0 | 0 | [6 empty] | 0 | 0 | 0 | 0 | 1938 | 0 | 0 | E | [6 empty] | 0
3 |  | 4716 | 4141 | 4 | IC | 1000 |  |  | 99 | 1939 |  |  |  | FO2 |  |  | 0 | 0 | 0 | 0 | RE | 11 | 1975 | 0 | 0 | 0 | 0 | [6 empty] | 0 | 0 | 0 | 0 | 1939 | 0 | 0 | E | [6 empty] | 0
3 |  | 4716 | 4141 | 5 | IC | 1000 |  |  | 99 | 1939 |  |  |  | FO2 |  |  | 0 | 0 | 0 | 0 | RE | 11 | 1975 | 0 | 0 | 0 | 0 | [6 empty] | 0 | 0 | 0 | 0 | 1939 | 0 | 0 | E | [6 empty] | 0
3 |  | 4716 | 4142 | 1 | HC | 5000 | C | OP | 1 | 1951 | WAT |  |  | WAT |  |  | 0 | 7000 | 7000 | 0 |  | 0 | 0 | 0 | 0 | 0 | 0 | [6 empty] | 0 | 0 | 0 | 10 | 1950 | 0 | 0 | E | [6 empty] | 0
3 |  | 4716 | 4142 | 2 | HC | 5000 | C | OP | 1 | 1951 | WAT |  |  | WAT |  |  | 0 | 7000 | 7000 | 0 |  | 0 | 0 | 0 | 0 | 0 | 0 | [6 empty] | 0 | 0 | 0 | 10 | 1950 | 0 | 0 | E | [6 empty] | 0
3 |  | 4716 | 4142 | 3 | HC | 5000 | C | OP | 3 | 1951 | WAT |  |  | WAT |  |  | 0 | 7000 | 7000 | 0 |  | 0 | 0 | 0 | 0 | 0 | 0 | [6 empty] | 0 | 0 | 0 | 12 | 1950 | 0 | 0 | E | [6 empty] | 0
3 |  | 4716 | 4143 | 1 | ST | 3000 | P |  | 6 | 1941 | FO2 |  |  | FO2 |  |  | 14000 | 1870 | 1870 | 0 | RE | 1 | 1987 | 0 | 0 | 0 | 0 | [6 empty] | 0 | 0 | 0 | 5 | 1941 | 0 | 0 | E | [6 empty] | 0
3 |  | 4716 | 4143 | 2 | ST | 3000 | P |  | 6 | 1941 | FO2 |  |  | FO2 |  |  | 14000 | 2020 | 2020 | 0 | RE | 1 | 1987 | 0 | 0 | 0 | 0 | [6 empty] | 0 | 0 | 0 | 5 | 1941 | 0 | 0 | E | [6 empty] | 0
3 |  | 4716 | 4143 | 3 | ST | 4000 | P |  | 12 | 1945 | FO2 |  |  | FO2 |  |  | 14000 | 2460 | 2460 | 0 | RE | 1 | 1987 | 0 | 0 | 0 | 0 | [6 empty] | 0 | 0 | 0 | 11 | 1945 | 0 | 0 | E | [6 empty] | 0
3 |  | 4716 | 4143 | 4 | ST | 4000 | P |  | 2 | 1945 | FO2 |  |  | FO2 |  |  | 14000 | 2970 | 2970 | 0 | RE | 1 | 1987 | 0 | 0 | 0 | 0 | [6 empty] | 0 | 0 | 0 | 1 | 1945 | 0 | 0 | E | [6 empty] | 0
3 |  | 4716 | 4143 | 5 | NB | 50300 | B |  | 2 | 1971 | UR |  |  | UR |  |  | 0 | 51250 | 51250 | 0 | RE | 4 | 1987 | 0 | 0 | 0 | 0 | [6 empty] | 0 | 0 | 50000 | 0 | 1971 | 0 | 0 | [7 empty] | 0
3 |  | 4716 | 4143 | ST3 | ST | 345600 | C | OP | 6 | 1969 | FO2 | SUB |  | BIT | SUB |  | 9453 | 372040 | 372040 | 0 |  | 0 | 0 | 0 | 0 | 0 | 0 | [6 empty] | 0 | 0 | 0 | 4 | 1969 | 0 | 0 | E | [6 empty] | 0
3 |  | 4716 | 4146 | 1 | ST | 15000 | C | OP | 2 | 1951 | FO2 |  |  | BIT |  |  | 12616 | 16100 | 16100 | 0 |  | 0 | 0 | 0 | 0 | 0 | 0 | [6 empty] | 0 | 0 | 0 | 1 | 1951 | 0 | 0 | E | [6 empty] | 0
3 |  | 4716 | 4146 | 2 | ST | 33000 | C | OP | 1 | 1954 | FO2 |  |  | BIT |  |  | 12616 | 35000 | 35000 | 0 |  | 0 | 0 | 0 | 0 | 0 | 0 | [6 empty] | 0 | 0 | 0 | 12 | 1953 | 0 | 0 | E | [6 empty] | 0
3 |  | 4716 | 4271 | 1 | ST | 387000 | C | OP | 11 | 1979 | FO2 | SUB |  | SUB |  |  | 11236 | 370835 | 370835 | 0 |  | 0 | 0 | 0 | 0 | 0 | 0 | [6 empty] | 0 | 0 | 0 | 8 | 1979 | 0 | 0 | E | [6 empty] | 0
3 |  | 4794 | 3824 | 1 | ST | 6000 |  |  | 6 | 1949 |  |  |  | BIT | NG |  | 0 | 0 | 0 | 0 | RE | 2 | 1980 | 0 | 0 | 0 | 0 | [6 empty] | 0 | 0 | 0 | 0 | 1949 | 0 | 0 | E | [6 empty] | 0
3 |  | 4794 | 3824 | 2 | ST | 11000 |  |  | 11 | 1952 |  |  |  | BIT | NG |  | 0 | 0 | 0 | 0 | RE | 2 | 1980 | 0 | 0 | 0 | 0 | [6 empty] | 0 | 0 | 0 | 0 | 1952 | 0 | 0 | E | [6 empty] | 0
3 |  | 4794 | 3824 | 3 | ST | 11000 |  |  | 5 | 1953 |  |  |  | BIT | NG |  | 0 | 0 | 0 | 0 | RE | 2 | 1980 | 0 | 0 | 0 | 0 | [6 empty] | 0 | 0 | 0 | 0 | 1953 | 0 | 0 | E | [6 empty] | 0
3 |  | 4794 | 3825 | 1 | HC | 3375 | P | OP | 6 | 1938 | WAT |  |  | WAT |  |  | 0 | 3375 | 3375 | 0 |  | 0 | 0 | 0 | 0 | 0 | 0 | [6 empty] | 0 | 0 | 0 | 3 | 1938 | 0 | 0 | E | [6 empty] | 0
3 |  | 4794 | 3825 | 2 | HC | 3375 | P | OP | 6 | 1938 | WAT |  |  | WAT |  |  | 0 | 3375 | 3375 | 0 |  | 0 | 0 | 0 | 0 | 0 | 0 | [6 empty] | 0 | 0 | 0 | 3 | 1938 | 0 | 0 | E | [6 empty] | 0
3 |  | 4794 | 3825 | 3 | HC | 3375 | P | OP | 6 | 1938 | WAT |  |  | WAT |  |  | 0 | 3375 | 3375 | 0 |  | 0 | 0 | 0 | 0 | 0 | 0 | [6 empty] | 0 | 0 | 0 | 3 | 1938 | 0 | 0 | E | [6 empty] | 0
3 |  | 4919 | 1135 | 1 | IC | 675 |  | SB | 5 | 1959 | FO2 |  |  | FO2 | NG |  | 0 | 675 | 675 | 0 |  | 0 | 0 | 0 | 0 | 0 | 0 | [6 empty] | 0 | 0 | 0 | 4 | 1959 | 0 | 0 | E | [6 empty] | 0
3 |  | 4919 | 1135 | 2 | IC | 390 |  | SB | 6 | 1951 | FO2 |  |  | FO2 | NG |  | 0 | 390 | 390 | 0 |  | 0 | 0 | 0 | 0 | 0 | 0 | [6 empty] | 0 | 0 | 0 | 5 | 1951 | 0 | 0 | E | [6 empty] | 0
3 |  | 4919 | 1135 | 3 | IC | 200 |  | SB | 6 | 1947 | FO2 |  |  | FO2 |  |  | 0 | 200 | 200 | 0 |  | 0 | 0 | 0 | 0 | 0 | 0 | [6 empty] | 0 | 0 | 0 | 5 | 1947 | 0 | 0 | E | [6 empty] | 0
3 |  | 4919 | 1135 | 4 | IC | 118 |  | SB | 7 | 1939 | FO2 |  |  | FO2 |  |  | 0 | 118 | 118 | 0 |  | 0 | 0 | 0 | 0 | 0 | 0 | [6 empty] | 0 | 0 | 0 | 6 | 1939 | 0 | 0 | E | [6 empty] | 0
3 |  | 4922 | 2847 | 1 | ST | 30000 | P |  | 12 | 1944 | FO2 | NG |  | FO2 | BIT |  | 12000 | 29500 | 30000 | 0 | RE | 9 | 1987 | 0 | 0 | 0 | 0 | [6 empty] | 0 | 0 | 0 | 11 | 1944 | 0 | 0 | E | [6 empty] | 0
3 |  | 4922 | 2847 | 2 | ST | 30000 | P |  | 4 | 1942 | FO2 | NG |  | FO2 | BIT |  | 12000 | 29500 | 30000 | 0 | RE | 9 | 1987 | 0 | 0 | 0 | 0 | [6 empty] | 0 | 0 | 0 | 3 | 1942 | 0 | 0 | E | [6 empty] | 0
3 |  | 4922 | 2847 | 3 | ST | 34500 | P |  | 12 | 1951 | FO2 | NG |  | FO2 | BIT |  | 12000 | 31000 | 31000 | 0 | RE | 9 | 1987 | 0 | 0 | 0 | 0 | [6 empty] | 0 | 0 | 0 | 11 | 1951 | 0 | 0 | E | [6 empty] | 0
3 |  | 4922 | 2847 | 4 | ST | 147050 | C |  | 8 | 1958 | NG | BIT |  | BIT |  |  | 10000 | 139000 | 141000 | 0 | RE | 9 | 1987 | 0 | 0 | 0 | 0 | [6 empty] | 0 | 0 | 0 | 7 | 1958 | 0 | 0 | E | [6 empty] | 0
3 |  | 4922 | 2847 | 5 | ST | 147050 | C |  | 6 | 1959 | NG | BIT |  | BIT |  |  | 10000 | 139000 | 141000 | 0 | RE | 9 | 1987 | 0 | 0 | 0 | 0 | [6 empty] | 0 | 0 | 0 | 5 | 1959 | 0 | 0 | E | [6 empty] | 0
3 |  | 4922 | 2847 | 7 | ST | 30000 | P |  | 9 | 1937 | FO2 | NG |  | FO2 | BIT |  | 12000 | 25500 | 26000 | 0 | RE | 9 | 1987 | 0 | 0 | 0 | 0 | [6 empty] | 0 | 0 | 0 | 8 | 1937 | 0 | 0 | E | [6 empty] | 0
3 |  | 4922 | 2847 | 8 | ST | 30000 | P |  | 10 | 1940 | FO2 | NG |  | FO2 | BIT |  | 12000 | 25500 | 26000 | 0 | RE | 9 | 1987 | 0 | 0 | 0 | 0 | [6 empty] | 0 | 0 | 0 | 9 | 1940 | 0 | 0 | E | [6 empty] | 0
3 |  | 4922 | 2847 | IC1 | IC | 2750 | P | OP | 5 | 1967 | FO2 |  |  | FO2 |  |  | 10400 | 2500 | 2500 | 0 |  | 0 | 0 | 0 | 0 | 0 | 0 | [6 empty] | 0 | 0 | 0 | 4 | 1967 | 0 | 0 | E | [6 empty] | 0
3 |  | 4922 | 2847 | IC2 | IC | 2750 | P | OP | 5 | 1967 | FO2 |  |  | FO2 |  |  | 10400 | 2500 | 2500 | 0 |  | 0 | 0 | 0 | 0 | 0 | 0 | [6 empty] | 0 | 0 | 0 | 4 | 1967 | 0 | 0 | E | [6 empty] | 0
3 |  | 4922 | 2847 | IC3 | IC | 2750 | P | OP | 5 | 1967 | FO2 |  |  | FO2 |  |  | 10400 | 2500 | 2500 | 0 |  | 0 | 0 | 0 | 0 | 0 | 0 | [6 empty] | 0 | 0 | 0 | 4 | 1967 | 0 | 0 | E | [6 empty] | 0
3 |  | 4922 | 2847 | IC4 | IC | 2750 | P | OP | 5 | 1967 | FO2 |  |  | FO2 |  |  | 10400 | 2500 | 2500 | 0 |  | 0 | 0 | 0 | 0 | 0 | 0 | [6 empty] | 0 | 0 | 0 | 4 | 1967 | 0 | 0 | E | [6 empty] | 0
3 |  | 4922 | 2848 | 1 | ST | 69000 | P | OP | 7 | 1948 | NG | BIT |  | BIT | NG |  | 12182 | 58000 | 59000 | 0 |  | 0 | 0 | 0 | 0 | 0 | 0 | [6 empty] | 0 | 0 | 0 | 6 | 1948 | 0 | 0 | E | [6 empty] | 0
3 |  | 4922 | 2848 | 2 | ST | 69000 | P | OP | 3 | 1949 | NG | BIT |  | BIT | NG |  | 12160 | 55000 | 56000 | 0 |  | 0 | 0 | 0 | 0 | 0 | 0 | [6 empty] | 0 | 0 | 0 | 2 | 1949 | 0 | 0 | E | [6 empty] | 0
3 |  | 4922 | 2848 | 3 | ST | 69000 | C | OP | 12 | 1950 | NG |  |  | BIT | NG |  | 10021 | 63000 | 64000 | 0 |  | 0 | 0 | 0 | 0 | 0 | 0 | [6 empty] | 0 | 0 | 0 | 11 | 1950 | 0 | 0 | E | [6 empty] | 0
3 |  | 4922 | 2848 | 4 | ST | 69000 | C | OP | 2 | 1951 | NG |  |  | BIT | NG |  | 10238 | 63000 | 64000 | 0 |  | 0 | 0 | 0 | 0 | 0 | 0 | [6 empty] | 0 | 0 | 0 | 1 | 1951 | 0 | 0 | E | [6 empty] | 0
3 |  | 4922 | 2848 | 5 | ST | 69000 | C | OP | 11 | 1952 | NG |  |  | BIT | NG |  | 10810 | 63000 | 64000 | 0 |  | 0 | 0 | 0 | 0 | 0 | 0 | [6 empty] | 0 | 0 | 0 | 10 | 1952 | 0 | 0 | E | [6 empty] | 0
3 |  | 4922 | 2848 | 6 | ST | 69000 | C | OP | 8 | 1953 | NG |  |  | BIT | NG |  | 10778 | 63000 | 64000 | 0 |  | 0 | 0 | 0 | 0 | 0 | 0 | [6 empty] | 0 | 0 | 0 | 7 | 1953 | 0 | 0 | E | [6 empty] | 0
3 |  | 4922 | 2848 | 7 | GT | 32640 | P | OP | 11 | 1968 | NG | FO2 |  | FO2 | NG |  | 15072 | 26000 | 32000 | 0 |  | 0 | 0 | 0 | 0 | 0 | 0 | [6 empty] | 0 | 0 | 0 | 10 | 1968 | 0 | 0 | E | [6 empty] | 0
3 |  | 4922 | 2850 | 1 | ST | 610200 | B | OP | 5 | 1971 | FO2 |  |  | BIT |  |  | 9171 | 585000 | 585000 | 0 |  | 0 | 0 | 0 | 0 | 0 | 0 | [6 empty] | 0 | 0 | 0 | 2 | 1971 | 0 | 0 | E | [6 empty] | 0
3 |  | 4922 | 2850 | 2 | ST | 610200 | B | OP | 10 | 1970 | FO2 |  |  | BIT |  |  | 9094 | 585000 | 585000 | 0 |  | 0 | 0 | 0 | 0 | 0 | 0 | [6 empty] | 0 | 0 | 0 | 8 | 1970 | 0 | 0 | E | [6 empty] | 0
3 |  | 4922 | 2850 | 3 | ST | 610200 | B | OP | 5 | 1972 | FO2 |  |  | BIT |  |  | 9458 | 585000 | 585000 | 0 |  | 0 | 0 | 0 | 0 | 0 | 0 | [6 empty] | 0 | 0 | 0 | 2 | 1972 | 0 | 0 | E | [6 empty] | 0
3 |  | 4922 | 2850 | 4 | ST | 610200 | B | OP | 6 | 1974 | FO2 |  |  | BIT |  |  | 9217 | 585000 | 585000 | 0 |  | 0 | 0 | 0 | 0 | 0 | 0 | [6 empty] | 0 | 0 | 0 | 3 | 1974 | 0 | 0 | E | [6 empty] | 0
3 |  | 4922 | 2850 | IC1 | IC | 2750 |  | OP | 10 | 1969 | FO2 |  |  | FO2 |  |  | 10400 | 2750 | 2750 | 0 |  | 0 | 0 | 0 | 0 | 0 | 0 | [6 empty] | 0 | 0 | 0 | 9 | 1969 | 0 | 0 | E | [6 empty] | 0
3 |  | 4922 | 2850 | IC2 | IC | 2750 |  | OP | 10 | 1969 | FO2 |  |  | FO2 |  |  | 10400 | 2750 | 2750 | 0 |  | 0 | 0 | 0 | 0 | 0 | 0 | [6 empty] | 0 | 0 | 0 | 9 | 1969 | 0 | 0 | E | [6 empty] | 0
3 |  | 4922 | 2850 | IC3 | IC | 2750 |  | OP | 10 | 1969 | FO2 |  |  | FO2 |  |  | 10400 | 2750 | 2750 | 0 |  | 0 | 0 | 0 | 0 | 0 | 0 | [6 empty] | 0 | 0 | 0 | 9 | 1969 | 0 | 0 | E | [6 empty] | 0
3 |  | 4922 | 2850 | IC4 | IC | 2750 |  | OP | 10 | 1969 | FO2 |  |  | FO2 |  |  | 10400 | 2750 | 2750 | 0 |  | 0 | 0 | 0 | 0 | 0 | 0 | [6 empty] | 0 | 0 | 0 | 9 | 1969 | 0 | 0 | E | [6 empty] | 0
3 |  | 4922 | 2851 | 1 | IC | 2750 | P | OP | 6 | 1968 | FO2 |  |  | FO2 |  |  | 10400 | 2500 | 2500 | 0 |  | 0 | 0 | 0 | 0 | 0 | 0 | [6 empty] | 0 | 0 | 0 | 5 | 1968 | 0 | 0 | E | [6 empty] | 0
3 |  | 4922 | 2851 | 2 | IC | 2750 | P | OP | 6 | 1968 | FO2 |  |  | FO2 |  |  | 10400 | 2500 | 2500 | 0 |  | 0 | 0 | 0 | 0 | 0 | 0 | [6 empty] | 0 | 0 | 0 | 5 | 1968 | 0 | 0 | E | [6 empty] | 0
3 |  | 4922 | 2851 | 3 | IC | 2750 | P | OP | 6 | 1968 | FO2 |  |  | FO2 |  |  | 10400 | 2500 | 2500 | 0 |  | 0 | 0 | 0 | 0 | 0 | 0 | [6 empty] | 0 | 0 | 0 | 5 | 1968 | 0 | 0 | E | [6 empty] | 0
3 |  | 4922 | 2851 | 4 | IC | 2750 | P | OP | 6 | 1968 | FO2 |  |  | FO2 |  |  | 10400 | 2500 | 2500 | 0 |  | 0 | 0 | 0 | 0 | 0 | 0 | [6 empty] | 0 | 0 | 0 | 5 | 1968 | 0 | 0 | E | [6 empty] | 0
3 |  | 4922 | 2851 | 5 | IC | 2750 | P | OP | 6 | 1968 | FO2 |  |  | FO2 |  |  | 10400 | 2500 | 2500 | 0 |  | 0 | 0 | 0 | 0 | 0 | 0 | [6 empty] | 0 | 0 | 0 | 5 | 1968 | 0 | 0 | E | [6 empty] | 0
3 |  | 4922 | 2852 | 1 | IC | 2750 | P | OP | 7 | 1968 | FO2 |  |  | FO2 |  |  | 10400 | 2500 | 2500 | 0 |  | 0 | 0 | 0 | 0 | 0 | 0 | [6 empty] | 0 | 0 | 0 | 6 | 1968 | 0 | 0 | E | [6 empty] | 0
3 |  | 4922 | 2852 | 2 | IC | 2750 | P | OP | 7 | 1968 | FO2 |  |  | FO2 |  |  | 10400 | 2500 | 2500 | 0 |  | 0 | 0 | 0 | 0 | 0 | 0 | [6 empty] | 0 | 0 | 0 | 6 | 1968 | 0 | 0 | E | [6 empty] | 0
3 |  | 4922 | 2852 | 3 | IC | 2750 | P | OP | 7 | 1968 | FO2 |  |  | FO2 |  |  | 10400 | 2500 | 2500 | 0 |  | 0 | 0 | 0 | 0 | 0 | 0 | [6 empty] | 0 | 0 | 0 | 6 | 1968 | 0 | 0 | E | [6 empty] | 0
3 |  | 4922 | 2852 | 4 | IC | 2750 | P | OP | 7 | 1968 | FO2 |  |  | FO2 |  |  | 10400 | 2500 | 2500 | 0 |  | 0 | 0 | 0 | 0 | 0 | 0 | [6 empty] | 0 | 0 | 0 | 6 | 1968 | 0 | 0 | E | [6 empty] | 0
3 |  | 4922 | 2852 | 5 | IC | 2750 | P | OP | 7 | 1968 | FO2 |  |  | FO2 |  |  | 10400 | 2500 | 2500 | 0 |  | 0 | 0 | 0 | 0 | 0 | 0 | [6 empty] | 0 | 0 | 0 | 6 | 1968 | 0 | 0 | E | [6 empty] | 0
3 |  | 4922 | 2854 | 1 | GT | 18594 | P | OP | 7 | 1969 | FO2 |  |  | NG | FO2 |  | 13141 | 21000 | 24000 | 0 |  | 0 | 0 | 0 | 0 | 0 | 0 | [6 empty] | 0 | 0 | 0 | 6 | 1969 | 0 | 0 | E | [6 empty] | 0
3 |  | 4922 | 2854 | 2 | GT | 18594 | P | OP | 7 | 1969 | FO2 |  |  | NG | FO2 |  | 13141 | 21000 | 24000 | 0 |  | 0 | 0 | 0 | 0 | 0 | 0 | [6 empty] | 0 | 0 | 0 | 6 | 1969 | 0 | 0 | E | [6 empty] | 0
3 |  | 4922 | 2854 | 3 | GT | 18594 | P | OP | 7 | 1969 | FO2 |  |  | NG | FO2 |  | 13141 | 21000 | 24000 | 0 |  | 0 | 0 | 0 | 0 | 0 | 0 | [6 empty] | 0 | 0 | 0 | 6 | 1969 | 0 | 0 | E | [6 empty] | 0
3 |  | 4922 | 2854 | 4 | GT | 17553 | P | OP | 11 | 1970 | NG | FO2 |  | NG | FO2 |  | 15617 | 15000 | 18000 | 0 |  | 0 | 0 | 0 | 0 | 0 | 0 | [6 empty] | 0 | 0 | 0 | 10 | 1970 | 0 | 0 | E | [6 empty] | 0
3 |  | 4922 | 2854 | 5 | GT | 17553 | P | OP | 11 | 1970 | NG | FO2 |  | NG | FO2 |  | 15617 | 15000 | 18000 | 0 |  | 0 | 0 | 0 | 0 | 0 | 0 | [6 empty] | 0 | 0 | 0 | 10 | 1970 | 0 | 0 | E | [6 empty] | 0
3 |  | 4922 | 2854 | 6 | GT | 17553 | P | OP | 11 | 1970 | NG | FO2 |  | NG | FO2 |  | 15617 | 15000 | 18000 | 0 |  | 0 | 0 | 0 | 0 | 0 | 0 | [6 empty] | 0 | 0 | 0 | 10 | 1970 | 0 | 0 | E | [6 empty] | 0
3 |  | 4922 | 2854 | 7 | GT | 17553 | P | OP | 11 | 1970 | NG | FO2 |  | NG | FO2 |  | 15617 | 15000 | 18000 | 0 |  | 0 | 0 | 0 | 0 | 0 | 0 | [6 empty] | 0 | 0 | 0 | 10 | 1970 | 0 | 0 | E | [6 empty] | 0
3 |  | 4922 | 6031 | 1 | ST | 0 |  |  | 0 | 0 | [6 empty] | 0 | 0 | 0 | 661000 | CN | 99 | 9999 | 1 | 1979 | 12 | 1985 |  |  |  | BIT |  |  | 0 | 0 | 0 | 0 | 0 | 612000 | 625000 | [7 empty] | 0
3 |  | 4922 | 6031 | 2 | ST | 666448 | C | OP | 6 | 1982 | FO2 |  |  | BIT |  |  | 9788 | 600000 | 600000 | 0 |  | 0 | 0 | 0 | 0 | 0 | 0 | [6 empty] | 0 | 0 | 0 | 2 | 1982 | 0 | 0 | E | [6 empty] | 0
3 |  | 4922 | 7290 | 1 | GT | 0 |  |  | 0 | 0 | [6 empty] | 0 | 0 | 0 | 80000 | PL | 0 | 0 | 6 | 1995 | 6 | 1995 |  |  |  | NG | FO2 |  | 65000 | 95000 | 0 | 0 | 0 | 65684 | 78861 | [7 empty] | 0
3 |  | 4922 | 7290 | 2 | GT | 0 |  |  | 0 | 0 | [6 empty] | 0 | 0 | 0 | 80000 | PL | 0 | 0 | 6 | 1997 | 6 | 1997 |  |  |  | NG | FO2 |  | 65000 | 95000 | 0 | 0 | 0 | 65684 | 78861 | [7 empty] | 0
3 |  | 4922 | 7290 | 3 | GT | 0 |  |  | 0 | 0 | [6 empty] | 0 | 0 | 0 | 80000 | PL | 0 | 0 | 6 | 1999 | 6 | 1999 |  |  |  | NG | FO2 |  | 65000 | 95000 | 0 | 0 | 0 | 65684 | 78861 | [7 empty] | 0
3 |  | 4959 | 7182 | 1 | IC | 560 |  | OP | 7 | 1975 |  |  |  | FO1 |  |  | 0 | 509 | 571 | 0 |  | 0 | 0 | 0 | 0 | 0 | 0 | [6 empty] | 0 | 0 | 0 | 7 | 1975 | 0 | 0 |  | E | E |  |  |  |  | 0
3 |  | 4959 | 7182 | 2 | IC | 440 |  | OP | 7 | 1975 |  |  |  | FO1 |  |  | 0 | 399 | 446 | 0 |  | 0 | 0 | 0 | 0 | 0 | 0 | [6 empty] | 0 | 0 | 0 | 7 | 1975 | 0 | 0 |  | E | E |  |  |  |  | 0
3 |  | 4959 | 7182 | 3 | IC | 300 |  | OP | 7 | 1975 |  |  |  | FO1 |  |  | 0 | 271 | 301 | 0 |  | 0 | 0 | 0 | 0 | 0 | 0 | [6 empty] | 0 | 0 | 0 | 7 | 1975 | 0 | 0 |  | E | E |  |  |  |  | 0
3 |  | 4959 | 7182 | 4 | IC | 300 |  | OP | 7 | 1975 |  |  |  | FO1 |  |  | 0 | 271 | 301 | 0 |  | 0 | 0 | 0 | 0 | 0 | 0 | [6 empty] | 0 | 0 | 0 | 7 | 1975 | 0 | 0 |  | E | E |  |  |  |  | 0
3 |  | 5015 | 1969 | 1 | IC | 1136 |  | OP | 4 | 1951 | FO2 |  |  | FO2 |  |  | 12000 | 1136 | 1136 | 0 |  | 0 | 0 | 0 | 0 | 0 | 0 | [6 empty] | 0 | 0 | 0 | 3 | 1951 | 0 | 0 | E | [6 empty] | 0
3 |  | 5015 | 1969 | 2 | IC | 1140 |  | OP | 11 | 1972 | FO2 |  |  | NG | FO2 |  | 12000 | 1140 | 1140 | 0 |  | 0 | 0 | 0 | 0 | 0 | 0 | [6 empty] | 0 | 0 | 0 | 10 | 1972 | 0 | 0 | E | [6 empty] | 0
3 |  | 5015 | 1969 | 3 | IC | 1320 |  | OP | 3 | 1973 | FO2 |  |  | NG | FO2 |  | 12000 | 1365 | 1365 | 0 |  | 0 | 0 | 0 | 0 | 0 | 0 | [6 empty] | 0 | 0 | 0 | 2 | 1973 | 0 | 0 | E | [6 empty] | 0
3 |  | 5015 | 1969 | 4 | IC | 300 |  | OP | 7 | 1939 | FO2 |  |  | FO2 |  |  | 12000 | 300 | 300 | 0 |  | 0 | 0 | 0 | 0 | 0 | 0 | [6 empty] | 0 | 0 | 0 | 6 | 1939 | 0 | 0 | E | [6 empty] | 0
3 |  | 5015 | 1969 | 5 | IC | 840 |  | OP | 10 | 1946 | FO2 |  |  | FO2 |  |  | 12000 | 840 | 840 | 0 |  | 0 | 0 | 0 | 0 | 0 | 0 | [6 empty] | 0 | 0 | 0 | 9 | 1946 | 0 | 0 | E | [6 empty] | 0
3 |  | 5015 | 1969 | 6 | IC | 1250 |  | OP | 8 | 1989 | FO2 |  |  | FO2 |  |  | 12000 | 1250 | 1250 | 0 |  | 0 | 0 | 0 | 0 | 0 | 0 | EQ | [5 empty] | 0 | 0 | 0 | 5 | 1989 | 0 | 0 | [7 empty] | 0
3 |  | 5015 | 1969 | 7 | IC | 0 |  |  | 0 | 0 | [6 empty] | 0 | 0 | 0 | 3000 | PL | 0 | 0 | 8 | 1992 | 8 | 1992 |  |  |  | FO2 |  |  | 3000 | 3000 | 0 | 0 | 0 | 2774 | 3193 | [7 empty] | 0
3 |  | 5027 | 591 | 11 | GT | 26640 | P | OP | 6 | 1973 | FO2 |  |  | FO2 |  |  | 15100 | 21000 | 27000 | 0 |  | 0 | 0 | 0 | 0 | 0 | 0 | [6 empty] | 0 | 0 | 0 | 5 | 1973 | 0 | 0 | E | [6 empty] | 0
3 |  | 5027 | 591 | 14 | GT | 26640 | P | OP | 6 | 1973 | FO2 |  |  | FO2 |  |  | 15100 | 21000 | 27000 | 0 |  | 0 | 0 | 0 | 0 | 0 | 0 | [6 empty] | 0 | 0 | 0 | 5 | 1973 | 0 | 0 | E | [6 empty] | 0
3 |  | 5027 | 592 | 1 | ST | 27500 | B | OP | 6 | 1956 | RG |  |  | PC |  |  | 0 | 27000 | 27000 | 0 |  | 0 | 0 | 0 | 0 | 0 | 0 | [6 empty] | 0 | 0 | 0 | 5 | 1956 | 0 | 0 | E | [6 empty] | 0
3 |  | 5027 | 592 | 2 | ST | 27500 | B | OP | 6 | 1956 | RG |  |  | PC |  |  | 0 | 27000 | 27000 | 0 |  | 0 | 0 | 0 | 0 | 0 | 0 | [6 empty] | 0 | 0 | 0 | 5 | 1956 | 0 | 0 | E | [6 empty] | 0
3 |  | 5027 | 592 | 3 | ST | 75000 | C | OP | 11 | 1961 | RG |  |  | FO6 | RG |  | 13562 | 40000 | 41000 | 0 |  | 0 | 0 | 0 | 0 | 0 | 0 | [6 empty] | 0 | 0 | 0 | 9 | 1961 | 0 | 0 | E | [6 empty] | 0
3 |  | 5027 | 592 | 4 | ST | 10000 |  | OP | 0 | 1980 | RG |  |  | PC |  |  | 0 | 9893 | 10116 | 0 |  | 0 | 0 | 0 | 0 | 0 | 0 | [6 empty] | 0 | 0 | 0 | 0 | 1980 | 0 | 0 |  | E | E |  |  |  |  | 0
3 |  | 5027 | 592 | 10 | GT | 18594 | P | OP | 4 | 1968 | FO2 |  |  | FO2 |  |  | 17100 | 14000 | 18000 | 0 |  | 0 | 0 | 0 | 0 | 0 | 0 | [6 empty] | 0 | 0 | 0 | 3 | 1968 | 0 | 0 | E | [6 empty] | 0
3 |  | 5027 | 593 | 1 | ST | 69000 | B |  | 6 | 1951 | NA |  |  | FO6 | NG |  | 0 | 0 | 0 | 0 | RE | 7 | 1983 | 0 | 0 | 0 | 0 | [6 empty] | 0 | 0 | 0 | 0 | 1951 | 0 | 0 | E | [6 empty] | 0
3 |  | 5027 | 593 | 2 | ST | 69000 | B |  | 7 | 1951 | NA |  |  | FO6 |  |  | 0 | 0 | 0 | 0 | RE | 7 | 1983 | 0 | 0 | 0 | 0 | [6 empty] | 0 | 0 | 0 | 0 | 1951 | 0 | 0 | E | [6 empty] | 0
3 |  | 5027 | 593 | 3 | ST | 75000 | B | OP | 12 | 1954 | FO2 |  |  | FO6 | NG | BIT | 10543 | 82000 | 82000 | 0 |  | 0 | 0 | 0 | 0 | 0 | 0 | [6 empty] | 0 | 0 | 0 | 11 | 1954 | 0 | 0 | E | [6 empty] | 0
3 |  | 5027 | 593 | 4 | ST | 176800 | B | OP | 4 | 1966 | FO2 |  |  | BIT |  |  | 9545 | 167000 | 167000 | 0 |  | 0 | 0 | 0 | 0 | 0 | 0 | [6 empty] | 0 | 0 | 0 | 2 | 1966 | 0 | 0 | E | [6 empty] | 0
3 |  | 5027 | 593 | 5 | ST | 446000 | C | OP | 8 | 1973 | FO2 |  |  | FO6 | NG |  | 9680 | 435000 | 435000 | 0 |  | 0 | 0 | 0 | 0 | 0 | 0 | [6 empty] | 0 | 0 | 0 | 5 | 1973 | 0 | 0 | E | [6 empty] | 0
3 |  | 5027 | 593 | 10 | GT | 12500 | P | OP | 6 | 1963 | FO2 |  |  | FO2 |  |  | 19500 | 13000 | 15000 | 0 |  | 0 | 0 | 0 | 0 | 0 | 0 | [6 empty] | 0 | 0 | 0 | 5 | 1963 | 0 | 0 | E | [6 empty] | 0
3 |  | 5027 | 594 | 1 | ST | 81600 | B | OP | 11 | 1957 | FO2 |  |  | BIT | FO6 |  | 10881 | 89000 | 90000 | 0 |  | 0 | 0 | 0 | 0 | 0 | 0 | [6 empty] | 0 | 0 | 0 | 10 | 1957 | 0 | 0 | E | [6 empty] | 0
3 |  | 5027 | 594 | 2 | ST | 81600 | B | OP | 1 | 1959 | FO2 |  |  | BIT | FO6 |  | 10583 | 89000 | 90000 | 0 |  | 0 | 0 | 0 | 0 | 0 | 0 | [6 empty] | 0 | 0 | 0 | 12 | 1958 | 0 | 0 | E | [6 empty] | 0
3 |  | 5027 | 594 | 3 | ST | 176800 | B | OP | 4 | 1970 | FO2 |  |  | BIT | FO6 |  | 10339 | 162000 | 165000 | 0 |  | 0 | 0 | 0 | 0 | 0 | 0 | [6 empty] | 0 | 0 | 0 | 2 | 1970 | 0 | 0 | E | [6 empty] | 0
3 |  | 5027 | 594 | 4 | ST | 442400 | B | OP | 10 | 1980 | FO2 |  |  | BIT |  |  | 11030 | 424000 | 424000 | 0 |  | 0 | 0 | 0 | 0 | 0 | 0 | [6 empty] | 0 | 0 | 0 | 6 | 1980 | 0 | 0 | E | [6 empty] | 0
3 |  | 5027 | 594 | 10 | GT | 18600 | P | OP | 6 | 1967 | FO2 |  |  | FO2 |  |  | 15500 | 17000 | 21000 | 0 |  | 0 | 0 | 0 | 0 | 0 | 0 | [6 empty] | 0 | 0 | 0 | 5 | 1967 | 0 | 0 | E | [6 empty] | 0
3 |  | 5027 | 595 | 1 | GT | 12000 |  |  | 99 | 1967 |  |  |  | FO2 |  |  | 0 | 0 | 0 | 0 | RE | 12 | 1981 | 0 | 0 | 0 | 0 | [6 empty] | 0 | 0 | 0 | 0 | 1967 | 0 | 0 | E | [6 empty] | 0
3 |  | 5027 | 596 | 1 | GT | 11500 | P | OP | 11 | 1962 | FO2 |  |  | FO2 |  |  | 21700 | 11000 | 14000 | 0 |  | 0 | 0 | 0 | 0 | 0 | 0 | [6 empty] | 0 | 0 | 0 | 10 | 1962 | 0 | 0 | E | [6 empty] | 0
3 |  | 5027 | 596 | IC2 | IC | 500 |  |  | 99 | 1958 |  |  |  | FO2 |  |  | 0 | 0 | 0 | 0 | RE | 12 | 1981 | 0 | 0 | 0 | 0 | [6 empty] | 0 | 0 | 0 | 0 | 1958 | 0 | 0 | E | [6 empty] | 0
3 |  | 5027 | 597 | 1 | GT | 16150 | P | OP | 6 | 1964 | FO2 |  |  | FO2 |  |  | 18300 | 13000 | 17000 | 0 |  | 0 | 0 | 0 | 0 | 0 | 0 | [6 empty] | 0 | 0 | 0 | 5 | 1964 | 0 | 0 | E | [6 empty] | 0
3 |  | 5027 | 1563 | 1 | IC | 2900 | P | OP | 5 | 1968 | FO2 |  |  | FO2 |  |  | 10500 | 2500 | 2500 | 0 |  | 0 | 0 | 0 | 0 | 0 | 0 | [6 empty] | 0 | 0 | 0 | 4 | 1968 | 0 | 0 | E | [6 empty] | 0
3 |  | 5027 | 1563 | 2 | IC | 2900 | P | OP | 5 | 1968 | FO2 |  |  | FO2 |  |  | 10500 | 2500 | 2500 | 0 |  | 0 | 0 | 0 | 0 | 0 | 0 | [6 empty] | 0 | 0 | 0 | 4 | 1968 | 0 | 0 | E | [6 empty] | 0
3 |  | 5027 | 1563 | 3 | IC | 2900 | P | OP | 5 | 1968 | FO2 |  |  | FO2 |  |  | 10500 | 2500 | 2500 | 0 |  | 0 | 0 | 0 | 0 | 0 | 0 | [6 empty] | 0 | 0 | 0 | 4 | 1968 | 0 | 0 | E | [6 empty] | 0
3 |  | 5027 | 1563 | 4 | IC | 2900 | P | OP | 5 | 1968 | FO2 |  |  | FO2 |  |  | 10500 | 2500 | 2500 | 0 |  | 0 | 0 | 0 | 0 | 0 | 0 | [6 empty] | 0 | 0 | 0 | 4 | 1968 | 0 | 0 | E | [6 empty] | 0
3 |  | 5027 | 1564 | 1 | ST | 6000 |  |  | 0 | 1900 |  |  |  | COL |  |  | 0 | 0 | 0 | 0 | RE | 0 | 0 | 0 | 0 | 0 | 0 | [6 empty] | 0 | 0 | 0 | 0 | 1900 | 0 | 0 | E | [6 empty] | 0
3 |  | 5027 | 1564 | 2 | ST | 6000 |  |  | 0 | 1900 |  |  |  | COL |  |  | 0 | 0 | 0 | 0 | RE | 0 | 0 | 0 | 0 | 0 | 0 | [6 empty] | 0 | 0 | 0 | 0 | 1900 | 0 | 0 | E | [6 empty] | 0
3 |  | 5027 | 1564 | 3 | ST | 8000 |  |  | 0 | 1900 |  |  |  | COL |  |  | 0 | 0 | 0 | 0 | RE | 0 | 0 | 0 | 0 | 0 | 0 | [6 empty] | 0 | 0 | 0 | 0 | 1900 | 0 | 0 | E | [6 empty] | 0
3 |  | 5027 | 1564 | 4 | ST | 8000 |  |  | 0 | 1900 |  |  |  | COL |  |  | 0 | 0 | 0 | 0 | RE | 0 | 0 | 0 | 0 | 0 | 0 | [6 empty] | 0 | 0 | 0 | 0 | 1900 | 0 | 0 | E | [6 empty] | 0
3 |  | 5027 | 1564 | 5 | ST | 17000 |  |  | 2 | 1948 |  |  |  | FO6 |  |  | 0 | 0 | 0 | 0 | RE | 12 | 1981 | 0 | 0 | 0 | 0 | [6 empty] | 0 | 0 | 0 | 0 | 1948 | 0 | 0 | E | [6 empty] | 0
3 |  | 5027 | 1564 | 6 | ST | 17000 |  |  | 1 | 1949 |  |  |  | FO6 |  |  | 0 | 0 | 0 | 0 | RE | 12 | 1981 | 0 | 0 | 0 | 0 | [6 empty] | 0 | 0 | 0 | 0 | 1949 | 0 | 0 | E | [6 empty] | 0
3 |  | 5027 | 1564 | 7 | ST | 40000 |  |  | 4 | 1951 |  |  |  | FO6 |  |  | 0 | 0 | 0 | 0 | RE | 12 | 1981 | 0 | 0 | 0 | 0 | [6 empty] | 0 | 0 | 0 | 0 | 1951 | 0 | 0 | E | [6 empty] | 0
3 |  | 5027 | 1564 | 8 | ST | 162000 | C | OP | 12 | 1971 | FO2 |  |  | FO6 |  |  | 11930 | 150000 | 155000 | 0 |  | 0 | 0 | 0 | 0 | 0 | 0 | [6 empty] | 0 | 0 | 0 | 9 | 1971 | 0 | 0 | E | [6 empty] | 0
3 |  | 5027 | 1564 | 10 | GT | 18600 | P | OP | 4 | 1968 | FO2 |  |  | FO2 |  |  | 15700 | 17000 | 21000 | 0 |  | 0 | 0 | 0 | 0 | 0 | 0 | [6 empty] | 0 | 0 | 0 | 3 | 1968 | 0 | 0 | E | [6 empty] | 0
3 |  | 5027 | 3782 | 1 | IC | 2000 | P | OP | 10 | 1963 | FO2 |  |  | FO2 |  |  | 10500 | 2000 | 2000 | 0 |  | 0 | 0 | 0 | 0 | 0 | 0 | [6 empty] | 0 | 0 | 0 | 9 | 1963 | 0 | 0 | E | [6 empty] | 0
3 |  | 5027 | 3782 | 2 | IC | 2000 | P | OP | 10 | 1963 | FO2 |  |  | FO2 |  |  | 10500 | 2000 | 2000 | 0 |  | 0 | 0 | 0 | 0 | 0 | 0 | [6 empty] | 0 | 0 | 0 | 9 | 1963 | 0 | 0 | E | [6 empty] | 0
3 |  | 5027 | 3782 | 3 | IC | 2000 | P | OP | 10 | 1963 | FO2 |  |  | FO2 |  |  | 10500 | 2000 | 2000 | 0 |  | 0 | 0 | 0 | 0 | 0 | 0 | [6 empty] | 0 | 0 | 0 | 9 | 1963 | 0 | 0 | E | [6 empty] | 0
3 |  | 5027 | 3782 | 4 | IC | 2000 | P | OP | 10 | 1963 | FO2 |  |  | FO2 |  |  | 10500 | 2000 | 2000 | 0 |  | 0 | 0 | 0 | 0 | 0 | 0 | [6 empty] | 0 | 0 | 0 | 9 | 1963 | 0 | 0 | E | [6 empty] | 0
3 |  | 5027 | 3782 | 5 | IC | 2000 | P | OP | 10 | 1963 | FO2 |  |  | FO2 |  |  | 10500 | 2000 | 2000 | 0 |  | 0 | 0 | 0 | 0 | 0 | 0 | [6 empty] | 0 | 0 | 0 | 9 | 1963 | 0 | 0 | E | [6 empty] | 0
3 |  | 5027 | 3782 | 6 | IC | 2000 | P | OP | 10 | 1963 | FO2 |  |  | FO2 |  |  | 10500 | 2000 | 2000 | 0 |  | 0 | 0 | 0 | 0 | 0 | 0 | [6 empty] | 0 | 0 | 0 | 9 | 1963 | 0 | 0 | E | [6 empty] | 0
3 |  | 5027 | 3783 | IC1 | IC | 1100 | P |  | 11 | 1952 | FO2 |  |  | FO2 |  |  | 0 | 800 | 800 | 0 | RE | 5 | 1989 | 0 | 0 | 0 | 0 | [6 empty] | 0 | 0 | 0 | 10 | 1952 | 0 | 0 | E | [6 empty] | 0
3 |  | 5027 | 3783 | IC2 | IC | 1100 | P |  | 11 | 1952 | FO2 |  |  | FO2 |  |  | 0 | 800 | 800 | 0 | RE | 5 | 1989 | 0 | 0 | 0 | 0 | [6 empty] | 0 | 0 | 0 | 10 | 1952 | 0 | 0 | E | [6 empty] | 0
3 |  | 5027 | 3785 | 10 | GT | 27000 | P | OP | 6 | 1972 | FO2 |  |  | FO2 |  |  | 15900 | 26000 | 33000 | 0 |  | 0 | 0 | 0 | 0 | 0 | 0 | [6 empty] | 0 | 0 | 0 | 5 | 1972 | 0 | 0 | E | [6 empty] | 0
3 |  | 5027 | 3785 | IC1 | IC | 300 | P |  | 1 | 1952 | FO2 |  |  | FO2 |  |  | 0 | 300 | 300 | 0 | RE | 11 | 1986 | 0 | 0 | 0 | 0 | [6 empty] | 0 | 0 | 0 | 12 | 1951 | 0 | 0 | E | [6 empty] | 0
3 |  | 5027 | 3785 | IC2 | IC | 500 | P |  | 11 | 1952 | FO2 |  |  | FO2 |  |  | 0 | 500 | 500 | 0 | RE | 11 | 1986 | 0 | 0 | 0 | 0 | [6 empty] | 0 | 0 | 0 | 10 | 1952 | 0 | 0 | E | [6 empty] | 0
3 |  | 5027 | 3785 | IC3 | IC | 500 | P |  | 5 | 1965 | FO2 |  |  | FO2 |  |  | 0 | 500 | 500 | 0 | RE | 11 | 1986 | 0 | 0 | 0 | 0 | [6 empty] | 0 | 0 | 0 | 4 | 1965 | 0 | 0 | E | [6 empty] | 0
3 |  | 5027 | 4207 | ST1 | ST | 0 |  |  | 0 | 0 | [6 empty] | 0 | 0 | 0 | 300000 | PL | 0 | 0 | 5 | 1987 | 5 | 1998 |  |  |  | BIT |  |  | 300000 | 300000 | 0 | 0 | 0 | 281313 | 287146 | [7 empty] | 0
3 |  | 5027 | 5048 | 1 | GT | 0 |  |  | 0 | 0 | [6 empty] | 0 | 0 | 0 | 100000 | CN | 99 | 9999 | 5 | 1986 | 5 | 1986 |  |  |  | FO2 |  |  | 0 | 0 | 0 | 0 | 0 | 82000 | 98000 | [7 empty] | 0
3 |  | 5027 | 5048 | 2 | GT | 0 |  |  | 0 | 0 | [6 empty] | 0 | 0 | 0 | 565000 | CN | 99 | 9999 | 0 | 0 | 5 | 1984 |  |  |  | UNK |  |  | 0 | 0 | 0 | 0 | 0 | 445000 | 534000 | [7 empty] | 0
3 |  | 5027 | 5049 | 1 | GT | 0 |  |  | 0 | 0 | [6 empty] | 0 | 0 | 0 | 42000 | CN | 99 | 9999 | 5 | 1991 | 5 | 1992 |  |  |  | FO2 |  |  | 0 | 0 | 0 | 0 | 0 | 35000 | 42000 | [7 empty] | 0
3 |  | 5027 | 7153 | 1 | GT | 103500 |  | OP | 7 | 1989 | NG |  |  | NG |  |  | 11451 | 109000 | 121000 | 0 |  | 0 | 0 | 0 | 0 | 0 | 0 | [6 empty] | 0 | 0 | 0 | 7 | 1989 | 0 | 0 | [7 empty] | 0
3 |  | 5027 | 7153 | 2 | GT | 103500 |  | OP | 5 | 1989 | NG |  |  | NG | KER |  | 11451 | 109000 | 121000 | 0 |  | 0 | 0 | 0 | 0 | 0 | 0 | [6 empty] | 0 | 0 | 0 | 5 | 1989 | 0 | 0 | [7 empty] | 0
3 |  | 5027 | 7153 | 3 | CT | 103500 |  | OP | 5 | 1991 |  |  |  | NG |  |  | 11451 | 109000 | 121000 | 0 |  | 0 | 0 | 0 | 0 | 0 | 0 | [6 empty] | 0 | 0 | 0 | 4 | 1991 | 0 | 0 | [7 empty] | 0
3 |  | 5027 | 7153 | 4 | CW | 0 |  |  | 0 | 0 | [6 empty] | 0 | 0 | 0 | 160000 | PL | 0 | 0 | 5 | 1994 | 5 | 1994 |  |  |  | WH |  |  | 160000 | 160000 | 0 | 0 | 0 | 129519 | 132816 | [7 empty] | 0
3 |  | 5036 | 496 | 1 | IC | 835 | P | OP | 88 | 1945 | FO2 |  |  | NG | FO2 |  | 11860 | 800 | 800 | 0 |  | 0 | 0 | 0 | 0 | 0 | 0 | [6 empty] | 0 | 0 | 0 | 0 | 1945 | 0 | 0 | E | [6 empty] | 0
3 |  | 5036 | 496 | 2 | IC | 400 | P | OP | 88 | 1939 | FO2 |  |  | NG | FO2 |  | 11860 | 400 | 400 | 0 |  | 0 | 0 | 0 | 0 | 0 | 0 | [6 empty] | 0 | 0 | 0 | 0 | 1939 | 0 | 0 | E | [6 empty] | 0
3 |  | 5036 | 496 | 3 | IC | 172 | P | OP | 88 | 1938 | FO2 |  |  | FO2 |  |  | 13700 | 172 | 172 | 0 |  | 0 | 0 | 0 | 0 | 0 | 0 | [6 empty] | 0 | 0 | 0 | 0 | 1938 | 0 | 0 | E | [6 empty] | 0
3 |  | 5036 | 496 | 4 | IC | 125 | P | OP | 88 | 1937 | FO2 |  |  | FO2 |  |  | 13700 | 125 | 125 | 0 |  | 0 | 0 | 0 | 0 | 0 | 0 | [6 empty] | 0 | 0 | 0 | 0 | 1937 | 0 | 0 | E | [6 empty] | 0
3 |  | 5036 | 496 | 5 | IC | 125 | P | OP | 88 | 1937 | FO2 |  |  | FO2 |  |  | 13700 | 125 | 125 | 0 |  | 0 | 0 | 0 | 0 | 0 | 0 | [6 empty] | 0 | 0 | 0 | 0 | 1937 | 0 | 0 | E | [6 empty] | 0
3 |  | 5036 | 496 | 6 | IC | 1200 | P | OP | 88 | 1949 | FO2 |  |  | NG | FO2 |  | 11860 | 1200 | 1200 | 0 |  | 0 | 0 | 0 | 0 | 0 | 0 | [6 empty] | 0 | 0 | 0 | 0 | 1949 | 0 | 0 | E | [6 empty] | 0
3 |  | 5036 | 496 | 7 | IC | 2100 | P | OP | 88 | 1956 | FO2 |  |  | NG | FO2 |  | 11860 | 1850 | 2000 | 0 |  | 0 | 0 | 0 | 0 | 0 | 0 | [6 empty] | 0 | 0 | 0 | 0 | 1956 | 0 | 0 | E | [6 empty] | 0
3 |  | 5036 | 4268 | NA1 | HL | 0 |  |  | 0 | 0 | [6 empty] | 0 | 0 | 0 | 5000 | CN | 1 | 1987 | 1 | 1990 | 1 | 1990 |  |  |  | WAT |  |  | 0 | 0 | 0 | 0 | 0 | 5000 | 5000 | [7 empty] | 0
3 |  | 5036 | 4269 | NA2 | HL | 0 |  |  | 0 | 0 | [6 empty] | 0 | 0 | 0 | 1500 | CN | 1 | 1987 | 1 | 1990 | 1 | 1990 |  |  |  | WAT |  |  | 0 | 0 | 0 | 0 | 0 | 1000 | 1000 | [7 empty] | 0
3 |  | 5056 | 1136 | 1 | IC | 1400 |  | OP | 88 | 1955 |  |  |  | NG | FO2 |  | 0 | 1285 | 1462 | 0 |  | 0 | 0 | 0 | 0 | 0 | 0 | [6 empty] | 0 | 0 | 0 | 0 | 1955 | 0 | 0 | E | E | E |  |  |  |  | 0
3 |  | 5056 | 1136 | 3 | ST | 1500 |  |  | 99 | 1941 |  |  |  | BIT | FO2 |  | 0 | 0 | 0 | 0 | RE | 0 | 0 | 0 | 0 | 0 | 0 | [6 empty] | 0 | 0 | 0 | 0 | 1941 | 0 | 0 | E | [6 empty] | 0
3 |  | 5056 | 1136 | 4 | ST | 3000 |  |  | 88 | 1950 |  |  |  | BIT | FO2 |  | 9600 | 3000 | 3000 | 0 | RE | 12 | 1986 | 0 | 0 | 0 | 0 | [6 empty] | 0 | 0 | 0 | 0 | 1950 | 0 | 0 | E | E | E |  |  |  |  | 0
3 |  | 5063 | 794 | 1 | HC | 2800 |  | TS | 0 | 0 | WAT |  |  | WAT |  |  | 0 | 2800 | 2800 | 0 |  | 0 | 0 | 0 | 0 | 0 | 0 | [6 empty] | 0 | 0 | 0 | 7 | 1991 | 0 | 0 | [6 empty] | OP | 2800
3 |  | 5063 | 794 | 2 | HC | 0 |  |  | 0 | 0 | [6 empty] | 0 | 0 | 0 | 1000 | CN | 6 | 1984 | 88 | 1986 | 88 | 1987 | FI |  |  | WAT |  |  | 1000 | 1000 | 0 | 0 | 0 | 1000 | 1000 | [7 empty] | 0
3 |  | 5063 | 796 | 1 | HC | 1200 |  | TS | 0 | 0 | WAT |  |  | WAT |  |  | 0 | 1200 | 1200 | 0 |  | 0 | 0 | 0 | 0 | 0 | 0 | [6 empty] | 0 | 0 | 0 | 7 | 1991 | 0 | 0 | [6 empty] | OP | 1200
3 |  | 5063 | 3569 | 1 | ST | 13000 |  |  | 8 | 1955 |  |  |  | NG | FO2 |  | 14500 | 0 | 0 | 0 | RE | 12 | 1983 | 0 | 0 | 0 | 0 | [6 empty] | 0 | 0 | 0 | 0 | 1955 | 0 | 0 | E | [6 empty] | 0
3 |  | 5063 | 3569 | 2 | ST | 13000 |  |  | 7 | 1955 |  |  |  | NG | FO2 |  | 0 | 0 | 0 | 0 | RE | 12 | 1983 | 0 | 0 | 0 | 0 | [6 empty] | 0 | 0 | 0 | 0 | 1955 | 0 | 0 | E | [6 empty] | 0
3 |  | 5063 | 3569 | 3 | ST | 22000 |  |  | 9 | 1963 |  |  |  | NG | FO2 |  | 0 | 0 | 0 | 0 | RE | 12 | 1983 | 0 | 0 | 0 | 0 | [6 empty] | 0 | 0 | 0 | 0 | 1963 | 0 | 0 | E | [6 empty] | 0
3 |  | 5063 | 3569 | 4 | ST | 67000 |  |  | 8 | 1966 |  |  |  | NG | FO2 |  | 0 | 0 | 0 | 0 | RE | 12 | 1983 | 0 | 0 | 0 | 0 | [6 empty] | 0 | 0 | 0 | 0 | 1966 | 0 | 0 | E | [6 empty] | 0
3 |  | 5063 | 3569 | 5 | ST | 65000 |  |  | 5 | 1973 |  |  |  | NG | FO2 |  | 0 | 0 | 0 | 0 | RE | 12 | 1983 | 0 | 0 | 0 | 0 | [6 empty] | 0 | 0 | 0 | 0 | 1973 | 0 | 0 | E | [6 empty] | 0
3 |  | 5063 | 4266 | 1 | ST | 12650 | P | OP | 6 | 1955 | NG |  |  | NG | FO2 |  | 13379 | 13000 | 13000 | 0 |  | 0 | 0 | 0 | 0 | 0 | 0 | [6 empty] | 0 | 0 | 0 | 5 | 1955 | 0 | 0 | E | [6 empty] | 0
3 |  | 5063 | 4266 | 2 | ST | 12650 | P | OP | 7 | 1955 | NG |  |  | NG | FO2 |  | 13379 | 13000 | 13000 | 0 |  | 0 | 0 | 0 | 0 | 0 | 0 | [6 empty] | 0 | 0 | 0 | 6 | 1955 | 0 | 0 | E | [6 empty] | 0
3 |  | 5063 | 4266 | 3 | ST | 22000 | P | OP | 5 | 1962 | NG |  |  | NG | FO2 |  | 12325 | 27000 | 27000 | 0 |  | 0 | 0 | 0 | 0 | 0 | 0 | [6 empty] | 0 | 0 | 0 | 3 | 1962 | 0 | 0 | E | [6 empty] | 0
3 |  | 5063 | 4266 | 4 | ST | 61162 | P | OP | 6 | 1966 | NG |  |  | NG | FO2 |  | 12157 | 60000 | 60000 | 0 |  | 0 | 0 | 0 | 0 | 0 | 0 | [6 empty] | 0 | 0 | 0 | 4 | 1966 | 0 | 0 | E | [6 empty] | 0
3 |  | 5063 | 4266 | 5 | ST | 65483 | P | OP | 5 | 1973 | NG |  |  | NG | FO2 |  | 11622 | 66000 | 66000 | 0 |  | 0 | 0 | 0 | 0 | 0 | 0 | [6 empty] | 0 | 0 | 0 | 2 | 1973 | 0 | 0 | E | [6 empty] | 0
3 |  | 5068 | 497 | 1 | HC | 3000 | C | OP | 7 | 1959 |  |  |  | WAT |  |  | 0 | 3000 | 3000 | 0 |  | 0 | 0 | 0 | 0 | 0 | 0 | [6 empty] | 0 | 0 | 0 | 4 | 1959 | 0 | 0 | E | [6 empty] | 0
3 |  | 5068 | 4242 | NA2 | HL | 5500 | B | OP | 1 | 1988 |  |  |  | WAT |  |  | 0 | 5500 | 5500 | 0 |  | 0 | 0 | 7 | 1987 | 12 | 1987 | [6 empty] | 0 | 0 | 0 | 11 | 1987 | 6000 | 5000 | [7 empty] | 0
3 |  | 5068 | 4243 | NA3 | HC | 1807 | B | OP | 10 | 1987 |  |  |  | WAT |  |  | 0 | 1807 | 1807 | 0 |  | 0 | 0 | 5 | 1987 | 9 | 1987 | [6 empty] | 0 | 0 | 0 | 9 | 1987 | 0 | 0 | [7 empty] | 0
3 |  | 5068 | 4244 | 1 | HL | 3125 | B | OP | 5 | 1985 |  |  |  | WAT |  |  | 0 | 3125 | 1000 | 0 |  | 0 | 0 | 3 | 1985 | 3 | 1985 | [6 empty] | 0 | 0 | 0 | 0 | 1984 | 0 | 0 | [7 empty] | 0
3 |  | 5068 | 4245 | 1 | HC | 1025 | B | OP | 8 | 1986 |  |  |  | WAT |  |  | 0 | 1025 | 1025 | 0 |  | 0 | 0 | 1 | 1986 | 4 | 1986 | [6 empty] | 0 | 0 | 0 | 7 | 1986 | 0 | 0 | [7 empty] | 0
3 |  | 5097 | 2234 | 1 | IC | 300 | P | SB | 1 | 1938 | FO1 |  |  | FO1 |  |  | 11865 | 200 | 200 | 0 |  | 0 | 0 | 0 | 0 | 0 | 0 | [6 empty] | 0 | 0 | 0 | 12 | 1937 | 0 | 0 | E | [6 empty] | 0
3 |  | 5097 | 2234 | 2 | IC | 360 | P | SB | 1 | 1950 | FO1 |  |  | FO1 |  |  | 11865 | 200 | 200 | 0 |  | 0 | 0 | 0 | 0 | 0 | 0 | [6 empty] | 0 | 0 | 0 | 12 | 1949 | 0 | 0 | E | [6 empty] | 0
3 |  | 5097 | 2234 | 3 | IC | 235 | P | SB | 1 | 1935 | FO1 |  |  | FO1 |  |  | 11865 | 212 | 234 | 0 |  | 0 | 0 | 0 | 0 | 0 | 0 | [6 empty] | 0 | 0 | 0 | 12 | 1934 | 0 | 0 | E | E | E |  |  |  |  | 0
3 |  | 5097 | 2234 | 4 | IC | 675 | P | SB | 1 | 1956 | FO1 |  |  | FO1 |  |  | 11865 | 600 | 600 | 0 |  | 0 | 0 | 0 | 0 | 0 | 0 | [6 empty] | 0 | 0 | 0 | 12 | 1955 | 0 | 0 | E | [6 empty] | 0
3 |  | 5107 | 1822 | 2 | CA | 20000 |  |  | 99 | 1927 |  |  |  | WH | COL |  | 0 | 0 | 0 | 0 | RE | 6 | 1979 | 0 | 0 | 0 | 0 | [6 empty] | 0 | 0 | 0 | 0 | 1927 | 0 | 0 | E | [6 empty] | 0
3 |  | 5107 | 1822 | 3 | CA | 20000 |  |  | 99 | 1927 |  |  |  | WH | COL |  | 0 | 0 | 0 | 0 | RE | 6 | 1979 | 0 | 0 | 0 | 0 | [6 empty] | 0 | 0 | 0 | 0 | 1927 | 0 | 0 | E | [6 empty] | 0
3 |  | 5107 | 1822 | 4 | CA | 20000 |  |  | 99 | 1927 |  |  |  | WH | COL |  | 0 | 0 | 0 | 0 | RE | 6 | 1979 | 0 | 0 | 0 | 0 | [6 empty] | 0 | 0 | 0 | 0 | 1927 | 0 | 0 | E | [6 empty] | 0
3 |  | 5107 | 1822 | 5 | ST | 44000 | C | OP | 8 | 1950 | FO2 |  |  | FO6 |  |  | 11540 | 41000 | 41000 | 0 |  | 0 | 0 | 0 | 0 | 0 | 0 | [6 empty] | 0 | 0 | 0 | 7 | 1950 | 0 | 0 | E | [6 empty] | 0
3 |  | 5107 | 1822 | 6 | ST | 50000 | C | OP | 8 | 1958 | FO2 |  |  | FO6 |  |  | 11565 | 47000 | 47000 | 0 |  | 0 | 0 | 0 | 0 | 0 | 0 | [6 empty] | 0 | 0 | 0 | 7 | 1958 | 0 | 0 | E | [6 empty] | 0
3 |  | 5107 | 1822 | 7 | ST | 60000 | C | OP | 1 | 1979 | FO2 |  |  | FO6 | NG |  | 11825 | 58000 | 58000 | 0 |  | 0 | 0 | 0 | 0 | 0 | 0 | [6 empty] | 0 | 0 | 0 | 10 | 1978 | 0 | 0 | E | [6 empty] | 0
3 |  | 5107 | 1822 | 8 | ST | 0 |  |  | 0 | 0 | [6 empty] | 0 | 0 | 0 | 100000 | IP | 12 | 1988 | 88 | 1993 | 0 | 0 |  |  |  | BIT | FO6 |  | 0 | 0 | 0 | 0 | 0 | 95410 | 97441 | [7 empty] | 0
3 |  | 5107 | 1822 | CA1 | CA | 20000 |  |  | 99 | 1927 |  |  |  | WH | COL |  | 0 | 0 | 0 | 0 | RE | 3 | 1980 | 0 | 0 | 0 | 0 | [6 empty] | 0 | 0 | 0 | 0 | 1927 | 0 | 0 | E | [6 empty] | 0
3 |  | 5107 | 1822 | GT1 | GT | 35000 | C | SB | 12 | 1974 | FO2 |  |  | FO2 |  |  | 14995 | 26000 | 35000 | 0 |  | 0 | 0 | 0 | 0 | 0 | 0 | [6 empty] | 0 | 0 | 0 | 11 | 1974 | 0 | 0 | E | [6 empty] | 0
3 |  | 5109 | 1724 | 25 | ST | 20000 | C | OP | 11 | 1959 | NG |  |  | NG | FO2 |  | 4300 | 18000 | 18000 | 0 |  | 0 | 0 | 0 | 0 | 0 | 0 | [6 empty] | 0 | 0 | 0 | 10 | 1959 | 0 | 0 | [7 empty] | 0
3 |  | 5109 | 1724 | 32 | ST | 3000 |  |  | 5 | 1927 | NG |  |  | NG | FO2 |  | 5413 | 3000 | 3000 | 0 | RE | 4 | 1985 | 0 | 0 | 0 | 0 | [6 empty] | 0 | 0 | 0 | 4 | 1927 | 0 | 0 | E | [6 empty] | 0
3 |  | 5109 | 1724 | 33 | ST | 2000 |  |  | 99 | 1926 |  |  |  | NG | FO2 |  | 0 | 0 | 0 | 0 | RE | 88 | 1960 | 0 | 0 | 0 | 0 | [6 empty] | 0 | 0 | 0 | 0 | 1926 | 0 | 0 | E | [6 empty] | 0
3 |  | 5109 | 1724 | 34 | ST | 2000 |  |  | 99 | 1930 |  |  |  | NG | FO2 |  | 0 | 0 | 0 | 0 | RE | 88 | 1969 | 0 | 0 | 0 | 0 | [6 empty] | 0 | 0 | 0 | 0 | 1930 | 0 | 0 | E | [6 empty] | 0
3 |  | 5109 | 1725 | 1 | IC | 2750 | P | OP | 11 | 1969 | FO2 |  |  | FO2 |  |  | 10550 | 2000 | 2000 | 0 |  | 0 | 0 | 0 | 0 | 0 | 0 | [6 empty] | 0 | 0 | 0 | 10 | 1969 | 0 | 0 | E | [6 empty] | 0
3 |  | 5109 | 1725 | 2 | IC | 2750 | P | OP | 12 | 1969 | FO2 |  |  | FO2 |  |  | 10550 | 3000 | 3000 | 0 |  | 0 | 0 | 0 | 0 | 0 | 0 | [6 empty] | 0 | 0 | 0 | 11 | 1969 | 0 | 0 | E | [6 empty] | 0
3 |  | 5109 | 1725 | 3 | IC | 2750 | P | OP | 11 | 1969 | FO2 |  |  | FO2 |  |  | 10550 | 3000 | 3000 | 0 |  | 0 | 0 | 0 | 0 | 0 | 0 | [6 empty] | 0 | 0 | 0 | 10 | 1969 | 0 | 0 | E | [6 empty] | 0
3 |  | 5109 | 1725 | 4 | IC | 2750 | P | OP | 12 | 1969 | FO2 |  |  | FO2 |  |  | 10550 | 3000 | 3000 | 0 |  | 0 | 0 | 0 | 0 | 0 | 0 | [6 empty] | 0 | 0 | 0 | 11 | 1969 | 0 | 0 | E | [6 empty] | 0
3 |  | 5109 | 1725 | 5 | IC | 2750 | P | OP | 11 | 1969 | FO2 |  |  | FO2 |  |  | 10550 | 3000 | 3000 | 0 |  | 0 | 0 | 0 | 0 | 0 | 0 | [6 empty] | 0 | 0 | 0 | 10 | 1969 | 0 | 0 | E | [6 empty] | 0
3 |  | 5109 | 1726 | 1 | IC | 2750 | P | OP | 2 | 1971 | FO2 |  |  | FO2 |  |  | 10550 | 2000 | 2000 | 0 |  | 0 | 0 | 0 | 0 | 0 | 0 | [6 empty] | 0 | 0 | 0 | 1 | 1971 | 0 | 0 | E | [6 empty] | 0
3 |  | 5109 | 1726 | 2 | IC | 2750 | P | OP | 2 | 1971 | FO2 |  |  | FO2 |  |  | 10550 | 3000 | 3000 | 0 |  | 0 | 0 | 0 | 0 | 0 | 0 | [6 empty] | 0 | 0 | 0 | 1 | 1971 | 0 | 0 | E | [6 empty] | 0
3 |  | 5109 | 1726 | 8 | ST | 30000 |  |  | 11 | 1934 |  |  |  | FO2 | NG |  | 0 | 0 | 0 | 0 | RE | 7 | 1983 | 0 | 0 | 0 | 0 | [6 empty] | 0 | 0 | 0 | 0 | 1934 | 0 | 0 | E | [6 empty] | 0
3 |  | 5109 | 1726 | 9 | ST | 30000 |  |  | 4 | 1935 |  |  |  | FO2 | NG |  | 0 | 0 | 0 | 0 | RE | 7 | 1983 | 0 | 0 | 0 | 0 | [6 empty] | 0 | 0 | 0 | 0 | 1935 | 0 | 0 | E | [6 empty] | 0
3 |  | 5109 | 1726 | 10 | ST | 30000 |  |  | 11 | 1935 |  |  |  | FO2 | NG |  | 0 | 0 | 0 | 0 | RE | 7 | 1983 | 0 | 0 | 0 | 0 | [6 empty] | 0 | 0 | 0 | 0 | 1935 | 0 | 0 | E | [6 empty] | 0
3 |  | 5109 | 1726 | 12 | ST | 60000 | C | SB | 9 | 1939 | NG |  |  | FO2 | NG |  | 15122 | 60000 | 60000 | 0 |  | 0 | 0 | 0 | 0 | 0 | 0 | [6 empty] | 0 | 0 | 0 | 8 | 1939 | 0 | 0 | E | [6 empty] | 0
3 |  | 5109 | 1726 | 13 | ST | 60000 |  |  | 4 | 1937 |  |  |  | FO2 | NG |  | 0 | 0 | 0 | 0 | RE | 7 | 1983 | 0 | 0 | 0 | 0 | [6 empty] | 0 | 0 | 0 | 0 | 1937 | 0 | 0 | E | [6 empty] | 0
3 |  | 5109 | 1726 | 14 | ST | 60000 |  |  | 10 | 1936 |  |  |  | FO2 | NG |  | 0 | 0 | 0 | 0 | RE | 7 | 1983 | 0 | 0 | 0 | 0 | [6 empty] | 0 | 0 | 0 | 0 | 1936 | 0 | 0 | E | [6 empty] | 0
3 |  | 5109 | 1726 | 15 | ST | 135000 | C | SB | 3 | 1951 | NG |  |  | BIT |  |  | 16689 | 150000 | 150000 | 0 |  | 0 | 0 | 0 | 0 | 0 | 0 | [6 empty] | 0 | 0 | 0 | 2 | 1951 | 0 | 0 | E | [6 empty] | 0
3 |  | 5109 | 1726 | 16 | ST | 135000 | C | SB | 8 | 1951 | NG |  |  | BIT |  |  | 11597 | 150000 | 150000 | 0 |  | 0 | 0 | 0 | 0 | 0 | 0 | [6 empty] | 0 | 0 | 0 | 7 | 1951 | 0 | 0 | E | [6 empty] | 0
3 |  | 5109 | 1726 | 41 | ST | 2000 |  |  | 99 | 1935 |  |  |  | BIT | NG |  | 0 | 0 | 0 | 0 | RE | 12 | 1981 | 0 | 0 | 0 | 0 | [6 empty] | 0 | 0 | 0 | 0 | 1935 | 0 | 0 | E | [6 empty] | 0
3 |  | 5109 | 1726 | 42 | ST | 3000 |  |  | 99 | 1936 |  |  |  | BIT | NG |  | 0 | 0 | 0 | 0 | RE | 12 | 1981 | 0 | 0 | 0 | 0 | [6 empty] | 0 | 0 | 0 | 0 | 1936 | 0 | 0 | E | [6 empty] | 0
3 |  | 5109 | 1726 | 47 | ST | 3000 |  |  | 99 | 1937 |  |  |  | BIT | NG |  | 0 | 0 | 0 | 0 | RE | 12 | 1981 | 0 | 0 | 0 | 0 | [6 empty] | 0 | 0 | 0 | 0 | 1937 | 0 | 0 | E | [6 empty] | 0
3 |  | 5109 | 1726 | 48 | ST | 3000 |  |  | 99 | 1938 |  |  |  | BIT | NG |  | 0 | 0 | 0 | 0 | RE | 12 | 1981 | 0 | 0 | 0 | 0 | [6 empty] | 0 | 0 | 0 | 0 | 1938 | 0 | 0 | E | [6 empty] | 0
3 |  | 5109 | 1727 | 1 | IC | 2000 | P | OP | 4 | 1966 | FO2 |  |  | FO2 |  |  | 10600 | 2000 | 2000 | 0 |  | 0 | 0 | 0 | 0 | 0 | 0 | [6 empty] | 0 | 0 | 0 | 3 | 1966 | 0 | 0 | E | [6 empty] | 0
3 |  | 5109 | 1727 | 2 | IC | 2000 | P | OP | 4 | 1966 | FO2 |  |  | FO2 |  |  | 10600 | 2000 | 2000 | 0 |  | 0 | 0 | 0 | 0 | 0 | 0 | [6 empty] | 0 | 0 | 0 | 3 | 1966 | 0 | 0 | E | [6 empty] | 0
3 |  | 5109 | 1727 | 3 | IC | 2000 | P | OP | 4 | 1966 | FO2 |  |  | FO2 |  |  | 10600 | 2000 | 2000 | 0 |  | 0 | 0 | 0 | 0 | 0 | 0 | [6 empty] | 0 | 0 | 0 | 3 | 1966 | 0 | 0 | E | [6 empty] | 0
3 |  | 5109 | 1727 | 4 | IC | 2000 | P | OP | 4 | 1966 | FO2 |  |  | FO2 |  |  | 10600 | 2000 | 2000 | 0 |  | 0 | 0 | 0 | 0 | 0 | 0 | [6 empty] | 0 | 0 | 0 | 3 | 1966 | 0 | 0 | E | [6 empty] | 0
3 |  | 5109 | 1727 | 5 | IC | 2000 | P | OP | 4 | 1966 | FO2 |  |  | FO2 |  |  | 10600 | 2000 | 2000 | 0 |  | 0 | 0 | 0 | 0 | 0 | 0 | [6 empty] | 0 | 0 | 0 | 3 | 1966 | 0 | 0 | E | [6 empty] | 0
3 |  | 5109 | 1728 | 11 | ST | 50000 |  |  | 8 | 1929 |  |  |  | FO6 | NG |  | 0 | 0 | 0 | 0 | RE | 7 | 1983 | 0 | 0 | 0 | 0 | [6 empty] | 0 | 0 | 0 | 0 | 1929 | 0 | 0 | E | [6 empty] | 0
3 |  | 5109 | 1728 | 12 | ST | 50000 |  |  | 9 | 1929 |  |  |  | FO6 | NG |  | 0 | 0 | 0 | 0 | RE | 7 | 1983 | 0 | 0 | 0 | 0 | [6 empty] | 0 | 0 | 0 | 0 | 1929 | 0 | 0 | E | [6 empty] | 0
3 |  | 5109 | 1728 | 13 | ST | 50000 |  |  | 9 | 1933 |  |  |  | FO6 | NG |  | 0 | 0 | 0 | 0 | RE | 7 | 1983 | 0 | 0 | 0 | 0 | [6 empty] | 0 | 0 | 0 | 0 | 1933 | 0 | 0 | E | [6 empty] | 0
3 |  | 5109 | 1728 | 14 | ST | 75000 |  |  | 12 | 1938 | NG |  |  | FO6 | NG |  | 25066 | 72000 | 73000 | 0 | RE | 4 | 1987 | 0 | 0 | 0 | 0 | [6 empty] | 0 | 0 | 0 | 11 | 1938 | 0 | 0 | E | E | E |  |  |  |  | 0
3 |  | 5109 | 1728 | 15 | ST | 75000 |  |  | 10 | 1940 | NG |  |  | FO6 | NG | BFG | 25066 | 72000 | 73000 | 0 | RE | 4 | 1987 | 0 | 0 | 0 | 0 | [6 empty] | 0 | 0 | 0 | 9 | 1940 | 0 | 0 | E | E | E |  |  |  |  | 0
3 |  | 5109 | 1728 | 16 | ST | 75000 |  |  | 1 | 1942 |  |  |  | FO6 | NG |  | 0 | 0 | 0 | 0 | RE | 7 | 1983 | 0 | 0 | 0 | 0 | [6 empty] | 0 | 0 | 0 | 0 | 1942 | 0 | 0 | E | [6 empty] | 0
3 |  | 5109 | 1729 | 2 | NB | 1154000 | B | OP | 1 | 1988 | UR |  |  | UR |  |  | 10606 | 1060000 | 1085000 | 0 |  | 0 | 0 | 2 | 1974 | 0 | 0 | [6 empty] | 0 | 0 | 1093000 | 7 | 1985 | 0 | 0 | [5 empty] | NRC full power operating license date (Gen provided first electricity to grid on 9/1986 |  | 0
3 |  | 5109 | 1729 | 3 | GT | 16000 | P | OP | 4 | 1966 | FO2 |  |  | FO2 |  |  | 15060 | 13000 | 19000 | 0 |  | 0 | 0 | 0 | 0 | 0 | 0 | [6 empty] | 0 | 0 | 0 | 3 | 1966 | 0 | 0 | E | [6 empty] | 0
3 |  | 5109 | 1729 | 4 | GT | 16000 | P | OP | 4 | 1966 | FO2 |  |  | FO2 |  |  | 15060 | 12000 | 18000 | 0 |  | 0 | 0 | 0 | 0 | 0 | 0 | [6 empty] | 0 | 0 | 0 | 3 | 1966 | 0 | 0 | E | [6 empty] | 0
3 |  | 5109 | 1729 | GT1 | GT | 16000 | P | OP | 4 | 1966 | FO2 |  |  | FO2 |  |  | 15060 | 13000 | 19000 | 0 |  | 0 | 0 | 0 | 0 | 0 | 0 | [6 empty] | 0 | 0 | 0 | 3 | 1966 | 0 | 0 | E | [6 empty] | 0
3 |  | 5109 | 1729 | GT2 | GT | 16000 | P | OP | 4 | 1966 | FO2 |  |  | FO2 |  |  | 15060 | 13000 | 19000 | 0 |  | 0 | 0 | 0 | 0 | 0 | 0 | [6 empty] | 0 | 0 | 0 | 3 | 1966 | 0 | 0 | E | [6 empty] | 0
3 |  | 5109 | 1729 | ST1 | ST | 158000 |  |  | 2 | 1966 |  |  |  | FO2 |  |  | 0 | 0 | 0 | 0 | RE | 7 | 1983 | 0 | 0 | 0 | 0 | [6 empty] | 0 | 0 | 0 | 0 | 1966 | 0 | 0 | E | [6 empty] | 0
3 |  | 5109 | 1730 | 1 | GT | 19000 | P | OP | 9 | 1967 | NG |  |  | NG |  |  | 13820 | 11000 | 18000 | 0 |  | 0 | 0 | 0 | 0 | 0 | 0 | [6 empty] | 0 | 0 | 0 | 8 | 1967 | 0 | 0 | E | [6 empty] | 0
3 |  | 5109 | 1730 | 2 | GT | 19000 | P | OP | 10 | 1967 | NG |  |  | NG |  |  | 13820 | 18000 | 24000 | 0 |  | 0 | 0 | 0 | 0 | 0 | 0 | [6 empty] | 0 | 0 | 0 | 9 | 1967 | 0 | 0 | E | [6 empty] | 0
3 |  | 5109 | 1730 | 3 | GT | 19000 | P | OP | 11 | 1967 | NG |  |  | NG |  |  | 13820 | 17000 | 22000 | 0 |  | 0 | 0 | 0 | 0 | 0 | 0 | [6 empty] | 0 | 0 | 0 | 10 | 1967 | 0 | 0 | E | [6 empty] | 0
3 |  | 5109 | 1730 | 4 | GT | 19635 | P | OP | 4 | 1969 | NG |  |  | NG |  |  | 13820 | 17000 | 22000 | 0 |  | 0 | 0 | 0 | 0 | 0 | 0 | [6 empty] | 0 | 0 | 0 | 3 | 1969 | 0 | 0 | E | [6 empty] | 0
3 |  | 5109 | 1730 | 5 | GT | 41850 | P | OP | 5 | 1970 | NG |  |  | NG |  |  | 13600 | 38000 | 48000 | 0 |  | 0 | 0 | 0 | 0 | 0 | 0 | [6 empty] | 0 | 0 | 0 | 4 | 1970 | 0 | 0 | E | [6 empty] | 0
3 |  | 5109 | 1730 | 6 | GT | 41850 | P | OP | 4 | 1966 | NG |  |  | NG |  |  | 13600 | 40000 | 49000 | 0 |  | 0 | 0 | 0 | 0 | 0 | 0 | [6 empty] | 0 | 0 | 0 | 3 | 1966 | 0 | 0 | [7 empty] | 0
3 |  | 5109 | 1731 | 1 | ST | 121005 | C | OP | 4 | 1968 | FO2 |  |  | BIT |  |  | 10276 | 104000 | 104000 | 0 |  | 0 | 0 | 0 | 0 | 0 | 0 | [6 empty] | 0 | 0 | 0 | 2 | 1968 | 0 | 0 | E | [6 empty] | 0
3 |  | 5109 | 1731 | IC1 | IC | 2000 | P | OP | 12 | 1967 | FO2 |  |  | FO2 |  |  | 10600 | 2000 | 2000 | 0 |  | 0 | 0 | 0 | 0 | 0 | 0 | [6 empty] | 0 | 0 | 0 | 11 | 1967 | 0 | 0 | E | [6 empty] | 0
3 |  | 5109 | 1731 | IC2 | IC | 2000 | P | OP | 12 | 1967 | FO2 |  |  | FO2 |  |  | 10600 | 2000 | 2000 | 0 |  | 0 | 0 | 0 | 0 | 0 | 0 | [6 empty] | 0 | 0 | 0 | 11 | 1967 | 0 | 0 | E | [6 empty] | 0
3 |  | 5109 | 1732 | 2 | ST | 30000 |  |  | 0 | 1900 |  |  |  | BIT |  |  | 0 | 0 | 0 | 0 | RE | 0 | 0 | 0 | 0 | 0 | 0 | [6 empty] | 0 | 0 | 0 | 0 | 1900 | 0 | 0 | E | [6 empty] | 0
3 |  | 5109 | 1732 | 3 | ST | 10000 |  |  | 0 | 1900 |  |  |  | BIT |  |  | 0 | 0 | 0 | 0 | RE | 0 | 0 | 0 | 0 | 0 | 0 | [6 empty] | 0 | 0 | 0 | 0 | 1900 | 0 | 0 | E | [6 empty] | 0
3 |  | 5109 | 1732 | 4 | ST | 30000 |  |  | 0 | 1900 |  |  |  | BIT |  |  | 0 | 0 | 0 | 0 | RE | 0 | 0 | 0 | 0 | 0 | 0 | [6 empty] | 0 | 0 | 0 | 0 | 1900 | 0 | 0 | E | [6 empty] | 0
3 |  | 5109 | 1732 | 5 | ST | 30000 |  |  | 0 | 1900 |  |  |  | BIT |  |  | 14342 | 0 | 0 | 0 | RE | 0 | 1972 | 0 | 0 | 0 | 0 | [6 empty] | 0 | 0 | 0 | 0 | 1900 | 0 | 0 | E | [6 empty] | 0
3 |  | 5109 | 1732 | 6 | ST | 50000 | C | SB | 10 | 1930 | NG |  |  | BIT |  |  | 14405 | 33000 | 33000 | 0 |  | 0 | 0 | 0 | 0 | 0 | 0 | [6 empty] | 0 | 0 | 0 | 9 | 1930 | 0 | 0 | E | [6 empty] | 0
3 |  | 5109 | 1732 | 7 | ST | 75000 | C | SB | 4 | 1943 | NG |  |  | BIT |  |  | 11864 | 83000 | 83000 | 0 |  | 0 | 0 | 0 | 0 | 0 | 0 | [6 empty] | 0 | 0 | 0 | 3 | 1943 | 0 | 0 | E | [6 empty] | 0
3 |  | 5109 | 1732 | 8 | ST | 75000 | C | SB | 2 | 1947 | NG |  |  | BIT |  |  | 11830 | 83000 | 83000 | 0 |  | 0 | 0 | 0 | 0 | 0 | 0 | [6 empty] | 0 | 0 | 0 | 1 | 1947 | 0 | 0 | E | [6 empty] | 0
3 |  | 5109 | 1732 | 43 | ST | 2000 |  |  | 99 | 1927 |  |  |  | BIT | NG |  | 0 | 0 | 0 | 0 | RE | 12 | 1981 | 0 | 0 | 0 | 0 | [6 empty] | 0 | 0 | 0 | 0 | 1927 | 0 | 0 | E | [6 empty] | 0
3 |  | 5109 | 1732 | 44 | ST | 2000 |  |  | 99 | 1928 |  |  |  | BIT | NG |  | 0 | 0 | 0 | 0 | RE | 12 | 1981 | 0 | 0 | 0 | 0 | [6 empty] | 0 | 0 | 0 | 0 | 1928 | 0 | 0 | E | [6 empty] | 0
3 |  | 5109 | 1732 | 45 | ST | 2000 |  |  | 99 | 1931 |  |  |  | BIT | NG |  | 0 | 0 | 0 | 0 | RE | 12 | 1981 | 0 | 0 | 0 | 0 | [6 empty] | 0 | 0 | 0 | 0 | 1931 | 0 | 0 | E | [6 empty] | 0
3 |  | 5109 | 1733 | 1 | ST | 817200 | B | OP | 6 | 1971 | FO2 |  |  | BIT |  |  | 8947 | 750000 | 750000 | 0 |  | 0 | 0 | 0 | 0 | 0 | 0 | [6 empty] | 0 | 0 | 0 | 3 | 1971 | 0 | 0 | E | [6 empty] | 0
3 |  | 5109 | 1733 | 2 | ST | 822600 | B | OP | 3 | 1973 | FO2 |  |  | BIT |  |  | 9487 | 750000 | 750000 | 0 |  | 0 | 0 | 0 | 0 | 0 | 0 | [6 empty] | 0 | 0 | 0 | 12 | 1972 | 0 | 0 | E | [6 empty] | 0
3 |  | 5109 | 1733 | 3 | ST | 822600 | B | OP | 5 | 1973 | FO2 |  |  | BIT |  |  | 9186 | 750000 | 750000 | 0 |  | 0 | 0 | 0 | 0 | 0 | 0 | [6 empty] | 0 | 0 | 0 | 2 | 1973 | 0 | 0 | E | [6 empty] | 0
3 |  | 5109 | 1733 | 4 | ST | 817200 | B | OP | 5 | 1974 | FO2 |  |  | BIT |  |  | 9231 | 750000 | 750000 | 0 |  | 0 | 0 | 0 | 0 | 0 | 0 | [6 empty] | 0 | 0 | 0 | 2 | 1974 | 0 | 0 | E | [6 empty] | 0
3 |  | 5109 | 1733 | IC1 | IC | 2750 | P | OP | 11 | 1969 | FO2 |  |  | FO2 |  |  | 10600 | 2000 | 2000 | 0 |  | 0 | 0 | 0 | 0 | 0 | 0 | [6 empty] | 0 | 0 | 0 | 9 | 1969 | 0 | 0 | E | [6 empty] | 0
3 |  | 5109 | 1733 | IC2 | IC | 2750 | P | OP | 12 | 1969 | FO2 |  |  | FO2 |  |  | 10600 | 3000 | 3000 | 0 |  | 0 | 0 | 0 | 0 | 0 | 0 | [6 empty] | 0 | 0 | 0 | 9 | 1969 | 0 | 0 | E | [6 empty] | 0
3 |  | 5109 | 1733 | IC3 | IC | 2750 | P | OP | 10 | 1969 | FO2 |  |  | FO2 |  |  | 10600 | 3000 | 3000 | 0 |  | 0 | 0 | 0 | 0 | 0 | 0 | [6 empty] | 0 | 0 | 0 | 9 | 1969 | 0 | 0 | E | [6 empty] | 0
3 |  | 5109 | 1733 | IC4 | IC | 2750 | P | OP | 10 | 1969 | FO2 |  |  | FO2 |  |  | 10600 | 3000 | 3000 | 0 |  | 0 | 0 | 0 | 0 | 0 | 0 | [6 empty] | 0 | 0 | 0 | 9 | 1969 | 0 | 0 | E | [6 empty] | 0
3 |  | 5109 | 1733 | IC5 | IC | 2750 | P | OP | 10 | 1969 | FO2 |  |  | FO2 |  |  | 10600 | 3000 | 3000 | 0 |  | 0 | 0 | 0 | 0 | 0 | 0 | [6 empty] | 0 | 0 | 0 | 9 | 1969 | 0 | 0 | E | [6 empty] | 0
3 |  | 5109 | 1734 | 1 | GT | 16000 | P | OP | 6 | 1967 | NG |  |  | NG |  |  | 15725 | 15000 | 20000 | 0 |  | 0 | 0 | 0 | 0 | 0 | 0 | [6 empty] | 0 | 0 | 0 | 5 | 1967 | 0 | 0 | E | [6 empty] | 0
3 |  | 5109 | 1734 | 2 | GT | 16000 | P | OP | 6 | 1966 | NG |  |  | NG |  |  | 15725 | 15000 | 20000 | 0 |  | 0 | 0 | 0 | 0 | 0 | 0 | [6 empty] | 0 | 0 | 0 | 5 | 1966 | 0 | 0 | E | [6 empty] | 0
3 |  | 5109 | 1734 | 3 | GT | 16000 | P | OP | 5 | 1966 | NG |  |  | NG |  |  | 15725 | 14000 | 20000 | 0 |  | 0 | 0 | 0 | 0 | 0 | 0 | [6 empty] | 0 | 0 | 0 | 4 | 1966 | 0 | 0 | E | [6 empty] | 0
3 |  | 5109 | 1734 | 4 | GT | 16000 | P | OP | 5 | 1966 | NG |  |  | NG |  |  | 15725 | 14000 | 20000 | 0 |  | 0 | 0 | 0 | 0 | 0 | 0 | [6 empty] | 0 | 0 | 0 | 4 | 1966 | 0 | 0 | E | [6 empty] | 0
3 |  | 5109 | 1734 | 5 | GT | 23400 | P | OP | 6 | 1971 | FO2 |  |  | NG | FO2 |  | 14775 | 18000 | 24000 | 0 |  | 0 | 0 | 0 | 0 | 0 | 0 | [6 empty] | 0 | 0 | 0 | 5 | 1971 | 0 | 0 | E | [6 empty] | 0
3 |  | 5109 | 1734 | 6 | GT | 21250 | P | OP | 5 | 1971 | FO2 |  |  | FO2 |  |  | 12985 | 19000 | 23000 | 0 |  | 0 | 0 | 0 | 0 | 0 | 0 | [6 empty] | 0 | 0 | 0 | 4 | 1971 | 0 | 0 | E | [6 empty] | 0
3 |  | 5109 | 1734 | 7 | GT | 21250 | P | OP | 5 | 1971 | FO2 |  |  | FO2 |  |  | 12985 | 20000 | 23000 | 0 |  | 0 | 0 | 0 | 0 | 0 | 0 | [6 empty] | 0 | 0 | 0 | 4 | 1971 | 0 | 0 | E | [6 empty] | 0
3 |  | 5109 | 1735 | 1 | IC | 2750 | P | OP | 1 | 1970 | FO2 |  |  | FO2 |  |  | 10600 | 2000 | 2000 | 0 |  | 0 | 0 | 0 | 0 | 0 | 0 | [6 empty] | 0 | 0 | 0 | 12 | 1969 | 0 | 0 | E | [6 empty] | 0
3 |  | 5109 | 1735 | 2 | IC | 2750 | P | OP | 1 | 1970 | FO2 |  |  | FO2 |  |  | 10600 | 3000 | 3000 | 0 |  | 0 | 0 | 0 | 0 | 0 | 0 | [6 empty] | 0 | 0 | 0 | 12 | 1969 | 0 | 0 | E | [6 empty] | 0
3 |  | 5109 | 1735 | 3 | IC | 2750 | P | OP | 1 | 1970 | FO2 |  |  | FO2 |  |  | 10600 | 3000 | 3000 | 0 |  | 0 | 0 | 0 | 0 | 0 | 0 | [6 empty] | 0 | 0 | 0 | 12 | 1969 | 0 | 0 | E | [6 empty] | 0
3 |  | 5109 | 1735 | 4 | IC | 2750 | P | OP | 1 | 1970 | FO2 |  |  | FO2 |  |  | 10600 | 3000 | 3000 | 0 |  | 0 | 0 | 0 | 0 | 0 | 0 | [6 empty] | 0 | 0 | 0 | 12 | 1969 | 0 | 0 | E | [6 empty] | 0
3 |  | 5109 | 1735 | 5 | IC | 2750 | P | OP | 1 | 1970 | FO2 |  |  | FO2 |  |  | 10600 | 3000 | 3000 | 0 |  | 0 | 0 | 0 | 0 | 0 | 0 | [6 empty] | 0 | 0 | 0 | 12 | 1969 | 0 | 0 | E | [6 empty] | 0
3 |  | 5109 | 1736 | 11 | ST | 2500 | C |  | 3 | 1964 | LPG | FO2 |  | BIT | FO2 |  | 9258 | 2500 | 2500 | 0 | RE | 12 | 1985 | 0 | 0 | 0 | 0 | [6 empty] | 0 | 0 | 0 | 1 | 1964 | 0 | 0 | E | [6 empty] | 0
3 |  | 5109 | 1736 | 12 | ST | 5000 | C |  | 3 | 1964 | LPG | FO2 |  | BIT | FO2 |  | 9258 | 5000 | 5000 | 0 | RE | 12 | 1985 | 0 | 0 | 0 | 0 | [6 empty] | 0 | 0 | 0 | 1 | 1964 | 0 | 0 | E | [6 empty] | 0
3 |  | 5109 | 1736 | 14 | ST | 6000 | C |  | 3 | 1964 | LPG | FO2 |  | BIT | FO2 |  | 9258 | 6000 | 6000 | 0 | RE | 12 | 1985 | 0 | 0 | 0 | 0 | [6 empty] | 0 | 0 | 0 | 1 | 1964 | 0 | 0 | E | [6 empty] | 0
3 |  | 5109 | 1736 | 15 | ST | 6000 | C |  | 3 | 1964 | LPG | FO2 |  | BIT | FO2 |  | 9258 | 6000 | 6000 | 0 | RE | 12 | 1985 | 0 | 0 | 0 | 0 | [6 empty] | 0 | 0 | 0 | 1 | 1964 | 0 | 0 | E | [6 empty] | 0
3 |  | 5109 | 1736 | 16 | ST | 7500 | C |  | 3 | 1964 | LPG | FO2 |  | BIT | FO2 |  | 9258 | 7500 | 7500 | 0 | RE | 12 | 1985 | 0 | 0 | 0 | 0 | [6 empty] | 0 | 0 | 0 | 1 | 1964 | 0 | 0 | E | [6 empty] | 0
3 |  | 5109 | 1736 | 17 | ST | 7500 | C |  | 3 | 1964 | LPG | FO2 |  | BIT | FO2 |  | 9258 | 7500 | 7500 | 0 | RE | 12 | 1985 | 0 | 0 | 0 | 0 | [6 empty] | 0 | 0 | 0 | 1 | 1964 | 0 | 0 | E | [6 empty] | 0
3 |  | 5109 | 1736 | 18 | ST | 2500 | C |  | 3 | 1964 | LPG | FO2 |  | BIT | FO2 |  | 9258 | 2500 | 2500 | 0 | RE | 12 | 1985 | 0 | 0 | 0 | 0 | [6 empty] | 0 | 0 | 0 | 1 | 1964 | 0 | 0 | E | [6 empty] | 0
3 |  | 5109 | 1737 | 1 | IC | 2750 | P | OP | 11 | 1970 | FO2 |  |  | FO2 |  |  | 10600 | 2000 | 2000 | 0 |  | 0 | 0 | 0 | 0 | 0 | 0 | [6 empty] | 0 | 0 | 0 | 10 | 1970 | 0 | 0 | E | [6 empty] | 0
3 |  | 5109 | 1737 | 2 | IC | 2750 | P | OP | 12 | 1970 | FO2 |  |  | FO2 |  |  | 10600 | 3000 | 3000 | 0 |  | 0 | 0 | 0 | 0 | 0 | 0 | [6 empty] | 0 | 0 | 0 | 10 | 1970 | 0 | 0 | E | [6 empty] | 0
3 |  | 5109 | 1737 | 3 | IC | 2750 | P | OP | 11 | 1970 | FO2 |  |  | FO2 |  |  | 10600 | 3000 | 3000 | 0 |  | 0 | 0 | 0 | 0 | 0 | 0 | [6 empty] | 0 | 0 | 0 | 10 | 1970 | 0 | 0 | E | [6 empty] | 0
3 |  | 5109 | 1737 | 4 | IC | 2750 | P | OP | 11 | 1970 | FO2 |  |  | FO2 |  |  | 10600 | 3000 | 3000 | 0 |  | 0 | 0 | 0 | 0 | 0 | 0 | [6 empty] | 0 | 0 | 0 | 10 | 1970 | 0 | 0 | E | [6 empty] | 0
3 |  | 5109 | 1737 | 5 | IC | 2750 | P | OP | 11 | 1970 | FO2 |  |  | FO2 |  |  | 10600 | 3000 | 3000 | 0 |  | 0 | 0 | 0 | 0 | 0 | 0 | [6 empty] | 0 | 0 | 0 | 10 | 1970 | 0 | 0 | E | [6 empty] | 0
3 | B097 | 5109 | 1738 | 2 | ST | 2000 |  |  | 8 | 1966 | NG | FO2 |  | BIT | NG | FO2 | 3885 | 5000 | 5000 | 0 | SD | 8 | 1985 | 0 | 0 | 0 | 0 | [6 empty] | 0 | 0 | 0 | 0 | 1966 | 0 | 0 | E | [6 empty] | 0
3 | B097 | 5109 | 1738 | 3 | ST | 4000 |  |  | 8 | 1969 | NG | FO2 |  | BIT | NG | FO2 | 3885 | 5000 | 5000 | 0 | SD | 8 | 1985 | 0 | 0 | 0 | 0 | [6 empty] | 0 | 0 | 0 | 0 | 1969 | 0 | 0 | E | [6 empty] | 0
3 |  | 5109 | 1738 | IC1 | IC | 2750 | P |  | 12 | 1970 | FO2 |  |  | FO2 |  |  | 17562 | 2000 | 2000 | 0 | RE | 7 | 1985 | 0 | 0 | 0 | 0 | [6 empty] | 0 | 0 | 0 | 11 | 1970 | 0 | 0 | E | [6 empty] | 0
3 |  | 5109 | 1738 | IC2 | IC | 2750 | P |  | 12 | 1970 | FO2 |  |  | FO2 |  |  | 17562 | 3000 | 3000 | 0 | RE | 7 | 1985 | 0 | 0 | 0 | 0 | [6 empty] | 0 | 0 | 0 | 11 | 1970 | 0 | 0 | E | [6 empty] | 0
3 |  | 5109 | 1739 | 1 | IC | 2750 | P | OP | 6 | 1971 | FO2 |  |  | FO2 |  |  | 10600 | 2000 | 2000 | 0 |  | 0 | 0 | 0 | 0 | 0 | 0 | [6 empty] | 0 | 0 | 0 | 5 | 1971 | 0 | 0 | E | [6 empty] | 0
3 |  | 5109 | 1739 | 2 | IC | 2750 | P | OP | 6 | 1971 | FO2 |  |  | FO2 |  |  | 10600 | 3000 | 3000 | 0 |  | 0 | 0 | 0 | 0 | 0 | 0 | [6 empty] | 0 | 0 | 0 | 5 | 1971 | 0 | 0 | E | [6 empty] | 0
3 |  | 5109 | 1739 | 3 | IC | 2750 | P | OP | 6 | 1971 | FO2 |  |  | FO2 |  |  | 10600 | 3000 | 3000 | 0 |  | 0 | 0 | 0 | 0 | 0 | 0 | [6 empty] | 0 | 0 | 0 | 5 | 1971 | 0 | 0 | E | [6 empty] | 0
3 |  | 5109 | 1739 | 4 | IC | 2750 | P | OP | 6 | 1971 | FO2 |  |  | FO2 |  |  | 10600 | 3000 | 3000 | 0 |  | 0 | 0 | 0 | 0 | 0 | 0 | [6 empty] | 0 | 0 | 0 | 5 | 1971 | 0 | 0 | E | [6 empty] | 0
3 |  | 5109 | 1739 | 5 | IC | 2750 | P | OP | 6 | 1971 | FO2 |  |  | FO2 |  |  | 10600 | 3000 | 3000 | 0 |  | 0 | 0 | 0 | 0 | 0 | 0 | [6 empty] | 0 | 0 | 0 | 5 | 1971 | 0 | 0 | E | [6 empty] | 0
3 |  | 5109 | 1740 | 1 | ST | 282609 |  | SB | 2 | 1956 | NG |  |  | BFG |  |  | 9215 | 265255 | 270763 | 0 |  | 0 | 0 | 0 | 0 | 0 | 0 | [6 empty] | 0 | 0 | 0 | 1 | 1956 | 0 | 0 | E | E | E |  |  |  |  | 0
3 |  | 5109 | 1740 | 2 | ST | 292500 | B | OP | 11 | 1957 | NG |  |  | BIT | BFG |  | 9105 | 238000 | 247000 | 0 |  | 0 | 0 | 0 | 0 | 0 | 0 | [6 empty] | 0 | 0 | 0 | 10 | 1957 | 0 | 0 | E | [6 empty] | 0
3 |  | 5109 | 1740 | 3 | ST | 358123 | B | OP | 10 | 1958 | NG |  |  | BIT | BFG |  | 9083 | 262000 | 270000 | 0 |  | 0 | 0 | 0 | 0 | 0 | 0 | [6 empty] | 0 | 0 | 0 | 9 | 1958 | 0 | 0 | E | [6 empty] | 0
3 |  | 5109 | 1740 | IC1 | IC | 2750 | P | OP | 11 | 1967 | FO2 |  |  | FO2 |  |  | 10600 | 2000 | 2000 | 0 |  | 0 | 0 | 0 | 0 | 0 | 0 | [6 empty] | 0 | 0 | 0 | 10 | 1967 | 0 | 0 | E | [6 empty] | 0
3 |  | 5109 | 1740 | IC2 | IC | 2750 | P | OP | 12 | 1967 | FO2 |  |  | FO2 |  |  | 10600 | 3000 | 3000 | 0 |  | 0 | 0 | 0 | 0 | 0 | 0 | [6 empty] | 0 | 0 | 0 | 11 | 1967 | 0 | 0 | E | [6 empty] | 0
3 |  | 5109 | 1740 | IC3 | IC | 2750 | P | OP | 11 | 1967 | FO2 |  |  | FO2 |  |  | 10600 | 3000 | 3000 | 0 |  | 0 | 0 | 0 | 0 | 0 | 0 | [6 empty] | 0 | 0 | 0 | 10 | 1967 | 0 | 0 | E | [6 empty] | 0
3 |  | 5109 | 1740 | IC4 | IC | 2750 | P | OP | 11 | 1967 | FO2 |  |  | FO2 |  |  | 10600 | 3000 | 3000 | 0 |  | 0 | 0 | 0 | 0 | 0 | 0 | [6 empty] | 0 | 0 | 0 | 10 | 1967 | 0 | 0 | E | [6 empty] | 0
3 |  | 5109 | 1741 | 1 | IC | 2750 | P | OP | 12 | 1968 | FO2 |  |  | FO2 |  |  | 10600 | 2000 | 2000 | 0 |  | 0 | 0 | 0 | 0 | 0 | 0 | [6 empty] | 0 | 0 | 0 | 11 | 1968 | 0 | 0 | E | [6 empty] | 0
3 |  | 5109 | 1741 | 2 | IC | 2750 | P | OP | 12 | 1968 | FO2 |  |  | FO2 |  |  | 10600 | 3000 | 3000 | 0 |  | 0 | 0 | 0 | 0 | 0 | 0 | [6 empty] | 0 | 0 | 0 | 11 | 1968 | 0 | 0 | E | [6 empty] | 0
3 |  | 5109 | 1741 | 3 | IC | 2750 | P | OP | 11 | 1968 | FO2 |  |  | FO2 |  |  | 10600 | 3000 | 3000 | 0 |  | 0 | 0 | 0 | 0 | 0 | 0 | [6 empty] | 0 | 0 | 0 | 10 | 1968 | 0 | 0 | E | [6 empty] | 0
3 |  | 5109 | 1741 | 4 | IC | 2750 | P | OP | 11 | 1968 | FO2 |  |  | FO2 |  |  | 10600 | 3000 | 3000 | 0 |  | 0 | 0 | 0 | 0 | 0 | 0 | [6 empty] | 0 | 0 | 0 | 10 | 1968 | 0 | 0 | E | [6 empty] | 0
3 |  | 5109 | 1741 | 5 | IC | 2750 | P | OP | 11 | 1968 | FO2 |  |  | FO2 |  |  | 10600 | 3000 | 3000 | 0 |  | 0 | 0 | 0 | 0 | 0 | 0 | [6 empty] | 0 | 0 | 0 | 10 | 1968 | 0 | 0 | E | [6 empty] | 0
3 |  | 5109 | 1743 | 1 | ST | 168750 | B | OP | 8 | 1953 | FO2 |  |  | BIT | FO6 |  | 9756 | 163000 | 163000 | 0 |  | 0 | 0 | 0 | 0 | 0 | 0 | [6 empty] | 0 | 0 | 0 | 7 | 1953 | 0 | 0 | E | [6 empty] | 0
3 |  | 5109 | 1743 | 2 | ST | 156250 | B | OP | 11 | 1953 | FO2 |  |  | BIT | FO6 |  | 10172 | 162000 | 162000 | 0 |  | 0 | 0 | 0 | 0 | 0 | 0 | [6 empty] | 0 | 0 | 0 | 10 | 1953 | 0 | 0 | E | [6 empty] | 0
3 |  | 5109 | 1743 | 3 | ST | 156250 | B | OP | 6 | 1954 | FO2 |  |  | BIT | FO6 |  | 10400 | 163000 | 163000 | 0 |  | 0 | 0 | 0 | 0 | 0 | 0 | [6 empty] | 0 | 0 | 0 | 5 | 1954 | 0 | 0 | E | [6 empty] | 0
3 |  | 5109 | 1743 | 4 | ST | 168750 | B | OP | 10 | 1954 | FO2 |  |  | BIT | FO6 |  | 9698 | 164000 | 164000 | 0 |  | 0 | 0 | 0 | 0 | 0 | 0 | [6 empty] | 0 | 0 | 0 | 9 | 1954 | 0 | 0 | E | [6 empty] | 0
3 |  | 5109 | 1743 | 5 | ST | 357762 |  | SB | 4 | 1959 | NG |  |  | FO6 |  |  | 9831 | 334547 | 341454 | 0 |  | 0 | 0 | 0 | 0 | 0 | 0 | [6 empty] | 0 | 0 | 0 | 3 | 1959 | 0 | 0 | E | E | E |  |  |  |  | 0
3 |  | 5109 | 1743 | 6 | ST | 352750 | B | OP | 4 | 1961 | NG |  |  | BIT |  |  | 9690 | 294000 | 294000 | 0 |  | 0 | 0 | 0 | 0 | 0 | 0 | [6 empty] | 0 | 0 | 0 | 2 | 1961 | 0 | 0 | E | [6 empty] | 0
3 |  | 5109 | 1743 | 7 | ST | 544500 | B | OP | 4 | 1969 | FO2 |  |  | BIT |  |  | 9606 | 435000 | 435000 | 0 |  | 0 | 0 | 0 | 0 | 0 | 0 | [6 empty] | 0 | 0 | 0 | 1 | 1969 | 0 | 0 | E | [6 empty] | 0
3 |  | 5109 | 1743 | 11 | GT | 18594 | P | OP | 5 | 1968 | FO2 |  |  | FO2 | NG |  | 13600 | 19000 | 23000 | 0 |  | 0 | 0 | 0 | 0 | 0 | 0 | [6 empty] | 0 | 0 | 0 | 4 | 1968 | 0 | 0 | E | [6 empty] | 0
3 |  | 5109 | 1743 | 12A | IC | 2750 | P | OP | 12 | 1970 | FO2 |  |  | FO2 |  |  | 10600 | 2000 | 2000 | 0 |  | 0 | 0 | 0 | 0 | 0 | 0 | [6 empty] | 0 | 0 | 0 | 11 | 1970 | 0 | 0 | E | [6 empty] | 0
3 |  | 5109 | 1743 | 12B | IC | 2750 | P | OP | 12 | 1970 | FO2 |  |  | FO2 |  |  | 10600 | 3000 | 3000 | 0 |  | 0 | 0 | 0 | 0 | 0 | 0 | [6 empty] | 0 | 0 | 0 | 11 | 1970 | 0 | 0 | E | [6 empty] | 0
3 |  | 5109 | 1744 | 1 | GT | 16000 | P | OP | 10 | 1966 | FO2 |  |  | FO2 |  |  | 15060 | 13000 | 19000 | 0 |  | 0 | 0 | 0 | 0 | 0 | 0 | [6 empty] | 0 | 0 | 0 | 9 | 1966 | 0 | 0 | E | [6 empty] | 0
3 |  | 5109 | 1744 | 2 | GT | 16000 | P | OP | 9 | 1966 | FO2 |  |  | FO2 |  |  | 15060 | 13000 | 19000 | 0 |  | 0 | 0 | 0 | 0 | 0 | 0 | [6 empty] | 0 | 0 | 0 | 8 | 1966 | 0 | 0 | E | [6 empty] | 0
3 |  | 5109 | 1744 | 3 | GT | 16000 | P | OP | 9 | 1966 | FO2 |  |  | FO2 |  |  | 15060 | 12000 | 18000 | 0 |  | 0 | 0 | 0 | 0 | 0 | 0 | [6 empty] | 0 | 0 | 0 | 8 | 1966 | 0 | 0 | E | [6 empty] | 0
3 |  | 5109 | 1744 | 4 | GT | 16000 | P | OP | 9 | 1966 | FO2 |  |  | FO2 |  |  | 15060 | 14000 | 20000 | 0 |  | 0 | 0 | 0 | 0 | 0 | 0 | [6 empty] | 0 | 0 | 0 | 8 | 1966 | 0 | 0 | E | [6 empty] | 0
3 |  | 5109 | 1745 | 1 | ST | 50000 |  |  | 99 | 1924 |  |  |  | BIT |  |  | 0 | 0 | 0 | 0 | RE | 12 | 1974 | 0 | 0 | 0 | 0 | [6 empty] | 0 | 0 | 0 | 0 | 1924 | 0 | 0 | E | [6 empty] | 0
3 |  | 5109 | 1745 | 2 | ST | 50000 |  |  | 99 | 1924 |  |  |  | BIT |  |  | 0 | 0 | 0 | 0 | RE | 12 | 1974 | 0 | 0 | 0 | 0 | [6 empty] | 0 | 0 | 0 | 0 | 1924 | 0 | 0 | E | [6 empty] | 0
3 |  | 5109 | 1745 | 3 | ST | 50000 |  |  | 99 | 1924 |  |  |  | BIT |  |  | 0 | 0 | 0 | 0 | RE | 12 | 1974 | 0 | 0 | 0 | 0 | [6 empty] | 0 | 0 | 0 | 0 | 1924 | 0 | 0 | E | [6 empty] | 0
3 |  | 5109 | 1745 | 4 | ST | 50000 |  |  | 99 | 1926 |  |  |  | NG |  |  | 0 | 0 | 0 | 0 | RE | 12 | 1977 | 0 | 0 | 0 | 0 | [6 empty] | 0 | 0 | 0 | 0 | 1926 | 0 | 0 | E | [6 empty] | 0
3 |  | 5109 | 1745 | 5 | ST | 50000 |  |  | 99 | 1926 |  |  |  | BIT |  |  | 0 | 0 | 0 | 0 | RE | 12 | 1974 | 0 | 0 | 0 | 0 | [6 empty] | 0 | 0 | 0 | 0 | 1926 | 0 | 0 | E | [6 empty] | 0
3 |  | 5109 | 1745 | 6 | ST | 50000 |  |  | 99 | 1926 |  |  |  | BIT |  |  | 0 | 0 | 0 | 0 | RE | 12 | 1974 | 0 | 0 | 0 | 0 | [6 empty] | 0 | 0 | 0 | 0 | 1926 | 0 | 0 | E | [6 empty] | 0
3 |  | 5109 | 1745 | 7 | ST | 120000 | B | OP | 6 | 1949 | FO2 |  |  | BIT |  |  | 11019 | 132000 | 132000 | 0 |  | 0 | 0 | 0 | 0 | 0 | 0 | [6 empty] | 0 | 0 | 0 | 5 | 1949 | 0 | 0 | [7 empty] | 0
3 |  | 5109 | 1745 | 8 | ST | 120000 | B | OP | 2 | 1950 | FO2 |  |  | BIT |  |  | 10835 | 111000 | 111000 | 0 |  | 0 | 0 | 0 | 0 | 0 | 0 | [6 empty] | 0 | 0 | 0 | 1 | 1950 | 0 | 0 | E | [6 empty] | 0
3 |  | 5109 | 1745 | 9 | ST | 535500 | B | OP | 1 | 1968 | FO2 |  |  | BIT |  |  | 9199 | 515000 | 515000 | 0 |  | 0 | 0 | 0 | 0 | 0 | 0 | [6 empty] | 0 | 0 | 0 | 11 | 1967 | 0 | 0 | E | [6 empty] | 0
3 |  | 5109 | 1745 | 33 | ST | 2000 |  |  | 99 | 1927 |  |  |  | BIT |  |  | 0 | 0 | 0 | 0 | RE | 12 | 1977 | 0 | 0 | 0 | 0 | [6 empty] | 0 | 0 | 0 | 0 | 1927 | 0 | 0 | E | [6 empty] | 0
3 |  | 5109 | 1745 | 42 | ST | 4000 |  |  | 99 | 1924 |  |  |  | BIT |  |  | 0 | 0 | 0 | 0 | RE | 12 | 1977 | 0 | 0 | 0 | 0 | [6 empty] | 0 | 0 | 0 | 0 | 1924 | 0 | 0 | E | [6 empty] | 0
3 |  | 5109 | 1745 | 43 | ST | 4000 |  |  | 99 | 1924 |  |  |  | BIT |  |  | 0 | 0 | 0 | 0 | RE | 12 | 1977 | 0 | 0 | 0 | 0 | [6 empty] | 0 | 0 | 0 | 0 | 1924 | 0 | 0 | E | [6 empty] | 0
3 |  | 5109 | 1745 | 44 | ST | 4000 |  |  | 99 | 1927 |  |  |  | BIT |  |  | 0 | 0 | 0 | 0 | RE | 12 | 1977 | 0 | 0 | 0 | 0 | [6 empty] | 0 | 0 | 0 | 0 | 1927 | 0 | 0 | E | [6 empty] | 0
3 |  | 5109 | 1745 | 45 | ST | 4000 |  |  | 99 | 1930 |  |  |  | BIT |  |  | 0 | 0 | 0 | 0 | RE | 12 | 1977 | 0 | 0 | 0 | 0 | [6 empty] | 0 | 0 | 0 | 0 | 1930 | 0 | 0 | E | [6 empty] | 0
3 |  | 5109 | 1746 | 1 | IC | 2750 | P | OP | 12 | 1969 | FO2 |  |  | FO2 |  |  | 10600 | 2000 | 2000 | 0 |  | 0 | 0 | 0 | 0 | 0 | 0 | [6 empty] | 0 | 0 | 0 | 11 | 1969 | 0 | 0 | E | [6 empty] | 0
3 |  | 5109 | 1746 | 2 | IC | 2750 | P | OP | 12 | 1969 | FO2 |  |  | FO2 |  |  | 10600 | 3000 | 3000 | 0 |  | 0 | 0 | 0 | 0 | 0 | 0 | [6 empty] | 0 | 0 | 0 | 11 | 1969 | 0 | 0 | E | [6 empty] | 0
3 |  | 5109 | 1746 | 3 | IC | 2750 | P | OP | 12 | 1969 | FO2 |  |  | FO2 |  |  | 10600 | 3000 | 3000 | 0 |  | 0 | 0 | 0 | 0 | 0 | 0 | [6 empty] | 0 | 0 | 0 | 11 | 1969 | 0 | 0 | E | [6 empty] | 0
3 |  | 5109 | 1746 | 4 | IC | 2750 | P | OP | 12 | 1969 | FO2 |  |  | FO2 |  |  | 10600 | 3000 | 3000 | 0 |  | 0 | 0 | 0 | 0 | 0 | 0 | [6 empty] | 0 | 0 | 0 | 11 | 1969 | 0 | 0 | E | [6 empty] | 0
3 |  | 5109 | 1746 | 5 | IC | 2750 | P | OP | 12 | 1969 | FO2 |  |  | FO2 |  |  | 10600 | 3000 | 3000 | 0 |  | 0 | 0 | 0 | 0 | 0 | 0 | [6 empty] | 0 | 0 | 0 | 11 | 1969 | 0 | 0 | E | [6 empty] | 0
3 |  | 5109 | 5004 | 3 | NP | 0 |  |  | 0 | 0 | [6 empty] | 0 | 0 | 0 | 1171000 | CN | 88 | 1975 | 88 | 1988 | 88 | 1988 |  |  |  | UR |  |  | 0 | 0 | 0 | 0 | 0 | 0 | 0 | [7 empty] | 0
3 |  | 5109 | 6034 | 3 | IC | 2750 | P | OP | 11 | 1981 | FO2 |  |  | FO2 |  |  | 10550 | 3000 | 3000 | 0 |  | 0 | 0 | 0 | 0 | 0 | 0 | [6 empty] | 0 | 0 | 0 | 10 | 1981 | 0 | 0 | E | [6 empty] | 0
3 |  | 5109 | 6034 | 4 | IC | 2750 | P | OP | 11 | 1981 | FO2 |  |  | FO2 |  |  | 10550 | 3000 | 3000 | 0 |  | 0 | 0 | 0 | 0 | 0 | 0 | [6 empty] | 0 | 0 | 0 | 10 | 1981 | 0 | 0 | E | [6 empty] | 0
3 |  | 5109 | 6034 | 5 | IC | 2750 | P | OP | 11 | 1981 | FO2 |  |  | FO2 |  |  | 10550 | 3000 | 3000 | 0 |  | 0 | 0 | 0 | 0 | 0 | 0 | [6 empty] | 0 | 0 | 0 | 10 | 1981 | 0 | 0 | E | [6 empty] | 0
3 |  | 5109 | 6034 | IC1 | IC | 2750 | P | OP | 11 | 1981 | FO2 |  |  | FO2 |  |  | 10550 | 3000 | 3000 | 0 |  | 0 | 0 | 0 | 0 | 0 | 0 | [6 empty] | 0 | 0 | 0 | 10 | 1981 | 0 | 0 | E | [6 empty] | 0
3 |  | 5109 | 6034 | IC2 | IC | 2750 | P | OP | 11 | 1981 | FO2 |  |  | FO2 |  |  | 10550 | 2000 | 2000 | 0 |  | 0 | 0 | 0 | 0 | 0 | 0 | [6 empty] | 0 | 0 | 0 | 10 | 1981 | 0 | 0 | E | [6 empty] | 0
3 |  | 5109 | 6034 | ST1 | ST | 697500 | B | OP | 8 | 1984 | FO2 |  |  | SUB |  |  | 9820 | 635000 | 635000 | 0 |  | 0 | 0 | 0 | 0 | 0 | 0 | [6 empty] | 0 | 0 | 0 | 4 | 1984 | 0 | 0 | E | [6 empty] | 0
3 |  | 5109 | 6034 | ST2 | ST | 697500 | B | OP | 7 | 1985 | FO2 |  |  | SUB |  |  | 9810 | 645000 | 645000 | 0 |  | 0 | 0 | 0 | 0 | 0 | 0 | [6 empty] | 0 | 0 | 0 | 3 | 1985 | 0 | 0 | E | [6 empty] | 0
3 |  | 5109 | 6035 | 1 | ST | 815400 | P | OP | 7 | 1979 | FO2 |  |  | FO6 |  |  | 9508 | 785000 | 785000 | 0 |  | 0 | 0 | 0 | 0 | 0 | 0 | [6 empty] | 0 | 0 | 0 | 4 | 1979 | 0 | 0 | E | [6 empty] | 0
3 |  | 5111 | 1970 | 1 | GT | 12500 |  | SB | 99 | 1968 | FO1 |  |  | FO2 |  |  | 0 | 10000 | 10000 | 0 |  | 0 | 0 | 0 | 0 | 0 | 0 | [6 empty] | 0 | 0 | 0 | 0 | 1968 | 0 | 0 | E | [6 empty] | 0
3 |  | 5111 | 1970 | 2 | ST | 2000 |  |  | 99 | 1937 |  |  |  | SUB | FO6 |  | 0 | 0 | 0 | 0 | RE | 11 | 1982 | 0 | 0 | 0 | 0 | [6 empty] | 0 | 0 | 0 | 0 | 1937 | 0 | 0 | E | [6 empty] | 0
3 |  | 5111 | 1970 | 3 | ST | 4000 |  |  | 99 | 1947 |  |  |  | SUB | FO6 |  | 0 | 0 | 0 | 0 | RE | 11 | 1982 | 0 | 0 | 0 | 0 | [6 empty] | 0 | 0 | 0 | 0 | 1947 | 0 | 0 | E | [6 empty] | 0
3 |  | 5326 | 3886 | U-1 | HC | 77400 | C | OP | 9 | 1967 |  |  |  | WAT |  |  | 0 | 84000 | 84000 | 0 |  | 0 | 0 | 0 | 0 | 0 | 0 | [6 empty] | 0 | 0 | 0 | 8 | 1967 | 0 | 0 | [7 empty] | 0
3 |  | 5326 | 3886 | U-2 | HC | 77400 | C | OP | 10 | 1967 |  |  |  | WAT |  |  | 0 | 84000 | 84000 | 0 |  | 0 | 0 | 8 | 1989 | 7 | 1989 | [6 empty] | 0 | 0 | 0 | 10 | 1967 | 0 | 0 | [7 empty] | 0
3 |  | 5326 | 3886 | U-3 | HC | 77400 | C | OP | 9 | 1967 |  |  |  | WAT |  |  | 0 | 84000 | 84000 | 0 |  | 0 | 0 | 11 | 1989 | 0 | 0 | [6 empty] | 0 | 0 | 0 | 9 | 1967 | 0 | 0 | E | [6 empty] | 0
3 |  | 5326 | 3886 | U-4 | HC | 77400 | C | OP | 9 | 1967 |  |  |  | WAT |  |  | 0 | 84000 | 84000 | 0 |  | 0 | 0 | 0 | 0 | 0 | 0 | [6 empty] | 0 | 0 | 0 | 8 | 1967 | 0 | 0 | [7 empty] | 0
3 |  | 5326 | 3886 | U-5 | HC | 77400 | C | OP | 9 | 1967 |  |  |  | WAT |  |  | 0 | 84000 | 84000 | 0 |  | 0 | 0 | 0 | 0 | 0 | 0 | [6 empty] | 0 | 0 | 0 | 8 | 1967 | 0 | 0 | E | [6 empty] | 0
3 |  | 5326 | 3886 | U-6 | HC | 77400 | C | OP | 9 | 1967 |  |  |  | WAT |  |  | 0 | 84000 | 84000 | 0 |  | 0 | 0 | 0 | 0 | 0 | 0 | [6 empty] | 82000 | 82000 | 0 | 8 | 1967 | 87000 | 81000 | E | [6 empty] | 0
3 |  | 5326 | 3886 | U-7 | HC | 77400 | C | OP | 9 | 1967 | WAT |  |  | WAT |  |  | 0 | 84000 | 84000 | 0 |  | 0 | 0 | 0 | 0 | 0 | 0 | [6 empty] | 0 | 0 | 0 | 9 | 1967 | 0 | 0 | [7 empty] | 0
3 |  | 5326 | 3886 | U-8 | HC | 77400 | C | OP | 10 | 1968 |  |  |  | WAT |  |  | 0 | 84000 | 84000 | 0 |  | 0 | 0 | 0 | 0 | 0 | 0 | [6 empty] | 82000 | 82000 | 0 | 10 | 1968 | 87000 | 81000 | [7 empty] | 0
3 |  | 5326 | 3886 | U-9 | HC | 77400 | C | OP | 1 | 1969 |  |  |  | WAT |  |  | 0 | 84000 | 84000 | 0 |  | 0 | 0 | 11 | 1988 | 0 | 0 | [6 empty] | 0 | 0 | 0 | 1 | 1969 | 0 | 0 | [7 empty] | 0
3 |  | 5326 | 3886 | U-10 | HC | 77400 | C | OP | 1 | 1969 |  |  |  | WAT |  |  | 0 | 84000 | 84000 | 0 |  | 0 | 0 | 0 | 0 | 0 | 0 | [6 empty] | 0 | 0 | 0 | 1 | 1969 | 0 | 0 | [7 empty] | 0
3 |  | 5335 | 599 | 1 | ST | 18800 | C | OP | 1 | 1962 | NG | FO2 |  | FO6 | NG |  | 16236 | 15000 | 15000 | 0 |  | 0 | 0 | 0 | 0 | 0 | 0 | [6 empty] | 0 | 0 | 0 | 11 | 1961 | 0 | 0 | E | [6 empty] | 0
3 |  | 5335 | 599 | 2 | ST | 18800 | C | OP | 3 | 1962 | NG | FO2 |  | FO6 | NG |  | 16236 | 15000 | 15000 | 0 |  | 0 | 0 | 0 | 0 | 0 | 0 | [6 empty] | 0 | 0 | 0 | 1 | 1962 | 0 | 0 | E | [6 empty] | 0
3 |  | 5335 | 599 | 3 | ST | 113600 | B | OP | 5 | 1975 | NG | FO2 |  | FO6 | NG |  | 11156 | 102000 | 102000 | 0 |  | 0 | 0 | 0 | 0 | 0 | 0 | [6 empty] | 0 | 0 | 0 | 2 | 1975 | 0 | 0 | E | [6 empty] | 0
3 |  | 5335 | 7318 | 1 | GT | 34280 | P | OP | 5 | 1991 | FO2 | NG |  | FO2 | NG |  | 11500 | 33400 | 43200 | 0 |  | 0 | 0 | 0 | 0 | 0 | 0 | [6 empty] | 0 | 0 | 0 | 1 | 1991 | 0 | 0 | [7 empty] | 0
3 |  | 5336 | 2914 | 1 | ST | 2000 | C |  | 88 | 1936 | NG |  |  | BIT |  |  | 18170 | 2000 | 2000 | 0 | RE | 8 | 1990 | 0 | 0 | 0 | 0 | [6 empty] | 0 | 0 | 0 | 0 | 1936 | 0 | 0 | E | [6 empty] | 0
3 |  | 5336 | 2914 | 2 | ST | 4000 | C |  | 88 | 1944 | NG |  |  | BIT |  |  | 17430 | 4000 | 4000 | 0 | RE | 8 | 1990 | 0 | 0 | 0 | 0 | [6 empty] | 0 | 0 | 0 | 0 | 1944 | 0 | 0 | E | [6 empty] | 0
3 |  | 5336 | 2914 | 3 | ST | 7500 | C |  | 88 | 1954 | NG |  |  | BIT |  |  | 16250 | 7500 | 7500 | 0 | RE | 8 | 1990 | 0 | 0 | 0 | 0 | [6 empty] | 0 | 0 | 0 | 0 | 1954 | 0 | 0 | E | [6 empty] | 0
3 |  | 5336 | 2914 | 4 | ST | 19500 | B | OP | 88 | 1968 | WD | KER |  | BIT |  |  | 14475 | 15000 | 15000 | 0 |  | 0 | 0 | 0 | 0 | 0 | 0 | [6 empty] | 0 | 0 | 0 | 0 | 1968 | 0 | 0 | E | [6 empty] | 0
3 |  | 5336 | 2914 | 5 | IC | 2700 | P | OP | 88 | 1966 | FO2 |  |  | FO2 |  |  | 0 | 2700 | 2700 | 0 |  | 0 | 0 | 0 | 0 | 0 | 0 | [6 empty] | 0 | 0 | 0 | 0 | 1966 | 0 | 0 | E | [6 empty] | 0
3 |  | 5336 | 2914 | 6 | GT | 0 |  |  | 0 | 0 | [6 empty] | 0 | 0 | 0 | 18000 | CO | 0 | 0 | 6 | 1989 | 6 | 1992 |  |  |  | NG |  |  | 15000 | 18000 | 0 | 0 | 0 | 15262 | 18313 | [7 empty] | 0
3 |  | 5336 | 2914 | 7 | ST | 0 |  |  | 0 | 0 | [6 empty] | 0 | 0 | 0 | 20000 | PL | 0 | 0 | 6 | 1991 | 10 | 1994 | AP | FI |  | BIT |  |  | 20000 | 20000 | 0 | 0 | 0 | 19572 | 20005 | [7 empty] | 0
3 |  | 5343 | 1823 | 1 | IC | 1100 | P | OP | 88 | 1962 | FO2 |  |  | NG | FO2 |  | 11000 | 1000 | 1000 | 0 |  | 0 | 0 | 0 | 0 | 0 | 0 | [6 empty] | 0 | 0 | 0 | 0 | 1962 | 0 | 0 | E | [6 empty] | 0
3 |  | 5343 | 1823 | 2 | IC | 600 | P | OP | 88 | 1945 | FO2 |  |  | FO2 |  |  | 11000 | 350 | 350 | 0 | RT | 6 | 1997 | 0 | 0 | 0 | 0 | [6 empty] | 0 | 0 | 0 | 0 | 1945 | 0 | 0 | E | [6 empty] | 0
3 |  | 5343 | 1823 | 4 | IC | 1100 | P | OP | 88 | 1941 | FO2 |  |  | FO2 |  |  | 11000 | 900 | 900 | 0 | RT | 6 | 1997 | 0 | 0 | 0 | 0 | [6 empty] | 0 | 0 | 0 | 0 | 1941 | 0 | 0 | E | [6 empty] | 0
3 |  | 5343 | 1823 | 5 | IC | 1100 | P | OP | 88 | 1949 | FO2 |  |  | FO2 |  |  | 11000 | 850 | 850 | 0 | RT | 6 | 1997 | 0 | 0 | 0 | 0 | [6 empty] | 0 | 0 | 0 | 0 | 1949 | 0 | 0 | E | [6 empty] | 0
3 |  | 5343 | 1823 | NA1 | IC | 0 |  |  | 0 | 0 | [6 empty] | 0 | 0 | 0 | 2500 | IP | 12 | 1991 | 10 | 1992 | 0 | 0 | RE | LE | LO | NG | FO2 |  | 0 | 0 | 0 | 0 | 0 | 2308 | 2648 | [7 empty] | 0
3 |  | 5416 | 2718 | 1 | ST | 165000 | C | OP | 6 | 1957 | FO2 |  |  | BIT |  |  | 10704 | 165000 | 165000 | 0 |  | 0 | 0 | 0 | 0 | 0 | 0 | [6 empty] | 0 | 0 | 0 | 5 | 1957 | 0 | 0 | E | [6 empty] | 0
3 |  | 5416 | 2718 | 2 | ST | 165000 | C | OP | 11 | 1957 | FO2 |  |  | BIT |  |  | 10848 | 165000 | 165000 | 0 |  | 0 | 0 | 0 | 0 | 0 | 0 | [6 empty] | 0 | 0 | 0 | 10 | 1957 | 0 | 0 | E | [6 empty] | 0
3 |  | 5416 | 2718 | 3 | ST | 275000 | C | OP | 10 | 1959 | FO2 |  |  | BIT |  |  | 10339 | 265000 | 265000 | 0 |  | 0 | 0 | 0 | 0 | 0 | 0 | [6 empty] | 0 | 0 | 0 | 9 | 1959 | 0 | 0 | E | [6 empty] | 0
3 |  | 5416 | 2718 | 4 | ST | 275000 | C | OP | 10 | 1960 | FO2 |  |  | BIT |  |  | 10348 | 275000 | 275000 | 0 |  | 0 | 0 | 0 | 0 | 0 | 0 | [6 empty] | 0 | 0 | 0 | 9 | 1960 | 0 | 0 | E | [6 empty] | 0
3 |  | 5416 | 2718 | 5 | ST | 275000 | C | OP | 7 | 1961 | FO2 |  |  | BIT |  |  | 10225 | 270000 | 270000 | 0 |  | 0 | 0 | 0 | 0 | 0 | 0 | [6 empty] | 0 | 0 | 0 | 5 | 1961 | 0 | 0 | E | [6 empty] | 0
3 |  | 5416 | 2719 | 1 | HC | 10000 | P | OP | 5 | 1919 |  |  |  | WAT |  |  | 0 | 11500 | 11500 | 0 |  | 0 | 0 | 0 | 0 | 0 | 0 | [6 empty] | 0 | 0 | 0 | 4 | 1919 | 0 | 0 | E | [6 empty] | 0
3 |  | 5416 | 2719 | 2 | HC | 10000 | P | OP | 5 | 1919 |  |  |  | WAT |  |  | 0 | 11500 | 11500 | 0 |  | 0 | 0 | 0 | 0 | 0 | 0 | [6 empty] | 0 | 0 | 0 | 4 | 1919 | 0 | 0 | E | [6 empty] | 0
3 |  | 5416 | 2720 | 1 | CW | 35000 |  |  | 99 | 1926 |  |  |  | WH |  |  | 0 | 0 | 0 | 0 | RE | 12 | 1981 | 0 | 0 | 0 | 0 | [6 empty] | 0 | 0 | 0 | 0 | 1926 | 0 | 0 | E | [6 empty] | 0
3 |  | 5416 | 2720 | 2 | CW | 35000 |  |  | 99 | 1926 |  |  |  | WH |  |  | 0 | 0 | 0 | 0 | RE | 12 | 1981 | 0 | 0 | 0 | 0 | [6 empty] | 0 | 0 | 0 | 0 | 1926 | 0 | 0 | E | [6 empty] | 0
3 |  | 5416 | 2720 | 3 | ST | 80000 | C | OS | 7 | 1941 | FO2 |  |  | BIT |  |  | 14657 | 70000 | 70000 | 0 |  | 0 | 0 | 0 | 0 | 0 | 0 | [6 empty] | 0 | 0 | 0 | 6 | 1941 | 0 | 0 | E | [6 empty] | 0
3 |  | 5416 | 2720 | 4 | ST | 40000 | C | OS | 9 | 1942 | FO2 |  |  | BIT |  |  | 15194 | 38000 | 38000 | 0 |  | 0 | 0 | 0 | 0 | 0 | 0 | [6 empty] | 0 | 0 | 0 | 8 | 1942 | 0 | 0 | E | [6 empty] | 0
3 |  | 5416 | 2720 | 5 | ST | 125000 | C | OP | 9 | 1953 | FO2 |  |  | BIT |  |  | 10721 | 128000 | 128000 | 0 |  | 0 | 0 | 0 | 0 | 0 | 0 | [6 empty] | 0 | 0 | 0 | 8 | 1953 | 0 | 0 | E | [6 empty] | 0
3 |  | 5416 | 2720 | 6 | ST | 125000 | C | OP | 12 | 1953 | FO2 |  |  | BIT |  |  | 10994 | 128000 | 128000 | 0 |  | 0 | 0 | 0 | 0 | 0 | 0 | [6 empty] | 0 | 0 | 0 | 11 | 1953 | 0 | 0 | E | [6 empty] | 0
3 |  | 5416 | 2720 | 7 | GT | 34855 | P | OP | 7 | 1970 | FO2 |  |  | FO2 | NG |  | 21510 | 31000 | 31000 | 0 |  | 0 | 0 | 0 | 0 | 0 | 0 | [6 empty] | 0 | 0 | 0 | 6 | 1970 | 0 | 0 | E | [6 empty] | 0
3 |  | 5416 | 2720 | 8 | GT | 34855 | P | OP | 7 | 1970 | FO2 | NG |  | FO2 | NG |  | 18853 | 31000 | 31000 | 0 |  | 0 | 0 | 0 | 0 | 0 | 0 | [6 empty] | 0 | 0 | 0 | 6 | 1970 | 0 | 0 | E | [6 empty] | 0
3 |  | 5416 | 2720 | 9 | GT | 34855 | P | OP | 7 | 1970 | FO2 | NG |  | FO2 | NG |  | 18481 | 31000 | 31000 | 0 |  | 0 | 0 | 0 | 0 | 0 | 0 | [6 empty] | 0 | 0 | 0 | 6 | 1970 | 0 | 0 | E | [6 empty] | 0
3 |  | 5416 | 2721 | 1 | ST | 40000 | C | OS | 7 | 1940 | FO2 |  |  | BIT |  |  | 14974 | 38000 | 38000 | 0 |  | 0 | 0 | 0 | 0 | 0 | 0 | [6 empty] | 0 | 0 | 0 | 6 | 1940 | 0 | 0 | E | [6 empty] | 0
3 |  | 5416 | 2721 | 2 | ST | 40000 | C | OS | 8 | 1940 | FO2 |  |  | BIT |  |  | 14540 | 38000 | 38000 | 0 |  | 0 | 0 | 0 | 0 | 0 | 0 | [6 empty] | 0 | 0 | 0 | 7 | 1940 | 0 | 0 | E | [6 empty] | 0
3 |  | 5416 | 2721 | 3 | ST | 65000 | C | OS | 5 | 1948 | FO2 |  |  | BIT |  |  | 14825 | 61000 | 61000 | 0 |  | 0 | 0 | 0 | 0 | 0 | 0 | [6 empty] | 0 | 0 | 0 | 4 | 1948 | 0 | 0 | E | [6 empty] | 0
3 |  | 5416 | 2721 | 4 | ST | 65000 | C | OP | 10 | 1948 | FO2 |  |  | BIT |  |  | 13197 | 61000 | 61000 | 0 |  | 0 | 0 | 0 | 0 | 0 | 0 | [6 empty] | 0 | 0 | 0 | 9 | 1948 | 0 | 0 | E | [6 empty] | 0
3 |  | 5416 | 2721 | 5 | ST | 570900 | C | OP | 6 | 1972 | FO2 |  |  | BIT |  |  | 10371 | 562000 | 562000 | 0 |  | 0 | 0 | 0 | 0 | 0 | 0 | [6 empty] | 0 | 0 | 0 | 3 | 1972 | 0 | 0 | E | [6 empty] | 0
3 |  | 5416 | 2722 | 1 | HC | 87500 | P | OP | 9 | 1963 |  |  |  | WAT |  |  | 0 | 81300 | 81300 | 0 |  | 0 | 0 | 0 | 0 | 0 | 0 | [6 empty] | 0 | 0 | 0 | 6 | 1963 | 0 | 0 | E | [6 empty] | 0
3 |  | 5416 | 2722 | 2 | HC | 87500 | P | OP | 9 | 1963 |  |  |  | WAT |  |  | 0 | 81300 | 81300 | 0 |  | 0 | 0 | 0 | 0 | 0 | 0 | [6 empty] | 0 | 0 | 0 | 6 | 1963 | 0 | 0 | E | [6 empty] | 0
3 |  | 5416 | 2722 | 3 | HC | 87500 | P | OP | 9 | 1963 |  |  |  | WAT |  |  | 0 | 81300 | 81300 | 0 |  | 0 | 0 | 0 | 0 | 0 | 0 | [6 empty] | 0 | 0 | 0 | 6 | 1963 | 0 | 0 | E | [6 empty] | 0
3 |  | 5416 | 2722 | 4 | HC | 87500 | P | OP | 4 | 1967 |  |  |  | WAT |  |  | 0 | 81300 | 81300 | 0 |  | 0 | 0 | 0 | 0 | 0 | 0 | [6 empty] | 0 | 0 | 0 | 4 | 1967 | 0 | 0 | E | [6 empty] | 0
3 |  | 5416 | 2723 | 1 | ST | 70000 | C | OP | 12 | 1949 | FO2 |  |  | BIT |  |  | 12620 | 67000 | 67000 | 0 |  | 0 | 0 | 0 | 0 | 0 | 0 | [6 empty] | 0 | 0 | 0 | 11 | 1949 | 0 | 0 | E | [6 empty] | 0
3 |  | 5416 | 2723 | 2 | ST | 70000 | C | OP | 3 | 1950 | FO2 |  |  | BIT |  |  | 11850 | 67000 | 67000 | 0 |  | 0 | 0 | 0 | 0 | 0 | 0 | [6 empty] | 0 | 0 | 0 | 2 | 1950 | 0 | 0 | E | [6 empty] | 0
3 |  | 5416 | 2723 | 3 | ST | 150000 | C | OP | 8 | 1955 | FO2 |  |  | BIT |  |  | 10423 | 142000 | 142000 | 0 |  | 0 | 0 | 0 | 0 | 0 | 0 | [6 empty] | 0 | 0 | 0 | 7 | 1955 | 0 | 0 | E | [6 empty] | 0
3 |  | 5416 | 2723 | 4 | GT | 35240 | P | OP | 5 | 1968 | FO2 | NG |  | FO2 | NG |  | 20589 | 30000 | 30000 | 0 |  | 0 | 0 | 0 | 0 | 0 | 0 | [6 empty] | 0 | 0 | 0 | 4 | 1968 | 0 | 0 | E | [6 empty] | 0
3 |  | 5416 | 2723 | 5 | GT | 35240 | P | OP | 5 | 1968 | FO2 | NG |  | FO2 | NG |  | 16812 | 30000 | 30000 | 0 |  | 0 | 0 | 0 | 0 | 0 | 0 | [6 empty] | 0 | 0 | 0 | 4 | 1968 | 0 | 0 | E | [6 empty] | 0
3 |  | 5416 | 2723 | 6 | GT | 27490 | P | OP | 7 | 1969 | FO2 | NG |  | FO2 | NG |  | 32398 | 25000 | 25000 | 0 |  | 0 | 0 | 0 | 0 | 0 | 0 | [6 empty] | 0 | 0 | 0 | 6 | 1969 | 0 | 0 | E | [6 empty] | 0
3 |  | 5416 | 2723 | 7D | IC | 3500 |  |  | 0 | 1900 |  |  |  | FO2 | NG |  | 0 | 0 | 0 | 0 | RE | 99 | 1975 | 0 | 0 | 0 | 0 | [6 empty] | 0 | 0 | 0 | 0 | 1900 | 0 | 0 | E | [6 empty] | 0
3 |  | 5416 | 2723 | 8D | IC | 3500 |  |  | 0 | 1900 |  |  |  | FO2 | NG |  | 0 | 0 | 0 | 0 | RE | 99 | 1975 | 0 | 0 | 0 | 0 | [6 empty] | 0 | 0 | 0 | 0 | 1900 | 0 | 0 | E | [6 empty] | 0
3 |  | 5416 | 2723 | 9D | IC | 3000 |  |  | 99 | 1970 |  |  |  | FO2 |  |  | 0 | 0 | 0 | 0 | RE | 10 | 1976 | 0 | 0 | 0 | 0 | [6 empty] | 0 | 0 | 0 | 0 | 1970 | 0 | 0 | E | [6 empty] | 0
3 |  | 5416 | 2723 | 10D | IC | 4000 |  |  | 99 | 1970 |  |  |  | FO2 |  |  | 0 | 0 | 0 | 0 | RE | 10 | 1976 | 0 | 0 | 0 | 0 | [6 empty] | 0 | 0 | 0 | 0 | 1970 | 0 | 0 | E | [6 empty] | 0
3 |  | 5416 | 2724 | 1 | HC | 235 | P | OP | 4 | 1898 | WAT |  |  | WAT |  |  | 0 | 27 | 27 | 0 |  | 0 | 0 | 0 | 0 | 0 | 0 | [6 empty] | 0 | 0 | 0 | 0 | 1898 | 0 | 0 | [7 empty] | 0
3 |  | 5416 | 2724 | 2 | HC | 235 | P | OP | 4 | 1898 |  |  |  | WAT |  |  | 0 | 27 | 27 | 0 |  | 0 | 0 | 0 | 0 | 0 | 0 | [6 empty] | 0 | 0 | 0 | 0 | 1898 | 0 | 0 | [7 empty] | 0
3 |  | 5416 | 2724 | 3 | HC | 235 | P | OP | 4 | 1898 |  |  |  | WAT |  |  | 0 | 27 | 27 | 0 |  | 0 | 0 | 0 | 0 | 0 | 0 | [6 empty] | 0 | 0 | 0 | 0 | 1898 | 0 | 0 | [7 empty] | 0
3 |  | 5416 | 2724 | 4 | HC | 235 | P | OP | 4 | 1898 |  |  |  | WAT |  |  | 0 | 27 | 27 | 0 |  | 0 | 0 | 0 | 0 | 0 | 0 | [6 empty] | 0 | 0 | 0 | 0 | 1898 | 0 | 0 | [7 empty] | 0
3 |  | 5416 | 2724 | 5 | HC | 235 | P | OP | 4 | 1898 |  |  |  | WAT |  |  | 0 | 27 | 27 | 0 |  | 0 | 0 | 0 | 0 | 0 | 0 | [6 empty] | 0 | 0 | 0 | 0 | 1898 | 0 | 0 | [7 empty] | 0
3 |  | 5416 | 2724 | 6 | HC | 235 | P | OP | 4 | 1898 |  |  |  | WAT |  |  | 0 | 27 | 27 | 0 |  | 0 | 0 | 0 | 0 | 0 | 0 | [6 empty] | 0 | 0 | 0 | 0 | 1898 | 0 | 0 | [7 empty] | 0
3 |  | 5416 | 2725 | 1 | HC | 1000 |  |  | 99 | 1928 |  |  |  | WAT |  |  | 0 | 0 | 0 | 0 | RE | 12 | 1976 | 0 | 0 | 0 | 0 | [6 empty] | 0 | 0 | 0 | 0 | 1928 | 0 | 0 | E | [6 empty] | 0
3 |  | 5416 | 2726 | 1 | HC | 6240 | P | OP | 12 | 1915 |  |  |  | WAT |  |  | 0 | 8000 | 8000 | 0 |  | 0 | 0 | 0 | 0 | 0 | 0 | [6 empty] | 0 | 0 | 0 | 12 | 1915 | 0 | 0 | [7 empty] | 0
3 |  | 5416 | 2726 | 2 | HC | 6240 | P | OP | 12 | 1915 |  |  |  | WAT |  |  | 0 | 8000 | 8000 | 0 |  | 0 | 0 | 0 | 0 | 0 | 0 | [6 empty] | 0 | 0 | 0 | 12 | 1915 | 0 | 0 | [7 empty] | 0
3 |  | 5416 | 2726 | 3 | HC | 6240 | P | OP | 12 | 1915 |  |  |  | WAT |  |  | 0 | 8000 | 8000 | 0 |  | 0 | 0 | 0 | 0 | 0 | 0 | [6 empty] | 0 | 0 | 0 | 12 | 1915 | 0 | 0 | E | [6 empty] | 0
3 |  | 5416 | 2727 | 1 | ST | 350000 | C | OP | 3 | 1965 | FO2 |  |  | BIT |  |  | 9346 | 385000 | 385000 | 0 |  | 0 | 0 | 0 | 0 | 0 | 0 | [6 empty] | 0 | 0 | 0 | 1 | 1965 | 0 | 0 | E | [6 empty] | 0
3 |  | 5416 | 2727 | 2 | ST | 350000 | C | OP | 4 | 1966 | FO2 |  |  | BIT |  |  | 9289 | 385000 | 385000 | 0 |  | 0 | 0 | 0 | 0 | 0 | 0 | [6 empty] | 0 | 0 | 0 | 2 | 1966 | 0 | 0 | E | [6 empty] | 0
3 |  | 5416 | 2727 | 3 | ST | 648000 | C | OP | 5 | 1969 | FO2 |  |  | BIT |  |  | 9130 | 660000 | 660000 | 0 |  | 0 | 0 | 0 | 0 | 0 | 0 | [6 empty] | 0 | 0 | 0 | 3 | 1969 | 0 | 0 | E | [6 empty] | 0
3 |  | 5416 | 2727 | 4 | ST | 648000 | C | OP | 5 | 1970 | FO2 |  |  | BIT |  |  | 9029 | 660000 | 660000 | 0 |  | 0 | 0 | 0 | 0 | 0 | 0 | [6 empty] | 0 | 0 | 0 | 3 | 1970 | 0 | 0 | E | [6 empty] | 0
3 |  | 5416 | 2728 | 1 | HC | 15000 | P | OP | 12 | 1923 |  |  |  | WAT |  |  | 0 | 14000 | 14000 | 0 |  | 0 | 0 | 0 | 0 | 0 | 0 | [6 empty] | 0 | 0 | 0 | 12 | 1923 | 0 | 0 | [7 empty] | 0
3 |  | 5416 | 2728 | 2 | HC | 15000 | P | OP | 12 | 1923 |  |  |  | WAT |  |  | 0 | 14000 | 14000 | 0 |  | 0 | 0 | 0 | 0 | 0 | 0 | [6 empty] | 0 | 0 | 0 | 12 | 1923 | 0 | 0 | [7 empty] | 0
3 |  | 5416 | 2728 | 3 | HC | 15000 | P | OP | 12 | 1923 |  |  |  | WAT |  |  | 0 | 14000 | 14000 | 0 |  | 0 | 0 | 0 | 0 | 0 | 0 | [6 empty] | 0 | 0 | 0 | 12 | 1923 | 0 | 0 | [7 empty] | 0
3 |  | 5416 | 2728 | 4 | HC | 15000 | P | OP | 12 | 1923 |  |  |  | WAT |  |  | 0 | 14000 | 14000 | 0 |  | 0 | 0 | 0 | 0 | 0 | 0 | [6 empty] | 0 | 0 | 0 | 12 | 1923 | 0 | 0 | [7 empty] | 0
3 |  | 5416 | 2729 | 1 | HC | 18000 | P | OP | 4 | 1928 |  |  |  | WAT |  |  | 0 | 19500 | 19500 | 0 |  | 0 | 0 | 0 | 0 | 0 | 0 | [6 empty] | 0 | 0 | 0 | 3 | 1928 | 0 | 0 | [7 empty] | 0
3 |  | 5416 | 2729 | 2 | HC | 18000 | P | OP | 4 | 1928 |  |  |  | WAT |  |  | 0 | 19500 | 19500 | 0 |  | 0 | 0 | 0 | 0 | 0 | 0 | [6 empty] | 0 | 0 | 0 | 3 | 1928 | 0 | 0 | [7 empty] | 0
3 |  | 5416 | 2730 | 1 | HC | 8500 | P | OP | 2 | 1925 |  |  |  | WAT |  |  | 0 | 9333 | 9333 | 0 |  | 0 | 0 | 0 | 0 | 0 | 0 | [6 empty] | 0 | 0 | 0 | 2 | 1925 | 0 | 0 | [7 empty] | 0
3 |  | 5416 | 2730 | 2 | HC | 8500 | P | OP | 2 | 1925 |  |  |  | WAT |  |  | 0 | 9333 | 9333 | 0 |  | 0 | 0 | 0 | 0 | 0 | 0 | [6 empty] | 0 | 0 | 0 | 2 | 1925 | 0 | 0 | E | [6 empty] | 0
3 |  | 5416 | 2730 | 3 | HC | 8500 | P | OP | 2 | 1925 |  |  |  | WAT |  |  | 0 | 9333 | 9333 | 0 |  | 0 | 0 | 0 | 0 | 0 | 0 | [6 empty] | 0 | 0 | 0 | 2 | 1925 | 0 | 0 | E | [6 empty] | 0
3 |  | 5416 | 2732 | 1 | CA | 55000 |  |  | 99 | 1929 |  |  |  | BIT |  |  | 0 | 0 | 0 | 0 | RE | 12 | 1981 | 0 | 0 | 0 | 0 | [6 empty] | 0 | 0 | 0 | 0 | 1929 | 0 | 0 | E | [6 empty] | 0
3 |  | 5416 | 2732 | 2 | CA | 55000 |  |  | 99 | 1929 |  |  |  | BIT |  |  | 0 | 0 | 0 | 0 | RE | 12 | 1981 | 0 | 0 | 0 | 0 | [6 empty] | 0 | 0 | 0 | 0 | 1929 | 0 | 0 | E | [6 empty] | 0
3 |  | 5416 | 2732 | 4 | ST | 100000 | C | OP | 10 | 1952 | FO2 |  |  | BIT |  |  | 10574 | 94000 | 94000 | 0 |  | 0 | 0 | 0 | 0 | 0 | 0 | [6 empty] | 0 | 0 | 0 | 9 | 1952 | 0 | 0 | E | [6 empty] | 0
3 |  | 5416 | 2732 | 5 | ST | 100000 | C | OP | 11 | 1952 | FO2 |  |  | BIT |  |  | 11400 | 94000 | 94000 | 0 |  | 0 | 0 | 0 | 0 | 0 | 0 | [6 empty] | 0 | 0 | 0 | 10 | 1952 | 0 | 0 | E | [6 empty] | 0
3 |  | 5416 | 2732 | 6 | ST | 133000 | C | OP | 8 | 1954 | FO2 |  |  | BIT |  |  | 11421 | 133000 | 133000 | 0 |  | 0 | 0 | 0 | 0 | 0 | 0 | [6 empty] | 0 | 0 | 0 | 7 | 1954 | 0 | 0 | E | [6 empty] | 0
3 |  | 5416 | 2732 | 7 | ST | 133000 | C | OS | 11 | 1954 | FO2 |  |  | BIT |  |  | 10126 | 133000 | 133000 | 0 |  | 0 | 0 | 0 | 0 | 0 | 0 | [6 empty] | 0 | 0 | 0 | 10 | 1954 | 0 | 0 | E | [6 empty] | 0
3 |  | 5416 | 2732 | 8 | GT | 33800 | P | OP | 7 | 1969 | FO2 |  |  | FO2 | NG |  | 19561 | 30000 | 30000 | 0 |  | 0 | 0 | 0 | 0 | 0 | 0 | [6 empty] | 0 | 0 | 0 | 6 | 1969 | 0 | 0 | E | [6 empty] | 0
3 |  | 5416 | 2732 | 9 | GT | 33800 | P | OP | 7 | 1969 | FO2 |  |  | FO2 | NG |  | 20418 | 30000 | 30000 | 0 |  | 0 | 0 | 0 | 0 | 0 | 0 | [6 empty] | 0 | 0 | 0 | 6 | 1969 | 0 | 0 | E | [6 empty] | 0
3 |  | 5416 | 2732 | 10 | GT | 33800 | P | OP | 7 | 1969 | FO2 |  |  | FO2 | NG |  | 26651 | 30000 | 30000 | 0 |  | 0 | 0 | 0 | 0 | 0 | 0 | [6 empty] | 0 | 0 | 0 | 6 | 1969 | 0 | 0 | E | [6 empty] | 0
3 |  | 5416 | 2732 | 11 | GT | 33800 | P | OP | 7 | 1969 | FO2 |  |  | FO2 | NG |  | 30922 | 30000 | 30000 | 0 |  | 0 | 0 | 0 | 0 | 0 | 0 | [6 empty] | 0 | 0 | 0 | 6 | 1969 | 0 | 0 | E | [6 empty] | 0
3 |  | 5416 | 2733 | 1 | HC | 320 | P | OP | 88 | 1905 |  |  |  | WAT |  |  | 0 | 280 | 280 | 0 |  | 0 | 0 | 0 | 0 | 0 | 0 | [6 empty] | 0 | 0 | 0 | 0 | 1905 | 0 | 0 | E | [6 empty] | 0
3 |  | 5416 | 2733 | 2 | HC | 320 | P | OP | 88 | 1905 |  |  |  | WAT |  |  | 0 | 280 | 280 | 0 |  | 0 | 0 | 0 | 0 | 0 | 0 | [6 empty] | 0 | 0 | 0 | 0 | 1905 | 0 | 0 | E | [6 empty] | 0
3 |  | 5416 | 2734 | 1 | HC | 350 | P | OP | 88 | 1901 |  |  |  | WAT |  |  | 0 | 72 | 72 | 0 |  | 0 | 0 | 0 | 0 | 0 | 0 | [6 empty] | 0 | 0 | 0 | 0 | 1901 | 0 | 0 | E | [6 empty] | 0
3 |  | 5416 | 2734 | 2 | HC | 250 | P | OP | 88 | 1901 |  |  |  | WAT |  |  | 0 | 53 | 53 | 0 |  | 0 | 0 | 0 | 0 | 0 | 0 | [6 empty] | 0 | 0 | 0 | 0 | 1901 | 0 | 0 | E | [6 empty] | 0
3 |  | 5416 | 2735 | 1 | HC | 2750 | P | OP | 1 | 1925 |  |  |  | WAT |  |  | 0 | 1500 | 1500 | 0 |  | 0 | 0 | 0 | 0 | 0 | 0 | [6 empty] | 0 | 0 | 0 | 1 | 1925 | 0 | 0 | [7 empty] | 0
3 |  | 5416 | 2735 | 2 | HC | 2750 | P | OP | 1 | 1925 |  |  |  | WAT |  |  | 0 | 1500 | 1500 | 0 |  | 0 | 0 | 0 | 0 | 0 | 0 | [6 empty] | 0 | 0 | 0 | 1 | 1925 | 0 | 0 | [7 empty] | 0
3 |  | 5416 | 2736 | 1 | HC | 2500 | P | OP | 6 | 1920 |  |  |  | WAT |  |  | 0 | 1500 | 1500 | 0 |  | 0 | 0 | 0 | 0 | 0 | 0 | [6 empty] | 0 | 0 | 0 | 6 | 1920 | 0 | 0 | [7 empty] | 0
3 |  | 5416 | 2736 | 2 | HC | 2500 | P | OS | 6 | 1920 |  |  |  | WAT |  |  | 0 | 1500 | 1500 | 0 |  | 0 | 0 | 0 | 0 | 0 | 0 | [6 empty] | 0 | 0 | 0 | 6 | 1920 | 0 | 0 | [7 empty] | 0
3 |  | 5416 | 2737 | 1 | HC | 1000 |  |  | 99 | 1925 |  |  |  | WAT |  |  | 0 | 0 | 0 | 0 | RE | 0 | 0 | 0 | 0 | 0 | 0 | [6 empty] | 0 | 0 | 0 | 0 | 1925 | 0 | 0 | E | [6 empty] | 0
3 |  | 5416 | 2737 | 2 | HC | 1000 |  |  | 99 | 1925 |  |  |  | WAT |  |  | 0 | 0 | 0 | 0 | RE | 0 | 0 | 0 | 0 | 0 | 0 | [6 empty] | 0 | 0 | 0 | 0 | 1925 | 0 | 0 | E | [6 empty] | 0
3 |  | 5416 | 3253 | 1 | HC | 700 | P | OP | 3 | 1909 |  |  |  | WAT |  |  | 0 | 55 | 55 | 0 |  | 0 | 0 | 10 | 1986 | 0 | 0 | OT | [5 empty] | 0 | 0 | 0 | 3 | 1909 | 1000 | 1000 | [7 empty] | 0
3 |  | 5416 | 3253 | 2 | HC | 700 | P | OP | 3 | 1909 |  |  |  | WAT |  |  | 0 | 55 | 55 | 0 |  | 0 | 0 | 10 | 1986 | 0 | 0 | OT | [5 empty] | 0 | 0 | 0 | 3 | 1909 | 0 | 0 | [7 empty] | 0
3 |  | 5416 | 3254 | 6 | GT | 22700 | P | OP | 4 | 1971 | FO2 | NG |  | FO2 | NG |  | 21001 | 22000 | 22000 | 0 |  | 0 | 0 | 0 | 0 | 0 | 0 | [6 empty] | 0 | 0 | 0 | 3 | 1971 | 0 | 0 | E | [6 empty] | 0
3 |  | 5416 | 3254 | 7 | GT | 22700 | P | OP | 5 | 1971 | FO2 | NG |  | FO2 | NG |  | 36888 | 22000 | 22000 | 0 |  | 0 | 0 | 0 | 0 | 0 | 0 | [6 empty] | 0 | 0 | 0 | 4 | 1971 | 0 | 0 | E | [6 empty] | 0
3 |  | 5416 | 3254 | 8 | GT | 22700 | P | OP | 8 | 1971 | FO2 | NG |  | FO2 | NG |  | 0 | 22000 | 22000 | 0 |  | 0 | 0 | 0 | 0 | 0 | 0 | [6 empty] | 0 | 0 | 0 | 7 | 1971 | 0 | 0 | E | [6 empty] | 0
3 |  | 5416 | 3254 | 9 | GT | 22700 | P | OP | 9 | 1971 | FO2 | NG |  | FO2 | NG |  | 19864 | 22000 | 22000 | 0 |  | 0 | 0 | 0 | 0 | 0 | 0 | [6 empty] | 0 | 0 | 0 | 8 | 1971 | 0 | 0 | E | [6 empty] | 0
3 |  | 5416 | 3254 | 10 | GT | 17800 | P | OP | 6 | 1971 | FO2 | NG |  | FO2 | NG |  | 26366 | 18000 | 18000 | 0 |  | 0 | 0 | 0 | 0 | 0 | 0 | [6 empty] | 0 | 0 | 0 | 5 | 1971 | 0 | 0 | E | [6 empty] | 0
3 |  | 5416 | 3254 | 11 | GT | 17800 | P | OP | 6 | 1971 | FO2 | NG |  | FO2 | NG |  | 30961 | 18000 | 18000 | 0 |  | 0 | 0 | 0 | 0 | 0 | 0 | [6 empty] | 0 | 0 | 0 | 5 | 1971 | 0 | 0 | E | [6 empty] | 0
3 |  | 5416 | 3254 | 12 | GT | 17800 | P | OP | 6 | 1971 | FO2 | NG |  | FO2 | NG |  | 27049 | 18000 | 18000 | 0 |  | 0 | 0 | 0 | 0 | 0 | 0 | [6 empty] | 0 | 0 | 0 | 5 | 1971 | 0 | 0 | E | [6 empty] | 0
3 |  | 5416 | 3254 | 13 | GT | 17800 | P | OP | 6 | 1971 | FO2 | NG |  | FO2 | NG |  | 31933 | 18000 | 18000 | 0 |  | 0 | 0 | 0 | 0 | 0 | 0 | [6 empty] | 0 | 0 | 0 | 5 | 1971 | 0 | 0 | E | [6 empty] | 0
3 |  | 5416 | 3254 | 14 | GT | 17800 | P | OP | 6 | 1971 | FO2 | NG |  | FO2 | NG |  | 48004 | 18000 | 18000 | 0 |  | 0 | 0 | 0 | 0 | 0 | 0 | [6 empty] | 0 | 0 | 0 | 5 | 1971 | 0 | 0 | E | [6 empty] | 0
3 |  | 5416 | 3254 | 15 | GT | 17800 | P | OP | 7 | 1971 | FO2 | NG |  | FO2 | NG |  | 29335 | 18000 | 18000 | 0 |  | 0 | 0 | 0 | 0 | 0 | 0 | [6 empty] | 0 | 0 | 0 | 6 | 1971 | 0 | 0 | E | [6 empty] | 0
3 |  | 5416 | 3254 | HC1 | HC | 5000 | P | OP | 8 | 1940 | WAT |  |  | WAT |  |  | 0 | 4400 | 4400 | 0 |  | 0 | 0 | 0 | 0 | 0 | 0 | [6 empty] | 0 | 0 | 0 | 5 | 1940 | 0 | 0 | E | [6 empty] | 0
3 |  | 5416 | 3254 | HC2 | HC | 5000 | P | OP | 8 | 1940 |  |  |  | WAT |  |  | 0 | 4400 | 4400 | 0 |  | 0 | 0 | 0 | 0 | 0 | 0 | [6 empty] | 0 | 0 | 0 | 5 | 1940 | 0 | 0 | E | [6 empty] | 0
3 |  | 5416 | 3254 | HC3 | HC | 5000 | P | OP | 8 | 1940 |  |  |  | WAT |  |  | 0 | 4400 | 4400 | 0 |  | 0 | 0 | 0 | 0 | 0 | 0 | [6 empty] | 0 | 0 | 0 | 5 | 1940 | 0 | 0 | E | [6 empty] | 0
3 |  | 5416 | 3255 | 1 | HC | 15000 | P | OP | 8 | 1926 |  |  |  | WAT |  |  | 0 | 13000 | 13000 | 0 |  | 0 | 0 | 0 | 0 | 0 | 0 | [6 empty] | 0 | 0 | 0 | 8 | 1926 | 0 | 0 | E | [6 empty] | 0
3 |  | 5416 | 3255 | 2 | HC | 15000 | P | OP | 8 | 1926 |  |  |  | WAT |  |  | 0 | 13000 | 13000 | 0 |  | 0 | 0 | 0 | 0 | 0 | 0 | [6 empty] | 0 | 0 | 0 | 8 | 1926 | 0 | 0 | E | [6 empty] | 0
3 |  | 5416 | 3255 | 3 | HC | 15000 | P | OP | 8 | 1926 |  |  |  | WAT |  |  | 0 | 13000 | 13000 | 0 |  | 0 | 0 | 0 | 0 | 0 | 0 | [6 empty] | 0 | 0 | 0 | 8 | 1926 | 0 | 0 | E | [6 empty] | 0
3 |  | 5416 | 3256 | 1 | HC | 15000 | P | OP | 3 | 1923 |  |  |  | WAT |  |  | 0 | 12000 | 12000 | 0 |  | 0 | 0 | 0 | 0 | 0 | 0 | [6 empty] | 0 | 0 | 0 | 3 | 1923 | 0 | 0 | E | [6 empty] | 0
3 |  | 5416 | 3256 | 2 | HC | 15000 | P | OS | 3 | 1923 |  |  |  | WAT |  |  | 0 | 12000 | 12000 | 0 |  | 0 | 0 | 0 | 0 | 0 | 0 | [6 empty] | 0 | 0 | 0 | 3 | 1923 | 0 | 0 | E | [6 empty] | 0
3 |  | 5416 | 3256 | 3 | HC | 15000 | P | OP | 3 | 1923 |  |  |  | WAT |  |  | 0 | 12000 | 12000 | 0 |  | 0 | 0 | 0 | 0 | 0 | 0 | [6 empty] | 0 | 0 | 0 | 3 | 1923 | 0 | 0 | E | [6 empty] | 0
3 |  | 5416 | 3257 | 1 | HC | 9360 | P | OP | 11 | 1916 |  |  |  | WAT |  |  | 0 | 10000 | 10000 | 0 |  | 0 | 0 | 0 | 0 | 0 | 0 | [6 empty] | 0 | 0 | 0 | 11 | 1916 | 0 | 0 | E | [6 empty] | 0
3 |  | 5416 | 3257 | 2 | HC | 6000 |  | OP | 11 | 1916 |  |  |  | WAT |  |  | 0 | 7000 | 7000 | 0 |  | 0 | 0 | 0 | 0 | 0 | 0 | [6 empty] | 0 | 0 | 0 | 11 | 1916 | 0 | 0 | E | [6 empty] | 0
3 |  | 5416 | 3257 | 3 | HC | 6000 |  | OP | 11 | 1916 |  |  |  | WAT |  |  | 0 | 7000 | 7000 | 0 |  | 0 | 0 | 0 | 0 | 0 | 0 | [6 empty] | 0 | 0 | 0 | 11 | 1916 | 0 | 0 | E | [6 empty] | 0
3 |  | 5416 | 3257 | 4 | HC | 9360 |  | OS | 11 | 1916 |  |  |  | WAT |  |  | 0 | 10000 | 10000 | 0 |  | 0 | 0 | 0 | 0 | 0 | 0 | [6 empty] | 0 | 0 | 0 | 11 | 1916 | 0 | 0 | E | [6 empty] | 0
3 |  | 5416 | 3257 | 5 | HC | 6000 | P | OP | 11 | 1916 |  |  |  | WAT |  |  | 0 | 7000 | 7000 | 0 |  | 0 | 0 | 0 | 0 | 0 | 0 | [6 empty] | 0 | 0 | 0 | 11 | 1916 | 0 | 0 | E | [6 empty] | 0
3 |  | 5416 | 3258 | 2 | HC | 2320 | P | OP | 5 | 1908 |  |  |  | WAT |  |  | 0 | 1600 | 1600 | 0 |  | 0 | 0 | 0 | 0 | 0 | 0 | [6 empty] | 0 | 0 | 0 | 5 | 1908 | 0 | 0 | E | [6 empty] | 0
3 |  | 5416 | 3258 | 3 | HC | 1440 | P | OP | 88 | 1908 |  |  |  | WAT |  |  | 0 | 1000 | 1000 | 0 |  | 0 | 0 | 0 | 0 | 0 | 0 | [6 empty] | 0 | 0 | 0 | 0 | 1908 | 0 | 0 | E | [6 empty] | 0
3 |  | 5416 | 3258 | 4 | HC | 1440 | P | OP | 88 | 1908 |  |  |  | WAT |  |  | 0 | 1000 | 1000 | 0 |  | 0 | 0 | 0 | 0 | 0 | 0 | [6 empty] | 0 | 0 | 0 | 0 | 1908 | 0 | 0 | E | [6 empty] | 0
3 |  | 5416 | 3258 | 5 | HC | 1440 | P | OS | 5 | 1908 |  |  |  | WAT |  |  | 0 | 1000 | 1000 | 0 |  | 0 | 0 | 0 | 0 | 0 | 0 | [6 empty] | 0 | 0 | 0 | 0 | 1908 | 0 | 0 | E | [6 empty] | 0
3 |  | 5416 | 3258 | 6 | HC | 2500 | P | OP | 0 | 1923 |  |  |  | WAT |  |  | 0 | 1670 | 1670 | 0 |  | 0 | 0 | 0 | 0 | 0 | 0 | [6 empty] | 0 | 0 | 0 | 0 | 1923 | 0 | 0 | E | [6 empty] | 0
3 |  | 5416 | 3259 | 1 | HC | 3000 | P | OS | 4 | 1907 |  |  |  | WAT |  |  | 0 | 3000 | 3000 | 0 |  | 0 | 0 | 0 | 0 | 0 | 0 | [6 empty] | 0 | 0 | 0 | 3 | 1907 | 0 | 0 | E | [6 empty] | 0
3 |  | 5416 | 3259 | 2 | HC | 3000 | P | OP | 4 | 1907 |  |  |  | WAT |  |  | 0 | 3000 | 3000 | 0 |  | 0 | 0 | 0 | 0 | 0 | 0 | [6 empty] | 0 | 0 | 0 | 3 | 1907 | 0 | 0 | E | [6 empty] | 0
3 |  | 5416 | 3259 | 3 | HC | 3000 | P | OP | 4 | 1907 |  |  |  | WAT |  |  | 0 | 3000 | 3000 | 0 |  | 0 | 0 | 0 | 0 | 0 | 0 | [6 empty] | 0 | 0 | 0 | 3 | 1907 | 0 | 0 | E | [6 empty] | 0
3 |  | 5416 | 3259 | 4 | HC | 3000 | P | OP | 4 | 1907 |  |  |  | WAT |  |  | 0 | 3000 | 3000 | 0 |  | 0 | 0 | 0 | 0 | 0 | 0 | [6 empty] | 0 | 0 | 0 | 3 | 1907 | 0 | 0 | E | [6 empty] | 0
3 |  | 5416 | 3259 | 5 | HC | 3000 | P | OP | 4 | 1907 |  |  |  | WAT |  |  | 0 | 3000 | 3000 | 0 |  | 0 | 0 | 0 | 0 | 0 | 0 | [6 empty] | 0 | 0 | 0 | 3 | 1907 | 0 | 0 | E | [6 empty] | 0
3 |  | 5416 | 3259 | 6 | HC | 3000 | P | OS | 4 | 1907 |  |  |  | WAT |  |  | 0 | 3000 | 3000 | 0 |  | 0 | 0 | 0 | 0 | 0 | 0 | [6 empty] | 0 | 0 | 0 | 3 | 1907 | 0 | 0 | E | [6 empty] | 0
3 |  | 5416 | 3259 | 7 | HC | 3000 | P | OP | 4 | 1907 |  |  |  | WAT |  |  | 0 | 3000 | 3000 | 0 |  | 0 | 0 | 0 | 0 | 0 | 0 | [6 empty] | 0 | 0 | 0 | 3 | 1907 | 0 | 0 | E | [6 empty] | 0
3 |  | 5416 | 3259 | 8 | HC | 3000 | P | OP | 4 | 1907 |  |  |  | WAT |  |  | 0 | 3000 | 3000 | 0 |  | 0 | 0 | 0 | 0 | 0 | 0 | [6 empty] | 0 | 0 | 0 | 3 | 1907 | 0 | 0 | E | [6 empty] | 0
3 |  | 5416 | 3261 | 1 | HC | 1000 | P | OP | 88 | 1906 |  |  |  | WAT |  |  | 0 | 650 | 650 | 0 |  | 0 | 0 | 0 | 0 | 0 | 0 | [6 empty] | 0 | 0 | 0 | 0 | 1906 | 0 | 0 | E | [6 empty] | 0
3 |  | 5416 | 3261 | 2 | HC | 1000 | P | OP | 88 | 1906 |  |  |  | WAT |  |  | 0 | 650 | 650 | 0 |  | 0 | 0 | 0 | 0 | 0 | 0 | [6 empty] | 0 | 0 | 0 | 0 | 1906 | 0 | 0 | E | [6 empty] | 0
3 |  | 5416 | 3261 | 3 | HC | 1000 | P | OP | 88 | 1906 |  |  |  | WAT |  |  | 0 | 650 | 650 | 0 |  | 0 | 0 | 0 | 0 | 0 | 0 | [6 empty] | 0 | 0 | 0 | 0 | 1906 | 0 | 0 | E | [6 empty] | 0
3 |  | 5416 | 3261 | 4 | HC | 500 | P | OP | 88 | 1924 |  |  |  | WAT |  |  | 0 | 280 | 280 | 0 |  | 0 | 0 | 0 | 0 | 0 | 0 | [6 empty] | 0 | 0 | 0 | 0 | 1924 | 0 | 0 | E | [6 empty] | 0
3 |  | 5416 | 3262 | 1 | HR | 152500 | P | OP | 12 | 1973 |  |  |  | WAT |  |  | 0 | 160000 | 160000 | 0 |  | 0 | 0 | 0 | 0 | 0 | 0 | [6 empty] | 0 | 0 | 0 | 2 | 1973 | 0 | 0 | E | [6 empty] | 0
3 |  | 5416 | 3262 | 2 | HR | 152500 | P | OP | 12 | 1973 |  |  |  | WAT |  |  | 0 | 160000 | 160000 | 0 |  | 0 | 0 | 0 | 0 | 0 | 0 | [6 empty] | 0 | 0 | 0 | 12 | 1973 | 0 | 0 | E | [6 empty] | 0
3 |  | 5416 | 3262 | 3 | HR | 152500 | P | OP | 5 | 1975 |  |  |  | WAT |  |  | 0 | 160000 | 160000 | 0 |  | 0 | 0 | 0 | 0 | 0 | 0 | [6 empty] | 0 | 0 | 0 | 4 | 1975 | 0 | 0 | E | [6 empty] | 0
3 |  | 5416 | 3262 | 4 | HR | 152500 | P | OP | 5 | 1975 |  |  |  | WAT |  |  | 0 | 160000 | 160000 | 0 |  | 0 | 0 | 0 | 0 | 0 | 0 | [6 empty] | 0 | 0 | 0 | 4 | 1975 | 0 | 0 | E | [6 empty] | 0
3 |  | 5416 | 3264 | 1 | ST | 90000 | C | OP | 3 | 1951 | FO2 | NG |  | BIT |  |  | 11513 | 100000 | 100000 | 0 |  | 0 | 0 | 0 | 0 | 0 | 0 | [6 empty] | 0 | 0 | 0 | 2 | 1951 | 0 | 0 | E | [6 empty] | 0
3 |  | 5416 | 3264 | 2 | ST | 90000 | C | OP | 7 | 1951 | FO2 | NG |  | BIT |  |  | 11505 | 100000 | 100000 | 0 |  | 0 | 0 | 0 | 0 | 0 | 0 | [6 empty] | 0 | 0 | 0 | 6 | 1951 | 0 | 0 | E | [6 empty] | 0
3 |  | 5416 | 3264 | 3 | ST | 175000 | C | OP | 12 | 1958 | FO2 | NG |  | BIT |  |  | 10290 | 170000 | 170000 | 0 |  | 0 | 0 | 0 | 0 | 0 | 0 | [6 empty] | 0 | 0 | 0 | 11 | 1958 | 0 | 0 | E | [6 empty] | 0
3 |  | 5416 | 3264 | 4 | GT | 35100 | P | OP | 4 | 1978 | FO2 |  |  | FO2 | NG |  | 21763 | 30000 | 30000 | 0 |  | 0 | 0 | 0 | 0 | 0 | 0 | [6 empty] | 0 | 0 | 0 | 3 | 1978 | 0 | 0 | E | [6 empty] | 0
3 |  | 5416 | 3264 | 5 | GT | 35100 | P | OP | 2 | 1968 | FO2 |  |  | FO2 | NG |  | 19075 | 30000 | 30000 | 0 |  | 0 | 0 | 0 | 0 | 0 | 0 | [6 empty] | 0 | 0 | 0 | 1 | 1968 | 0 | 0 | E | [6 empty] | 0
3 |  | 5416 | 3264 | 6 | GT | 35100 | P | OP | 4 | 1968 | FO2 |  |  | FO2 | NG |  | 21198 | 30000 | 30000 | 0 |  | 0 | 0 | 0 | 0 | 0 | 0 | [6 empty] | 0 | 0 | 0 | 3 | 1968 | 0 | 0 | E | [6 empty] | 0
3 |  | 5416 | 3265 | 1 | NP | 886669 | B | OP | 7 | 1973 | UR |  |  | UR |  |  | 10395 | 846000 | 846000 | 0 |  | 0 | 0 | 0 | 0 | 0 | 0 | [6 empty] | 0 | 0 | 887000 | 2 | 1973 | 0 | 0 | [7 empty] | 0
3 |  | 5416 | 3265 | 2 | NP | 886669 | B | OP | 9 | 1974 | UR |  |  | UR |  |  | 10265 | 846000 | 846000 | 0 |  | 0 | 0 | 0 | 0 | 0 | 0 | [6 empty] | 0 | 0 | 887000 | 10 | 1973 | 0 | 0 | [7 empty] | 0
3 |  | 5416 | 3265 | 3 | NP | 893271 | B | OP | 12 | 1974 | UR |  |  | UR |  |  | 10343 | 846000 | 846000 | 0 |  | 0 | 0 | 0 | 0 | 0 | 0 | [6 empty] | 0 | 0 | 887000 | 7 | 1974 | 0 | 0 | [7 empty] | 0
3 |  | 5416 | 3266 | 1 | HC | 3000 | P | OP | 4 | 1909 |  |  |  | WAT |  |  | 0 | 2900 | 2900 | 0 |  | 0 | 0 | 0 | 0 | 0 | 0 | [6 empty] | 0 | 0 | 0 | 4 | 1909 | 0 | 0 | E | [6 empty] | 0
3 |  | 5416 | 3266 | 2 | HC | 3000 | P | OP | 4 | 1909 |  |  |  | WAT |  |  | 0 | 2900 | 2900 | 0 |  | 0 | 0 | 0 | 0 | 0 | 0 | [6 empty] | 0 | 0 | 0 | 4 | 1909 | 0 | 0 | E | [6 empty] | 0
3 |  | 5416 | 3266 | 3 | HC | 3000 | P | OP | 4 | 1909 |  |  |  | WAT |  |  | 0 | 2900 | 2900 | 0 |  | 0 | 0 | 0 | 0 | 0 | 0 | [6 empty] | 0 | 0 | 0 | 4 | 1909 | 0 | 0 | E | [6 empty] | 0
3 |  | 5416 | 3266 | 4 | HC | 3000 | P | OP | 4 | 1909 |  |  |  | WAT |  |  | 0 | 2900 | 2900 | 0 |  | 0 | 0 | 0 | 0 | 0 | 0 | [6 empty] | 0 | 0 | 0 | 4 | 1909 | 0 | 0 | E | [6 empty] | 0
3 |  | 5416 | 3266 | 5 | HC | 5000 | P | OP | 4 | 1909 |  |  |  | WAT |  |  | 0 | 4800 | 4800 | 0 |  | 0 | 0 | 0 | 0 | 0 | 0 | [6 empty] | 0 | 0 | 0 | 4 | 1909 | 0 | 0 | E | [6 empty] | 0
3 |  | 5416 | 3266 | 6 | HC | 5000 | P | OP | 4 | 1909 |  |  |  | WAT |  |  | 0 | 4800 | 4800 | 0 |  | 0 | 0 | 0 | 0 | 0 | 0 | [6 empty] | 0 | 0 | 0 | 4 | 1909 | 0 | 0 | E | [6 empty] | 0
3 |  | 5416 | 3266 | 7 | HC | 3000 | P | OP | 4 | 1909 |  |  |  | WAT |  |  | 0 | 2900 | 2900 | 0 |  | 0 | 0 | 0 | 0 | 0 | 0 | [6 empty] | 0 | 0 | 0 | 4 | 1909 | 0 | 0 | E | [6 empty] | 0
3 |  | 5416 | 3266 | 8 | HC | 3000 | P | OP | 4 | 1909 |  |  |  | WAT |  |  | 0 | 2900 | 2900 | 0 |  | 0 | 0 | 0 | 0 | 0 | 0 | [6 empty] | 0 | 0 | 0 | 4 | 1909 | 0 | 0 | E | [6 empty] | 0
3 |  | 5416 | 3267 | 1 | HC | 600 | P | OS | 10 | 1905 |  |  |  | WAT |  |  | 0 | 129 | 129 | 0 |  | 0 | 0 | 0 | 0 | 0 | 0 | [6 empty] | 0 | 0 | 0 | 0 | 1905 | 0 | 0 | E | [6 empty] | 0
3 |  | 5416 | 3267 | 2 | HC | 600 | P | OP | 10 | 1905 |  |  |  | WAT |  |  | 0 | 129 | 129 | 0 |  | 0 | 0 | 0 | 0 | 0 | 0 | [6 empty] | 0 | 0 | 0 | 0 | 1905 | 0 | 0 | E | [6 empty] | 0
3 |  | 5416 | 3267 | 3 | HC | 600 | P | OP | 10 | 1905 |  |  |  | WAT |  |  | 0 | 129 | 129 | 0 |  | 0 | 0 | 0 | 0 | 0 | 0 | [6 empty] | 0 | 0 | 0 | 0 | 1905 | 0 | 0 | E | [6 empty] | 0
3 |  | 5416 | 3267 | 4 | HC | 600 | P | OP | 10 | 1905 |  |  |  | WAT |  |  | 0 | 129 | 129 | 0 |  | 0 | 0 | 0 | 0 | 0 | 0 | [6 empty] | 0 | 0 | 0 | 0 | 1905 | 0 | 0 | E | [6 empty] | 0
3 |  | 5416 | 3268 | 1 | ST | 15000 |  |  | 0 | 1900 |  |  |  | UNK |  |  | 0 | 0 | 0 | 0 | RE | 2 | 1974 | 0 | 0 | 0 | 0 | [6 empty] | 0 | 0 | 0 | 0 | 1900 | 0 | 0 | E | [6 empty] | 0
3 |  | 5416 | 3270 | 1 | HC | 11200 | P | OP | 10 | 1919 |  |  |  | WAT |  |  | 0 | 14800 | 14800 | 0 |  | 0 | 0 | 0 | 0 | 0 | 0 | [6 empty] | 0 | 0 | 0 | 9 | 1919 | 0 | 0 | E | [6 empty] | 0
3 |  | 5416 | 3270 | 2 | HC | 11200 | P | OP | 10 | 1919 |  |  |  | WAT |  |  | 0 | 14800 | 14800 | 0 |  | 0 | 0 | 0 | 0 | 0 | 0 | [6 empty] | 0 | 0 | 0 | 9 | 1919 | 0 | 0 | E | [6 empty] | 0
3 |  | 5416 | 3270 | 3 | HC | 11200 | P | OS | 10 | 1919 |  |  |  | WAT |  |  | 0 | 14800 | 14800 | 0 |  | 0 | 0 | 0 | 0 | 0 | 0 | [6 empty] | 0 | 0 | 0 | 9 | 1919 | 0 | 0 | E | [6 empty] | 0
3 |  | 5416 | 3270 | 4 | HC | 11200 | P | OP | 10 | 1919 |  |  |  | WAT |  |  | 0 | 14800 | 14800 | 0 |  | 0 | 0 | 0 | 0 | 0 | 0 | [6 empty] | 0 | 0 | 0 | 9 | 1919 | 0 | 0 | E | [6 empty] | 0
3 |  | 5416 | 3270 | 5 | HC | 11200 | P | OP | 10 | 1919 |  |  |  | WAT |  |  | 0 | 14800 | 14800 | 0 |  | 0 | 0 | 0 | 0 | 0 | 0 | [6 empty] | 0 | 0 | 0 | 9 | 1919 | 0 | 0 | E | [6 empty] | 0
3 |  | 5416 | 3271 | 1 | HC | 15000 | P | OP | 8 | 1925 |  |  |  | WAT |  |  | 0 | 14000 | 14000 | 0 |  | 0 | 0 | 0 | 0 | 0 | 0 | [6 empty] | 0 | 0 | 0 | 8 | 1925 | 0 | 0 | E | [6 empty] | 0
3 |  | 5416 | 3271 | 2 | HC | 15000 | P | OP | 8 | 1925 |  |  |  | WAT |  |  | 0 | 14000 | 14000 | 0 |  | 0 | 0 | 0 | 0 | 0 | 0 | [6 empty] | 0 | 0 | 0 | 8 | 1925 | 0 | 0 | E | [6 empty] | 0
3 |  | 5416 | 3271 | 3 | HC | 15000 | P | OP | 8 | 1925 |  |  |  | WAT |  |  | 0 | 14000 | 14000 | 0 |  | 0 | 0 | 0 | 0 | 0 | 0 | [6 empty] | 0 | 0 | 0 | 8 | 1925 | 0 | 0 | E | [6 empty] | 0
3 |  | 5416 | 3271 | 4 | HC | 15000 | P | OS | 8 | 1925 |  |  |  | WAT |  |  | 0 | 14000 | 14000 | 0 |  | 0 | 0 | 0 | 0 | 0 | 0 | [6 empty] | 0 | 0 | 0 | 8 | 1925 | 0 | 0 | E | [6 empty] | 0
3 |  | 5416 | 3272 | 1 | HC | 3000 | P | OP | 5 | 1910 |  |  |  | WAT |  |  | 0 | 1993 | 1993 | 0 |  | 0 | 0 | 0 | 0 | 0 | 0 | [6 empty] | 0 | 0 | 0 | 5 | 1910 | 0 | 0 | E | [6 empty] | 0
3 |  | 5416 | 3272 | 2 | HC | 3000 | P | OP | 5 | 1910 |  |  |  | WAT |  |  | 0 | 1993 | 1993 | 0 |  | 0 | 0 | 0 | 0 | 0 | 0 | [6 empty] | 0 | 0 | 0 | 5 | 1910 | 0 | 0 | E | [6 empty] | 0
3 |  | 5416 | 3272 | 3 | HC | 3000 | P | OP | 5 | 1910 |  |  |  | WAT |  |  | 0 | 1993 | 1993 | 0 |  | 0 | 0 | 0 | 0 | 0 | 0 | [6 empty] | 0 | 0 | 0 | 5 | 1910 | 0 | 0 | E | [6 empty] | 0
3 |  | 5416 | 3272 | 4 | HC | 3000 | P | OP | 5 | 1910 |  |  |  | WAT |  |  | 0 | 1993 | 1993 | 0 |  | 0 | 0 | 0 | 0 | 0 | 0 | [6 empty] | 0 | 0 | 0 | 5 | 1910 | 0 | 0 | E | [6 empty] | 0
3 |  | 5416 | 3272 | 5 | HC | 3000 | P | OP | 5 | 1910 |  |  |  | WAT |  |  | 0 | 1993 | 1993 | 0 |  | 0 | 0 | 0 | 0 | 0 | 0 | [6 empty] | 0 | 0 | 0 | 5 | 1910 | 0 | 0 | E | [6 empty] | 0
3 |  | 5416 | 3272 | 6 | HC | 3000 | P | OP | 5 | 1910 |  |  |  | WAT |  |  | 0 | 1993 | 1993 | 0 |  | 0 | 0 | 0 | 0 | 0 | 0 | [6 empty] | 0 | 0 | 0 | 5 | 1910 | 0 | 0 | E | [6 empty] | 0
3 |  | 5416 | 6036 | 1 | NP | 1205091 | B | OP | 6 | 1985 | UR |  |  | UR |  |  | 10330 | 1129000 | 1129000 | 0 |  | 0 | 0 | 3 | 1979 | 6 | 1985 | [6 empty] | 0 | 0 | 1145000 | 1 | 1985 | 0 | 0 | [7 empty] | 0
3 |  | 5416 | 6036 | 2 | NP | 1205091 | B | OP | 8 | 1986 | UR |  |  | UR |  |  | 10210 | 1129000 | 1129000 | 0 |  | 0 | 0 | 3 | 1980 | 9 | 1986 | RE | [5 empty] | 0 | 0 | 1145000 | 5 | 1986 | 0 | 0 | [7 empty] | 0
3 |  | 5416 | 6037 | 1 | NP | 0 |  |  | 0 | 0 | [6 empty] | 0 | 0 | 0 | 1341000 | CN | 1 | 1984 | 9 | 1984 | 1 | 1989 |  |  |  | UR |  |  | 0 | 0 | 0 | 0 | 0 | 0 | 0 | [7 empty] | 0
3 |  | 5416 | 6037 | 2 | NP | 0 |  |  | 0 | 0 | [6 empty] | 0 | 0 | 0 | 1341000 | CN | 1 | 1984 | 9 | 1983 | 1 | 1992 |  |  |  | UR |  |  | 0 | 0 | 0 | 0 | 0 | 0 | 0 | [7 empty] | 0
3 |  | 5416 | 6038 | 1 | NP | 1220310 | B | OP | 12 | 1981 | UR |  |  | UR |  |  | 10347 | 1129000 | 1129000 | 0 |  | 0 | 0 | 0 | 0 | 0 | 0 | [6 empty] | 0 | 0 | 1180000 | 7 | 1981 | 0 | 0 | [7 empty] | 0
3 |  | 5416 | 6038 | 2 | NP | 1220310 | B | OP | 3 | 1984 | UR |  |  | UR |  |  | 10188 | 1129000 | 1129000 | 0 |  | 0 | 0 | 0 | 0 | 0 | 0 | [6 empty] | 0 | 0 | 1180000 | 5 | 1983 | 0 | 0 | [7 empty] | 0
3 |  | 5416 | 6039 | 1 | NP | 0 |  |  | 0 | 0 | [6 empty] | 0 | 0 | 0 | 1341000 | CN | 88 | 1982 | 1 | 1981 | 1 | 1988 |  |  |  | UR |  |  | 0 | 0 | 0 | 0 | 0 | 0 | 0 | [7 empty] | 0
3 |  | 5416 | 6039 | 2 | NP | 0 |  |  | 0 | 0 | [6 empty] | 0 | 0 | 0 | 1341000 | CN | 88 | 1982 | 1 | 1982 | 7 | 1991 |  |  |  | UR |  |  | 0 | 0 | 0 | 0 | 0 | 0 | 0 | [7 empty] | 0
3 |  | 5416 | 6039 | 3 | NP | 0 |  |  | 0 | 0 | [6 empty] | 0 | 0 | 0 | 1341000 | CN | 88 | 1982 | 1 | 1983 | 7 | 1993 |  |  |  | UR |  |  | 0 | 0 | 0 | 0 | 0 | 0 | 0 | [7 empty] | 0
3 |  | 5416 | 6278 | 3 | GT | 15700 | P | OP | 7 | 1969 | FO2 |  |  | FO2 | NG |  | 28643 | 15000 | 15000 | 0 |  | 0 | 0 | 0 | 0 | 0 | 0 | [6 empty] | 0 | 0 | 0 | 6 | 1969 | 0 | 0 | E | [6 empty] | 0
3 |  | 5416 | 6278 | 4G | GT | 25000 |  |  | 99 | 1969 |  |  |  | FO2 | NG |  | 0 | 0 | 0 | 0 | RE | 12 | 1981 | 0 | 0 | 0 | 0 | [6 empty] | 0 | 0 | 0 | 0 | 1969 | 0 | 0 | E | [6 empty] | 0
3 |  | 5416 | 6517 | 1 | HC | 70000 | P | OP | 4 | 1971 |  |  |  | WAT |  |  | 0 | 70000 | 70000 | 0 |  | 0 | 0 | 0 | 0 | 0 | 0 | [6 empty] | 0 | 0 | 0 | 3 | 1971 | 0 | 0 | E | [6 empty] | 0
3 |  | 5416 | 6517 | 2 | HC | 70000 | P | OP | 4 | 1971 |  |  |  | WAT |  |  | 0 | 70000 | 70000 | 0 |  | 0 | 0 | 0 | 0 | 0 | 0 | [6 empty] | 0 | 0 | 0 | 3 | 1971 | 0 | 0 | E | [6 empty] | 0
3 |  | 5416 | 7125 | 1 | HR | 266250 |  | OP | 5 | 1991 |  |  |  | WAT |  |  | 0 | 266250 | 266250 | 0 |  | 0 | 0 | 0 | 0 | 0 | 0 | [6 empty] | 0 | 0 | 0 | 2 | 1991 | 0 | 0 | [7 empty] | 0
3 |  | 5416 | 7125 | 2 | HR | 266250 |  | OP | 5 | 1991 |  |  |  | WAT |  |  | 0 | 266250 | 266250 | 0 |  | 0 | 0 | 0 | 0 | 0 | 0 | [6 empty] | 0 | 0 | 0 | 2 | 1991 | 0 | 0 | [7 empty] | 0
3 |  | 5416 | 7125 | 3 | HR | 266250 |  | OP | 9 | 1991 |  |  |  | WAT |  |  | 0 | 266250 | 266250 | 0 |  | 0 | 0 | 0 | 0 | 0 | 0 | [6 empty] | 0 | 0 | 0 | 7 | 1991 | 0 | 0 | [7 empty] | 0
3 |  | 5416 | 7125 | 4 | HR | 266250 |  | OP | 9 | 1991 |  |  |  | WAT |  |  | 0 | 266250 | 266250 | 0 |  | 0 | 0 | 0 | 0 | 0 | 0 | [6 empty] | 0 | 0 | 0 | 8 | 1991 | 0 | 0 | [7 empty] | 0
3 |  | 5416 | 7277 | 1 | GT | 0 |  |  | 0 | 0 | [6 empty] | 0 | 0 | 0 | 96800 | PL | 0 | 0 | 6 | 1994 | 6 | 1995 | LO |  |  | FO2 |  |  | 72800 | 96800 | 0 | 0 | 0 | 79152 | 95038 | [7 empty] | 0
3 |  | 5416 | 7277 | 2 | GT | 0 |  |  | 0 | 0 | [6 empty] | 0 | 0 | 0 | 96800 | PL | 0 | 0 | 6 | 1994 | 6 | 1995 | LO |  |  | FO2 |  |  | 72800 | 96800 | 0 | 0 | 0 | 79152 | 95038 | [7 empty] | 0
3 |  | 5416 | 7277 | 3 | GT | 0 |  |  | 0 | 0 | [6 empty] | 0 | 0 | 0 | 96800 | PL | 0 | 0 | 6 | 1994 | 6 | 1995 | LO |  |  | FO2 |  |  | 72800 | 96800 | 0 | 0 | 0 | 79152 | 95038 | [7 empty] | 0
3 |  | 5416 | 7277 | 4 | GT | 0 |  |  | 0 | 0 | [6 empty] | 0 | 0 | 0 | 96800 | PL | 0 | 0 | 6 | 1994 | 6 | 1995 | LO |  |  | FO2 |  |  | 72800 | 96800 | 0 | 0 | 0 | 79152 | 95038 | [7 empty] | 0
3 |  | 5416 | 7277 | 5 | GT | 0 |  |  | 0 | 0 | [6 empty] | 0 | 0 | 0 | 96800 | PL | 0 | 0 | 4 | 1995 | 6 | 1996 | LO |  |  | FO2 |  |  | 72000 | 96800 | 0 | 0 | 0 | 79152 | 95038 | [7 empty] | 0
3 |  | 5416 | 7277 | 6 | GT | 0 |  |  | 0 | 0 | [6 empty] | 0 | 0 | 0 | 96800 | PL | 0 | 0 | 4 | 1995 | 6 | 1996 | LO |  |  | FO2 |  |  | 72800 | 96800 | 0 | 0 | 0 | 79152 | 95038 | [7 empty] | 0
3 |  | 5416 | 7277 | 7 | GT | 0 |  |  | 0 | 0 | [6 empty] | 0 | 0 | 0 | 96800 | PL | 0 | 0 | 4 | 1995 | 6 | 1996 | LO |  |  | FO2 |  |  | 72800 | 96800 | 0 | 0 | 0 | 79152 | 95038 | [7 empty] | 0
3 |  | 5416 | 7277 | 8 | GT | 0 |  |  | 0 | 0 | [6 empty] | 0 | 0 | 0 | 96800 | PL | 0 | 0 | 4 | 1995 | 6 | 1996 | LO |  |  | FO2 |  |  | 72800 | 96800 | 0 | 0 | 0 | 79152 | 95038 | [7 empty] | 0
3 |  | 5416 | 7277 | 9 | GT | 0 |  |  | 0 | 0 | [6 empty] | 0 | 0 | 0 | 96800 | PL | 0 | 0 | 4 | 1995 | 6 | 1997 | LO |  |  | FO2 |  |  | 72800 | 96800 | 0 | 0 | 0 | 79152 | 95038 | [7 empty] | 0
3 |  | 5416 | 7277 | 10 | GT | 0 |  |  | 0 | 0 | [6 empty] | 0 | 0 | 0 | 96800 | PL | 0 | 0 | 4 | 1995 | 6 | 1997 | LO |  |  | FO2 |  |  | 72800 | 96800 | 0 | 0 | 0 | 79152 | 95038 | [7 empty] | 0
3 |  | 5416 | 7277 | 11 | GT | 0 |  |  | 0 | 0 | [6 empty] | 0 | 0 | 0 | 96800 | PL | 0 | 0 | 4 | 1995 | 6 | 1997 | LO |  |  | FO2 |  |  | 72800 | 96800 | 0 | 0 | 0 | 79152 | 95038 | [7 empty] | 0
3 |  | 5416 | 7277 | 12 | GT | 0 |  |  | 0 | 0 | [6 empty] | 0 | 0 | 0 | 96800 | PL | 0 | 0 | 4 | 1995 | 6 | 1997 | LO |  |  | FO2 |  |  | 72800 | 96800 | 0 | 0 | 0 | 79152 | 95038 | [7 empty] | 0
3 |  | 5416 | 7277 | 13 | GT | 0 |  |  | 0 | 0 | [6 empty] | 0 | 0 | 0 | 96800 | PL | 0 | 0 | 4 | 1995 | 6 | 1997 | LO |  |  | FO2 |  |  | 72800 | 96800 | 0 | 0 | 0 | 79152 | 95038 | [7 empty] | 0
3 |  | 5416 | 7277 | 14 | GT | 0 |  |  | 0 | 0 | [6 empty] | 0 | 0 | 0 | 96800 | PL | 0 | 0 | 4 | 1995 | 6 | 1997 | LO |  |  | FO2 |  |  | 72800 | 96800 | 0 | 0 | 0 | 79152 | 95038 | [7 empty] | 0
3 |  | 5416 | 7277 | 15 | GT | 0 |  |  | 0 | 0 | [6 empty] | 0 | 0 | 0 | 96800 | PL | 0 | 0 | 4 | 1995 | 6 | 1997 | LO |  |  | FO2 |  |  | 72800 | 96800 | 0 | 0 | 0 | 79152 | 95038 | [7 empty] | 0
3 |  | 5416 | 7277 | 16 | GT | 0 |  |  | 0 | 0 | [6 empty] | 0 | 0 | 0 | 96800 | PL | 0 | 0 | 4 | 1995 | 6 | 1997 | LO |  |  | FO2 |  |  | 72800 | 96800 | 0 | 0 | 0 | 79152 | 95038 | [7 empty] | 0
3 |  | 5416 | 7277 | 2011-01-06 | GT | 0 |  |  | 0 | 0 | [6 empty] | 0 | 0 | 0 | 96800 | PL | 0 | 0 | 6 | 1994 | 6 | 1995 | LO |  |  | FO2 |  |  | 72800 | 96800 | 0 | 0 | 0 | 79152 | 95038 | [7 empty] | 0
3 |  | 5416 | 7277 | 2011-07-16 | GT | 0 |  |  | 0 | 0 | [6 empty] | 0 | 0 | 0 | 96800 | PL | 0 | 0 | 4 | 1995 | 6 | 1996 | LO |  |  | FO2 |  |  | 72800 | 96800 | 0 | 0 | 0 | 79152 | 95038 | [7 empty] | 0
3 |  | 5416 | 8042 | 1 | ST | 1080072 | C | OP | 8 | 1974 | BIT | FO2 |  | BIT |  |  | 9320 | 1120000 | 1120000 | 0 |  | 0 | 0 | 0 | 0 | 0 | 0 | [6 empty] | 0 | 0 | 0 | 5 | 1974 | 0 | 0 | E | [6 empty] | 0
3 |  | 5416 | 8042 | 2 | ST | 1080072 | C | OP | 12 | 1975 | BIT | FO2 |  | BIT |  |  | 9231 | 1120000 | 1120000 | 0 |  | 0 | 0 | 0 | 0 | 0 | 0 | [6 empty] | 0 | 0 | 0 | 9 | 1975 | 0 | 0 | E | [6 empty] | 0
3 |  | 5487 | 3096 | 3 | CT | 69300 | P | SC | 6 | 1973 | FO2 |  |  | FO2 |  |  | 11788 | 45000 | 56000 | 0 |  | 0 | 0 | 0 | 0 | 0 | 0 | [6 empty] | 0 | 0 | 0 | 5 | 1973 | 0 | 0 | E | [6 empty] | 0
3 |  | 5487 | 3096 | 4 | CA | 136850 | P | SC | 7 | 1974 | WH |  |  | WH | FO2 |  | 0 | 69000 | 72000 | 0 |  | 0 | 0 | 0 | 0 | 0 | 0 | [6 empty] | 0 | 0 | 0 | 5 | 1974 | 0 | 0 | [7 empty] | 0
3 |  | 5487 | 3096 | 1A | GT | 27893 | P | OP | 3 | 1972 | FO2 |  |  | FO2 |  |  | 15389 | 18000 | 22000 | 0 |  | 0 | 0 | 0 | 0 | 0 | 0 | [6 empty] | 0 | 0 | 0 | 12 | 1971 | 0 | 0 | [7 empty] | 0
3 |  | 5487 | 3096 | 1B | GT | 27893 | P | OP | 3 | 1972 | FO2 |  |  | FO2 |  |  | 15762 | 18000 | 22000 | 0 |  | 0 | 0 | 0 | 0 | 0 | 0 | [6 empty] | 0 | 0 | 0 | 12 | 1971 | 0 | 0 | [7 empty] | 0
3 |  | 5487 | 3096 | 1C | GT | 27893 | P | OP | 3 | 1972 | FO2 |  |  | FO2 |  |  | 14634 | 18000 | 22000 | 0 |  | 0 | 0 | 0 | 0 | 0 | 0 | [6 empty] | 0 | 0 | 0 | 1 | 1972 | 0 | 0 | [7 empty] | 0
3 |  | 5487 | 3096 | 2A | CT | 69300 | P | SC | 6 | 1973 | FO2 |  |  | FO2 |  |  | 13322 | 45000 | 56000 | 0 |  | 0 | 0 | 4 | 1973 | 1 | 1994 | [6 empty] | 45000 | 56000 | 0 | 4 | 1973 | 0 | 0 | [7 empty] | 0
3 |  | 5487 | 3096 | 2B | CT | 69300 | P | SC | 6 | 1973 | FO2 |  |  | FO2 |  |  | 11996 | 45000 | 56000 | 0 |  | 0 | 0 | 0 | 0 | 0 | 0 | [6 empty] | 0 | 0 | 0 | 4 | 1973 | 0 | 0 | [7 empty] | 0
3 |  | 5487 | 3097 | 1 | ST | 60000 |  |  | 0 | 1900 |  |  |  | UNK |  |  | 0 | 0 | 0 | 0 | RE | 0 | 0 | 0 | 0 | 0 | 0 | [6 empty] | 0 | 0 | 0 | 0 | 1900 | 0 | 0 | E | [6 empty] | 0
3 |  | 5487 | 3097 | 2 | ST | 60000 |  |  | 0 | 1900 |  |  |  | UNK |  |  | 0 | 0 | 0 | 0 | RE | 0 | 0 | 0 | 0 | 0 | 0 | [6 empty] | 0 | 0 | 0 | 0 | 1900 | 0 | 0 | E | [6 empty] | 0
3 |  | 5487 | 3097 | 3 | ST | 60000 |  |  | 0 | 1900 |  |  |  | UNK |  |  | 0 | 0 | 0 | 0 | RE | 0 | 0 | 0 | 0 | 0 | 0 | [6 empty] | 0 | 0 | 0 | 0 | 1900 | 0 | 0 | E | [6 empty] | 0
3 |  | 5487 | 3097 | 4 | ST | 83000 |  |  | 0 | 1900 |  |  |  | UNK |  |  | 0 | 0 | 0 | 0 | RE | 0 | 0 | 0 | 0 | 0 | 0 | [6 empty] | 0 | 0 | 0 | 0 | 1900 | 0 | 0 | E | [6 empty] | 0
3 |  | 5487 | 3098 | 1 | ST | 100000 | C | OP | 6 | 1952 | FO2 |  |  | BIT |  |  | 11984 | 97000 | 100000 | 0 |  | 0 | 0 | 0 | 0 | 0 | 0 | [6 empty] | 0 | 0 | 0 | 4 | 1952 | 0 | 0 | [7 empty] | 0
3 |  | 5487 | 3098 | 2 | ST | 100000 | C | OP | 3 | 1953 | FO2 |  |  | BIT |  |  | 12027 | 97000 | 100000 | 0 |  | 0 | 0 | 0 | 0 | 0 | 0 | [6 empty] | 0 | 0 | 0 | 1 | 1953 | 0 | 0 | [7 empty] | 0
3 |  | 5487 | 3098 | 3 | ST | 125000 | C | OP | 11 | 1954 | FO2 |  |  | BIT |  |  | 10886 | 109000 | 112000 | 0 |  | 0 | 0 | 0 | 0 | 0 | 0 | [6 empty] | 0 | 0 | 0 | 9 | 1954 | 0 | 0 | [7 empty] | 0
3 |  | 5487 | 3098 | 4 | ST | 185277 | C | OP | 11 | 1960 | FO2 |  |  | BIT |  |  | 10486 | 171000 | 175000 | 0 |  | 0 | 0 | 0 | 0 | 0 | 0 | [6 empty] | 0 | 0 | 0 | 10 | 1960 | 0 | 0 | E | [6 empty] | 0
3 |  | 5487 | 3099 | 1 | ST | 69000 | C | SC | 1 | 1943 | FO2 |  |  | BIT |  |  | 14005 | 72000 | 75000 | 0 |  | 0 | 0 | 0 | 0 | 0 | 0 | [6 empty] | 0 | 0 | 0 | 10 | 1942 | 0 | 0 | [7 empty] | 0
3 |  | 5487 | 3099 | 2 | ST | 81250 | C | SC | 11 | 1949 | FO2 |  |  | BIT |  |  | 13269 | 75000 | 78000 | 0 |  | 0 | 0 | 0 | 0 | 0 | 0 | [6 empty] | 0 | 0 | 0 | 10 | 1949 | 0 | 0 | [7 empty] | 0
3 |  | 5487 | 3099 | 3 | ST | 81250 | C | SC | 9 | 1950 | FO2 |  |  | BIT |  |  | 13141 | 75000 | 78000 | 0 |  | 0 | 0 | 0 | 0 | 0 | 0 | [6 empty] | 0 | 0 | 0 | 9 | 1950 | 0 | 0 | [7 empty] | 0
3 |  | 5487 | 3099 | 4 | ST | 179688 | C | SC | 2 | 1956 | FO2 |  |  | BIT |  |  | 11366 | 128000 | 134000 | 0 |  | 0 | 0 | 0 | 0 | 0 | 0 | [6 empty] | 0 | 0 | 0 | 1 | 1956 | 0 | 0 | [7 empty] | 0
3 |  | 5487 | 3100 | 1 | ST | 60000 |  |  | 0 | 1900 |  |  |  | UNK |  |  | 0 | 0 | 0 | 0 | RE | 1 | 1975 | 0 | 0 | 0 | 0 | [6 empty] | 0 | 0 | 0 | 0 | 1900 | 0 | 0 | E | [6 empty] | 0
3 |  | 5487 | 3100 | 2 | ST | 60000 |  |  | 0 | 1900 |  |  |  | UNK |  |  | 0 | 0 | 0 | 0 | RE | 1 | 1975 | 0 | 0 | 0 | 0 | [6 empty] | 0 | 0 | 0 | 0 | 1900 | 0 | 0 | E | [6 empty] | 0
3 |  | 5487 | 3100 | 3 | ST | 60000 |  |  | 0 | 1900 |  |  |  | UNK |  |  | 0 | 0 | 0 | 0 | RE | 2 | 1973 | 0 | 0 | 0 | 0 | [6 empty] | 0 | 0 | 0 | 0 | 1900 | 0 | 0 | E | [6 empty] | 0
3 |  | 5487 | 3101 | 1 | NP | 100000 |  |  | 99 | 1957 |  |  |  | UR |  |  | 0 | 0 | 0 | 0 | RE | 10 | 1982 | 0 | 0 | 0 | 0 | [6 empty] | 0 | 0 | 0 | 0 | 1957 | 0 | 0 | E | [6 empty] | 0
3 |  | 5487 | 6040 | 1 | NP | 923400 | B | OP | 9 | 1976 | UR |  |  | UR |  |  | 10904 | 810000 | 810000 | 0 |  | 0 | 0 | 0 | 0 | 0 | 0 | [6 empty] | 0 | 0 | 835000 | 7 | 1976 | 0 | 0 | [7 empty] | 0
3 |  | 5487 | 6040 | 2 | NP | 923400 | B | OP | 11 | 1987 | UR |  |  | UR |  |  | 10770 | 833000 | 833000 | 0 |  | 0 | 0 | 1 | 1978 | 8 | 1987 | LO | [5 empty] | 0 | 0 | 852000 | 8 | 1987 | 0 | 0 | [7 empty] | 0
3 |  | 5487 | 8226 | 1 | ST | 565000 | B | OP | 10 | 1970 | NG | FO2 |  | NG |  |  | 9872 | 562000 | 570000 | 0 |  | 0 | 0 | 0 | 0 | 0 | 0 | [6 empty] | 0 | 0 | 0 | 6 | 1970 | 0 | 0 | [7 empty] | 0
3 |  | 5527 | 6233 | 1 | IC | 98 | P | SB | 88 | 1935 | FO1 | FO2 |  | FO2 | FO1 |  | 380 | 85 | 60 | 0 |  | 0 | 0 | 0 | 0 | 0 | 0 | [6 empty] | 0 | 0 | 0 | 0 | 1935 | 0 | 0 | E | [6 empty] | 0
3 |  | 5527 | 6233 | 2 | IC | 98 |  | SB | 88 | 1935 | FO1 | FO2 |  | FO2 | FO1 |  | 380 | 85 | 60 | 0 |  | 0 | 0 | 0 | 0 | 0 | 0 | [6 empty] | 0 | 0 | 0 | 0 | 1935 | 0 | 0 | E | [6 empty] | 0
3 |  | 5527 | 6233 | 3 | IC | 200 |  | SB | 88 | 1948 | FO1 | FO2 |  | FO2 | FO1 |  | 390 | 190 | 150 | 0 |  | 0 | 0 | 0 | 0 | 0 | 0 | [6 empty] | 0 | 0 | 0 | 0 | 1948 | 0 | 0 | E | [6 empty] | 0
3 |  | 5527 | 6233 | 4 | IC | 400 |  | SB | 88 | 1955 | FO1 | FO2 |  | FO2 | FO1 |  | 400 | 395 | 395 | 0 |  | 0 | 0 | 0 | 0 | 0 | 0 | [6 empty] | 0 | 0 | 0 | 0 | 1955 | 0 | 0 | E | [6 empty] | 0
3 |  | 5529 | 6220 | 1 | IC | 148 | P | OP | 88 | 1942 | FO2 |  |  | FO2 |  |  | 10400 | 148 | 148 | 0 |  | 0 | 0 | 0 | 0 | 0 | 0 | [6 empty] | 0 | 0 | 0 | 0 | 1942 | 0 | 0 | E | [6 empty] | 0
3 |  | 5529 | 6220 | 2 | IC | 200 |  |  | 99 | 1942 |  |  |  | FO2 |  |  | 0 | 0 | 0 | 0 | RE | 99 | 1977 | 0 | 0 | 0 | 0 | [6 empty] | 0 | 0 | 0 | 0 | 1942 | 0 | 0 | E | [6 empty] | 0
3 |  | 5529 | 6220 | 3 | IC | 250 | P | OP | 88 | 1945 | FO2 |  |  | FO2 |  |  | 10400 | 250 | 250 | 0 |  | 0 | 0 | 0 | 0 | 0 | 0 | [6 empty] | 0 | 0 | 0 | 0 | 1945 | 0 | 0 | E | [6 empty] | 0
3 |  | 5529 | 6220 | 4 | IC | 575 | P | OP | 88 | 1954 | FO2 |  |  | FO2 |  |  | 10100 | 575 | 575 | 0 |  | 0 | 0 | 0 | 0 | 0 | 0 | [6 empty] | 0 | 0 | 0 | 0 | 1954 | 0 | 0 | E | [6 empty] | 0
3 |  | 5529 | 6220 | 5 | IC | 570 | P | OP | 88 | 1958 | FO2 |  |  | FO2 |  |  | 10100 | 570 | 570 | 0 |  | 0 | 0 | 0 | 0 | 0 | 0 | [6 empty] | 0 | 0 | 0 | 0 | 1958 | 0 | 0 | E | [6 empty] | 0
3 |  | 5529 | 6220 | 6 | IC | 175 |  | OP | 88 | 1951 | FO2 |  |  | FO2 |  |  | 9500 | 175 | 175 | 0 |  | 0 | 0 | 0 | 0 | 0 | 0 | [6 empty] | 0 | 0 | 0 | 0 | 1951 | 0 | 0 | E | [6 empty] | 0
3 |  | 5529 | 6220 | 7 | IC | 2070 |  | OP | 7 | 1970 | FO2 |  |  | FO2 | NG |  | 9700 | 2070 | 2070 | 0 |  | 0 | 0 | 0 | 0 | 0 | 0 | [6 empty] | 0 | 0 | 0 | 6 | 1970 | 0 | 0 | E | [6 empty] | 0
3 |  | 5553 | 7180 | 1 | IC | 165 |  | OP | 5 | 1987 |  |  |  | FO1 | FO2 |  | 0 | 165 | 165 | 0 |  | 0 | 0 | 0 | 0 | 0 | 0 | [6 empty] | 0 | 0 | 0 | 5 | 1987 | 0 | 0 | [7 empty] | 0
3 |  | 5553 | 7180 | 2 | IC | 286 |  | OP | 8 | 1987 |  |  |  | FO1 | FO2 |  | 0 | 285 | 285 | 0 |  | 0 | 0 | 0 | 0 | 0 | 0 | [6 empty] | 0 | 0 | 0 | 5 | 1987 | 0 | 0 | [7 empty] | 0
3 |  | 5553 | 7180 | 3 | IC | 75 |  | OS | 0 | 1981 |  |  |  | FO1 | FO2 |  | 0 | 66 | 72 | 0 |  | 0 | 0 | 0 | 0 | 0 | 0 | [6 empty] | 0 | 0 | 0 | 0 | 1981 | 0 | 0 |  | E | E |  |  |  |  | 0
3 |  | 5571 | 376 | 1 | HC | 7500 | P | OP | 7 | 1930 | WAT |  |  | WAT |  |  | 0 | 9375 | 9375 | 0 |  | 0 | 0 | 0 | 0 | 0 | 0 | [6 empty] | 0 | 0 | 0 | 4 | 1930 | 0 | 0 | E | [6 empty] | 0
3 |  | 5571 | 376 | 2 | HC | 7500 | P | OP | 7 | 1930 | WAT |  |  | WAT |  |  | 0 | 9375 | 9375 | 0 |  | 0 | 0 | 0 | 0 | 0 | 0 | [6 empty] | 0 | 0 | 0 | 4 | 1930 | 0 | 0 | E | [6 empty] | 0
3 |  | 5571 | 376 | 3 | HC | 8600 | P | OP | 6 | 1983 | WAT |  |  | WAT |  |  | 0 | 9900 | 9900 | 0 |  | 0 | 0 | 0 | 0 | 0 | 0 | [6 empty] | 0 | 0 | 0 | 3 | 1983 | 0 | 0 | E | [6 empty] | 0
3 |  | 5571 | 537 | 1 | HC | 3600 | B | OP | 7 | 1983 | WAT |  |  | WAT |  |  | 0 | 3560 | 3560 | 0 |  | 0 | 0 | 0 | 0 | 0 | 0 | [6 empty] | 0 | 0 | 0 | 4 | 1983 | 0 | 0 | E | [6 empty] | 0
3 |  | 5571 | 537 | 2 | HC | 3600 | B | OP | 7 | 1983 | WAT |  |  | WAT |  |  | 0 | 3560 | 3560 | 0 |  | 0 | 0 | 0 | 0 | 0 | 0 | [6 empty] | 0 | 0 | 0 | 4 | 1983 | 0 | 0 | E | [6 empty] | 0
3 |  | 5571 | 537 | 3 | HC | 3600 | B | OP | 8 | 1983 | WAT |  |  | WAT |  |  | 0 | 3560 | 3560 | 0 |  | 0 | 0 | 0 | 0 | 0 | 0 | [6 empty] | 0 | 0 | 0 | 5 | 1983 | 0 | 0 | E | [6 empty] | 0
3 |  | 5580 | 54 | 1 | ST | 0 |  |  | 0 | 0 | [6 empty] | 0 | 0 | 0 | 650000 | CO | 0 | 0 | 1 | 1985 | 10 | 2000 | LO |  |  | BIT |  |  | 600000 | 600000 | 0 | 0 | 0 | 602125 | 614373 | [7 empty] | 0
3 |  | 5580 | 1384 | 1 | ST | 100000 | B | OP | 2 | 1965 | FO2 |  |  | BIT |  |  | 10293 | 116000 | 116000 | 0 |  | 0 | 0 | 0 | 0 | 0 | 0 | [6 empty] | 0 | 0 | 0 | 12 | 1964 | 0 | 0 | E | [6 empty] | 0
3 |  | 5580 | 1384 | 2 | ST | 220850 | B | OP | 10 | 1969 | FO2 |  |  | BIT |  |  | 10249 | 220000 | 220000 | 0 |  | 0 | 0 | 0 | 0 | 0 | 0 | [6 empty] | 0 | 0 | 0 | 8 | 1969 | 0 | 0 | E | [6 empty] | 0
3 |  | 5580 | 1385 | 1 | ST | 22000 | B | OP | 12 | 1954 | FO2 |  |  | BIT |  |  | 15101 | 20000 | 20000 | 0 |  | 0 | 0 | 0 | 0 | 0 | 0 | [6 empty] | 0 | 0 | 0 | 11 | 1954 | 0 | 0 | E | [6 empty] | 0
3 |  | 5580 | 1385 | 2 | ST | 22000 | B | OP | 12 | 1954 | FO2 |  |  | BIT |  |  | 15222 | 20000 | 20000 | 0 |  | 0 | 0 | 0 | 0 | 0 | 0 | [6 empty] | 0 | 0 | 0 | 11 | 1954 | 0 | 0 | E | [6 empty] | 0
3 |  | 5580 | 1385 | 3 | ST | 66000 | B | OP | 10 | 1957 | FO2 |  |  | BIT |  |  | 12252 | 66000 | 66000 | 0 |  | 0 | 0 | 0 | 0 | 0 | 0 | [6 empty] | 0 | 0 | 0 | 9 | 1957 | 0 | 0 | E | [6 empty] | 0
3 |  | 5580 | 1385 | 4 | ST | 66000 | B | OP | 8 | 1960 | FO2 |  |  | BIT |  |  | 11848 | 66000 | 66000 | 0 |  | 0 | 0 | 0 | 0 | 0 | 0 | [6 empty] | 0 | 0 | 0 | 7 | 1960 | 0 | 0 | E | [6 empty] | 0
3 |  | 5580 | 6041 | 1 | ST | 305220 | B | OP | 9 | 1977 | FO2 |  |  | BIT |  |  | 10037 | 300000 | 300000 | 0 |  | 0 | 0 | 0 | 0 | 0 | 0 | [6 empty] | 0 | 0 | 0 | 7 | 1977 | 0 | 0 | [7 empty] | 0
3 |  | 5580 | 6041 | 2 | ST | 508290 | B | OP | 3 | 1981 | FO2 |  |  | BIT |  |  | 10124 | 500000 | 500000 | 0 |  | 0 | 0 | 0 | 0 | 0 | 0 | [6 empty] | 0 | 0 | 0 | 2 | 1981 | 0 | 0 | [7 empty] | 0
3 |  | 5609 | 1549 | 1 | IC | 300 | P | OP | 8 | 1946 | FO2 |  |  | FO2 |  |  | 9200 | 300 | 300 | 0 |  | 0 | 0 | 0 | 0 | 0 | 0 | [6 empty] | 0 | 0 | 0 | 7 | 1946 | 0 | 0 | E | [6 empty] | 0
3 |  | 5609 | 1549 | 2 | IC | 300 | P | OP | 8 | 1946 | FO2 |  |  | FO2 |  |  | 9200 | 300 | 300 | 0 |  | 0 | 0 | 0 | 0 | 0 | 0 | [6 empty] | 0 | 0 | 0 | 7 | 1946 | 0 | 0 | E | [6 empty] | 0
3 |  | 5609 | 1549 | 3 | IC | 300 | P | OP | 8 | 1946 | FO2 |  |  | FO2 |  |  | 9200 | 300 | 300 | 0 |  | 0 | 0 | 0 | 0 | 0 | 0 | [6 empty] | 0 | 0 | 0 | 7 | 1946 | 0 | 0 | E | [6 empty] | 0
3 |  | 5609 | 1549 | 4 | IC | 300 | P | OP | 8 | 1946 | FO2 |  |  | FO2 |  |  | 9200 | 300 | 300 | 0 |  | 0 | 0 | 0 | 0 | 0 | 0 | [6 empty] | 0 | 0 | 0 | 7 | 1946 | 0 | 0 | E | [6 empty] | 0
3 |  | 5609 | 1549 | 5 | IC | 1000 | P | OP | 7 | 1967 | FO2 |  |  | FO2 |  |  | 11040 | 1000 | 1000 | 0 |  | 0 | 0 | 0 | 0 | 0 | 0 | [6 empty] | 0 | 0 | 0 | 6 | 1967 | 0 | 0 | E | [6 empty] | 0
3 |  | 5609 | 6366 | 1 | IC | 300 | P | SB | 88 | 1959 | FO2 |  |  | FO2 |  |  | 9660 | 300 | 300 | 0 |  | 0 | 0 | 0 | 0 | 0 | 0 | [6 empty] | 0 | 0 | 0 | 0 | 1959 | 0 | 0 | E | [6 empty] | 0
3 |  | 5625 | 1580 | 3 | IC | 700 | P |  | 4 | 1936 |  |  |  | FO2 |  |  | 10500 | 500 | 500 | 0 | RE | 6 | 1989 | 0 | 0 | 0 | 0 | [6 empty] | 0 | 0 | 0 | 3 | 1936 | 0 | 0 | E | [6 empty] | 0
3 |  | 5625 | 1580 | 4 | IC | 700 | P | OP | 11 | 1941 | FO2 |  |  | FO2 |  |  | 10500 | 600 | 600 | 0 | RT | 5 | 1995 | 0 | 0 | 0 | 0 | [6 empty] | 0 | 0 | 0 | 10 | 1941 | 0 | 0 | E | [6 empty] | 0
3 |  | 5625 | 1580 | 5 | IC | 1250 | P | OP | 10 | 1947 | FO2 |  |  | FO2 |  |  | 10500 | 800 | 800 | 0 | RT | 5 | 1996 | 0 | 0 | 0 | 0 | [6 empty] | 0 | 0 | 0 | 9 | 1947 | 0 | 0 | E | [6 empty] | 0
3 |  | 5625 | 1580 | 6 | IC | 1400 | P | OP | 2 | 1950 |  |  |  | FO2 |  |  | 10500 | 1200 | 1200 | 0 | RT | 5 | 1997 | 0 | 0 | 0 | 0 | [6 empty] | 0 | 0 | 0 | 1 | 1950 | 0 | 0 | E | [6 empty] | 0
3 |  | 5625 | 1580 | 7 | IC | 2500 | C | OP | 11 | 1954 | FO2 |  |  | NG | FO2 |  | 10178 | 2000 | 2000 | 0 | RT | 5 | 1998 | 0 | 0 | 0 | 0 | [6 empty] | 0 | 0 | 0 | 10 | 1954 | 0 | 0 | E | [6 empty] | 0
3 |  | 5625 | 1580 | 8 | IC | 2500 | P | OP | 5 | 1957 | FO2 |  |  | FO2 |  |  | 10178 | 2000 | 2000 | 0 | RT | 5 | 1999 | 0 | 0 | 0 | 0 | [6 empty] | 0 | 0 | 0 | 4 | 1957 | 0 | 0 | E | [6 empty] | 0
3 |  | 5625 | 1580 | 9 | IC | 3000 | P | OP | 12 | 1961 |  |  |  | FO2 |  |  | 9912 | 2500 | 2500 | 0 | RT | 5 | 2001 | 0 | 0 | 0 | 0 | [6 empty] | 0 | 0 | 0 | 11 | 1961 | 0 | 0 | E | [6 empty] | 0
3 |  | 5625 | 1580 | 10 | IC | 3500 | P | OP | 5 | 1966 | FO2 |  |  | FO2 | NG |  | 10004 | 3500 | 3500 | 0 |  | 0 | 0 | 0 | 0 | 0 | 0 | [6 empty] | 0 | 0 | 0 | 4 | 1966 | 0 | 0 | E | [6 empty] | 0
3 |  | 5625 | 1580 | 11 | IC | 3800 | P | OP | 6 | 1968 | FO2 |  |  | FO2 | NG |  | 9946 | 3600 | 3600 | 0 |  | 0 | 0 | 0 | 0 | 0 | 0 | [6 empty] | 0 | 0 | 0 | 5 | 1968 | 0 | 0 | E | [6 empty] | 0
3 |  | 5625 | 1580 | 12 | IC | 4120 | C | OP | 7 | 1970 | FO2 |  |  | NG | FO2 |  | 9307 | 4100 | 4100 | 0 |  | 0 | 0 | 0 | 0 | 0 | 0 | [6 empty] | 0 | 0 | 0 | 6 | 1970 | 0 | 0 | E | [6 empty] | 0
3 |  | 5625 | 1580 | 13 | IC | 5620 | C | OP | 7 | 1973 | FO2 |  |  | NG | FO2 |  | 9551 | 5600 | 5600 | 0 |  | 0 | 0 | 0 | 0 | 0 | 0 | [6 empty] | 0 | 0 | 0 | 6 | 1973 | 0 | 0 | E | [6 empty] | 0
3 |  | 5625 | 1580 | 14 | IC | 5620 | C | OP | 7 | 1973 | FO2 |  |  | NG | FO2 |  | 9551 | 5600 | 5600 | 0 |  | 0 | 0 | 0 | 0 | 0 | 0 | [6 empty] | 0 | 0 | 0 | 6 | 1973 | 0 | 0 | E | [6 empty] | 0
3 |  | 5625 | 4257 | 21 | IC | 6250 | C | OP | 3 | 1978 | FO2 |  |  | FO2 | FO6 |  | 9598 | 6250 | 6250 | 0 |  | 0 | 0 | 0 | 0 | 0 | 0 | [6 empty] | 0 | 0 | 0 | 12 | 1977 | 0 | 0 | [7 empty] | 0
3 |  | 5625 | 4257 | 22 | IC | 6250 | C | OP | 3 | 1978 | FO2 |  |  | FO2 | FO6 |  | 9598 | 6250 | 6250 | 0 |  | 0 | 0 | 0 | 0 | 0 | 0 | [6 empty] | 0 | 0 | 0 | 12 | 1977 | 0 | 0 | [7 empty] | 0
3 |  | 5625 | 4257 | 23 | IC | 6300 | C | OP | 6 | 1989 | FO2 |  |  | FO2 | FO6 |  | 9343 | 6300 | 6300 | 0 |  | 0 | 0 | 0 | 0 | 0 | 0 | [6 empty] | 0 | 0 | 0 | 3 | 1989 | 0 | 0 | [7 empty] | 0
3 |  | 5625 | 4257 | 24 | IC | 6300 | C | OP | 6 | 1989 | FO2 |  |  | FO2 | FO6 |  | 9343 | 6300 | 6300 | 0 |  | 0 | 0 | 0 | 0 | 0 | 0 | [6 empty] | 0 | 0 | 0 | 5 | 1989 | 0 | 0 | [7 empty] | 0
3 |  | 5625 | 4257 | 25 | IC | 0 |  |  | 0 | 0 | [6 empty] | 0 | 0 | 0 | 6300 | PL | 0 | 0 | 12 | 1991 | 1 | 1995 | LO |  |  | FO6 |  |  | 6300 | 6300 | 0 | 0 | 0 | 5868 | 6831 | [7 empty] | 0
3 |  | 5625 | 4257 | 26 | IC | 0 |  |  | 0 | 0 | [6 empty] | 0 | 0 | 0 | 6300 | PL | 0 | 0 | 12 | 1991 | 1 | 1997 | LO |  |  | FO6 |  |  | 6300 | 6300 | 0 | 0 | 0 | 5868 | 6831 | [7 empty] | 0
3 |  | 5625 | 4257 | 27 | IC | 0 |  |  | 0 | 0 | [6 empty] | 0 | 0 | 0 | 20000 | PL | 0 | 0 | 12 | 1995 | 1 | 1999 | LO |  |  | FO6 |  |  | 20000 | 20000 | 0 | 0 | 0 | 18840 | 22323 | [7 empty] | 0
3 |  | 5625 | 4257 | 28 | IC | 0 |  |  | 0 | 0 | [6 empty] | 0 | 0 | 0 | 20000 | PL | 0 | 0 | 5 | 1999 | 1 | 2006 |  |  |  | FO6 |  |  | 20000 | 20000 | 0 | 0 | 0 | 18840 | 22323 | [7 empty] | 0
3 |  | 5625 | 4257 | ORC | ST | 800 | P |  | 12 | 1983 |  |  |  | WH |  |  | 0 | 600 | 600 | 0 | RE | 6 | 1989 | 0 | 0 | 0 | 0 | [6 empty] | 0 | 0 | 0 | 8 | 1983 | 0 | 0 | E | [6 empty] | 0
3 |  | 5659 | 1749 | 2 | IC | 100 |  |  | 88 | 1925 |  |  |  | FO2 |  |  | 0 | 0 | 1 | 0 | RE | 12 | 1987 | 0 | 0 | 0 | 0 | [6 empty] | 0 | 0 | 0 | 0 | 1925 | 0 | 0 | E | [6 empty] | 0
3 |  | 5659 | 1749 | 4 | IC | 200 |  |  | 88 | 1929 |  |  |  | FO2 |  |  | 0 | 0 | 1 | 0 | RE | 12 | 1987 | 0 | 0 | 0 | 0 | [6 empty] | 0 | 0 | 0 | 0 | 1929 | 0 | 0 | E | [6 empty] | 0
3 |  | 5659 | 1749 | 5 | IC | 800 |  |  | 88 | 1954 |  |  |  | FO2 |  |  | 0 | 1000 | 1000 | 0 | RE | 12 | 1987 | 0 | 0 | 0 | 0 | [6 empty] | 0 | 0 | 0 | 0 | 1954 | 0 | 0 | E | [6 empty] | 0
3 |  | 5659 | 1750 | 1 | IC | 2000 |  | OP | 88 | 1960 | FO2 |  |  | FO2 |  |  | 0 | 2000 | 2000 | 0 |  | 0 | 0 | 0 | 0 | 0 | 0 | [6 empty] | 0 | 0 | 0 | 0 | 1960 | 0 | 0 | E | [6 empty] | 0
3 |  | 5659 | 1750 | 2 | IC | 2800 |  | OP | 88 | 1972 | FO2 |  |  | FO2 |  |  | 0 | 2800 | 2800 | 0 |  | 0 | 0 | 0 | 0 | 0 | 0 | [6 empty] | 0 | 0 | 0 | 0 | 1972 | 0 | 0 | E | [6 empty] | 0
3 |  | 5659 | 1751 | 2 | HC | 600 |  |  | 88 | 1963 |  |  |  | WAT |  |  | 0 | 0 | 0 | 0 | RE | 10 | 1983 | 0 | 0 | 0 | 0 | [6 empty] | 0 | 0 | 0 | 0 | 1963 | 0 | 0 | E | [6 empty] | 0
3 |  | 5659 | 1751 | 3 | HC | 600 |  |  | 88 | 1963 |  |  |  | WAT |  |  | 0 | 406 | 380 | 0 | RE | 12 | 1985 | 0 | 0 | 0 | 0 | [6 empty] | 0 | 0 | 0 | 0 | 1963 | 0 | 0 | [7 empty] | 0
3 |  | 5659 | 1751 | 4 | HC | 600 |  |  | 88 | 1963 |  |  |  | WAT |  |  | 0 | 406 | 380 | 0 | RE | 12 | 1985 | 0 | 0 | 0 | 0 | [6 empty] | 0 | 0 | 0 | 0 | 1963 | 0 | 0 | [7 empty] | 0
3 |  | 5659 | 1751 | 5 | HC | 600 |  | OP | 88 | 1963 |  |  |  | WAT |  |  | 0 | 406 | 380 | 0 |  | 0 | 0 | 0 | 0 | 0 | 0 | [6 empty] | 0 | 0 | 0 | 0 | 1963 | 0 | 0 | E | [6 empty] | 0
3 |  | 5659 | 1751 | 6 | HC | 600 |  | OP | 88 | 1963 |  |  |  | WAT |  |  | 0 | 406 | 380 | 0 |  | 0 | 0 | 0 | 0 | 0 | 0 | [6 empty] | 0 | 0 | 0 | 0 | 1963 | 0 | 0 | E | [6 empty] | 0
3 |  | 5659 | 1751 | 7 | HC | 600 |  | OP | 88 | 1963 |  |  |  | WAT |  |  | 0 | 406 | 380 | 0 |  | 0 | 0 | 0 | 0 | 0 | 0 | [6 empty] | 0 | 0 | 0 | 0 | 1963 | 0 | 0 | E | [6 empty] | 0
3 |  | 5659 | 1751 | 8 | HC | 600 |  | OP | 88 | 1963 |  |  |  | WAT |  |  | 0 | 406 | 380 | 0 |  | 0 | 0 | 0 | 0 | 0 | 0 | [6 empty] | 0 | 0 | 0 | 0 | 1963 | 0 | 0 | E | [6 empty] | 0
3 |  | 5659 | 1751 | 9 | HC | 600 |  | OP | 88 | 1963 |  |  |  | WAT |  |  | 0 | 406 | 380 | 0 |  | 0 | 0 | 0 | 0 | 0 | 0 | [6 empty] | 0 | 0 | 0 | 0 | 1963 | 0 | 0 | E | [6 empty] | 0
3 |  | 5659 | 1751 | 10 | HC | 600 |  | OP | 88 | 1963 |  |  |  | WAT |  |  | 0 | 406 | 380 | 0 |  | 0 | 0 | 0 | 0 | 0 | 0 | [6 empty] | 0 | 0 | 0 | 0 | 1963 | 0 | 0 | E | [6 empty] | 0
3 |  | 5659 | 1751 | 11 | HC | 600 |  | OP | 88 | 1963 |  |  |  | WAT |  |  | 0 | 406 | 380 | 0 |  | 0 | 0 | 0 | 0 | 0 | 0 | [6 empty] | 0 | 0 | 0 | 0 | 1963 | 0 | 0 | E | [6 empty] | 0
3 |  | 5659 | 1751 | 12 | HC | 600 |  | OP | 88 | 1963 |  |  |  | WAT |  |  | 0 | 406 | 380 | 0 |  | 0 | 0 | 0 | 0 | 0 | 0 | [6 empty] | 0 | 0 | 0 | 0 | 1963 | 0 | 0 | E | [6 empty] | 0
3 |  | 5659 | 1751 | 13 | HC | 600 |  | OP | 88 | 1963 |  |  |  | WAT |  |  | 0 | 406 | 380 | 0 |  | 0 | 0 | 0 | 0 | 0 | 0 | [6 empty] | 0 | 0 | 0 | 0 | 1963 | 0 | 0 | E | [6 empty] | 0
3 |  | 5659 | 1751 | 14 | HC | 600 |  | OP | 88 | 1963 |  |  |  | WAT |  |  | 0 | 406 | 380 | 0 |  | 0 | 0 | 0 | 0 | 0 | 0 | [6 empty] | 0 | 0 | 0 | 0 | 1963 | 0 | 0 | E | [6 empty] | 0
3 |  | 5659 | 1751 | 15 | HC | 600 |  | OP | 88 | 1963 |  |  |  | WAT |  |  | 0 | 406 | 380 | 0 |  | 0 | 0 | 0 | 0 | 0 | 0 | [6 empty] | 0 | 0 | 0 | 0 | 1963 | 0 | 0 | E | [6 empty] | 0
3 |  | 5659 | 1751 | 16 | HC | 600 |  | OP | 88 | 1963 |  |  |  | WAT |  |  | 0 | 406 | 380 | 0 |  | 0 | 0 | 0 | 0 | 0 | 0 | [6 empty] | 0 | 0 | 0 | 0 | 1963 | 0 | 0 | E | [6 empty] | 0
3 |  | 5659 | 1751 | 17 | HC | 600 |  | OP | 88 | 1963 |  |  |  | WAT |  |  | 0 | 406 | 380 | 0 |  | 0 | 0 | 0 | 0 | 0 | 0 | [6 empty] | 0 | 0 | 0 | 0 | 1963 | 0 | 0 | E | [6 empty] | 0
3 |  | 5659 | 1751 | 18 | HC | 600 |  | OP | 88 | 1963 |  |  |  | WAT |  |  | 0 | 406 | 380 | 0 |  | 0 | 0 | 0 | 0 | 0 | 0 | [6 empty] | 0 | 0 | 0 | 0 | 1963 | 0 | 0 | E | [6 empty] | 0
3 |  | 5659 | 1751 | 19 | HC | 600 |  | OP | 88 | 1963 |  |  |  | WAT |  |  | 0 | 406 | 380 | 0 |  | 0 | 0 | 0 | 0 | 0 | 0 | [6 empty] | 0 | 0 | 0 | 0 | 1963 | 0 | 0 | E | [6 empty] | 0
3 |  | 5659 | 1751 | 20 | HC | 600 |  | OP | 88 | 1963 |  |  |  | WAT |  |  | 0 | 406 | 380 | 0 |  | 0 | 0 | 0 | 0 | 0 | 0 | [6 empty] | 0 | 0 | 0 | 0 | 1963 | 0 | 0 | E | [6 empty] | 0
3 |  | 5659 | 1751 | 21 | HC | 600 |  | OP | 88 | 1963 |  |  |  | WAT |  |  | 0 | 406 | 380 | 0 |  | 0 | 0 | 0 | 0 | 0 | 0 | [6 empty] | 0 | 0 | 0 | 0 | 1963 | 0 | 0 | E | [6 empty] | 0
3 |  | 5659 | 1751 | 22 | HC | 600 |  | OP | 88 | 1963 |  |  |  | WAT |  |  | 0 | 406 | 380 | 0 |  | 0 | 0 | 0 | 0 | 0 | 0 | [6 empty] | 0 | 0 | 0 | 0 | 1963 | 0 | 0 | E | [6 empty] | 0
3 |  | 5659 | 1751 | 23 | HC | 600 |  | OP | 88 | 1963 |  |  |  | WAT |  |  | 0 | 406 | 380 | 0 |  | 0 | 0 | 0 | 0 | 0 | 0 | [6 empty] | 0 | 0 | 0 | 0 | 1963 | 0 | 0 | E | [6 empty] | 0
3 |  | 5659 | 1751 | 24 | HC | 600 |  | OP | 88 | 1963 |  |  |  | WAT |  |  | 0 | 406 | 380 | 0 |  | 0 | 0 | 0 | 0 | 0 | 0 | [6 empty] | 0 | 0 | 0 | 0 | 1963 | 0 | 0 | E | [6 empty] | 0
3 |  | 5659 | 1751 | 25 | HC | 600 |  | OP | 88 | 1963 |  |  |  | WAT |  |  | 0 | 406 | 380 | 0 |  | 0 | 0 | 0 | 0 | 0 | 0 | [6 empty] | 0 | 0 | 0 | 0 | 1963 | 0 | 0 | E | [6 empty] | 0
3 |  | 5659 | 1751 | 26 | HC | 600 |  | OP | 88 | 1963 |  |  |  | WAT |  |  | 0 | 406 | 380 | 0 |  | 0 | 0 | 0 | 0 | 0 | 0 | [6 empty] | 0 | 0 | 0 | 0 | 1963 | 0 | 0 | E | [6 empty] | 0
3 |  | 5659 | 1751 | 27 | HC | 600 |  | OP | 88 | 1963 |  |  |  | WAT |  |  | 0 | 406 | 380 | 0 |  | 0 | 0 | 0 | 0 | 0 | 0 | [6 empty] | 0 | 0 | 0 | 0 | 1963 | 0 | 0 | E | [6 empty] | 0
3 |  | 5659 | 1751 | 28 | HC | 600 |  | OP | 88 | 1963 |  |  |  | WAT |  |  | 0 | 406 | 380 | 0 |  | 0 | 0 | 0 | 0 | 0 | 0 | [6 empty] | 0 | 0 | 0 | 0 | 1963 | 0 | 0 | E | [6 empty] | 0
3 |  | 5659 | 1751 | 29 | HC | 600 |  | OP | 88 | 1963 |  |  |  | WAT |  |  | 0 | 406 | 380 | 0 |  | 0 | 0 | 0 | 0 | 0 | 0 | [6 empty] | 0 | 0 | 0 | 0 | 1963 | 0 | 0 | E | [6 empty] | 0
3 |  | 5659 | 1751 | 30 | HC | 600 |  | OP | 88 | 1963 |  |  |  | WAT |  |  | 0 | 406 | 380 | 0 |  | 0 | 0 | 0 | 0 | 0 | 0 | [6 empty] | 0 | 0 | 0 | 0 | 1963 | 0 | 0 | E | [6 empty] | 0
3 |  | 5659 | 1751 | 31 | HC | 600 |  | OP | 88 | 1963 |  |  |  | WAT |  |  | 0 | 406 | 380 | 0 |  | 0 | 0 | 0 | 0 | 0 | 0 | [6 empty] | 0 | 0 | 0 | 0 | 1963 | 0 | 0 | E | [6 empty] | 0
3 |  | 5659 | 1751 | 32 | HC | 600 |  | OP | 88 | 1963 |  |  |  | WAT |  |  | 0 | 406 | 380 | 0 |  | 0 | 0 | 0 | 0 | 0 | 0 | [6 empty] | 0 | 0 | 0 | 0 | 1963 | 0 | 0 | E | [6 empty] | 0
3 |  | 5659 | 1751 | 33 | HC | 600 |  | OP | 88 | 1963 |  |  |  | WAT |  |  | 0 | 406 | 380 | 0 |  | 0 | 0 | 0 | 0 | 0 | 0 | [6 empty] | 0 | 0 | 0 | 0 | 1963 | 0 | 0 | E | [6 empty] | 0
3 |  | 5659 | 1751 | 34 | HC | 600 |  | OP | 88 | 1963 |  |  |  | WAT |  |  | 0 | 406 | 380 | 0 |  | 0 | 0 | 0 | 0 | 0 | 0 | [6 empty] | 0 | 0 | 0 | 0 | 1963 | 0 | 0 | E | [6 empty] | 0
3 |  | 5659 | 1751 | 35 | HC | 600 |  | OP | 88 | 1963 |  |  |  | WAT |  |  | 0 | 406 | 380 | 0 |  | 0 | 0 | 0 | 0 | 0 | 0 | [6 empty] | 0 | 0 | 0 | 0 | 1963 | 0 | 0 | E | [6 empty] | 0
3 |  | 5659 | 1751 | 36 | HC | 600 |  | OP | 88 | 1963 |  |  |  | WAT |  |  | 0 | 406 | 380 | 0 |  | 0 | 0 | 0 | 0 | 0 | 0 | [6 empty] | 0 | 0 | 0 | 0 | 1963 | 0 | 0 | E | [6 empty] | 0
3 |  | 5659 | 1751 | 37 | HC | 600 |  | OP | 88 | 1963 |  |  |  | WAT |  |  | 0 | 406 | 380 | 0 |  | 0 | 0 | 0 | 0 | 0 | 0 | [6 empty] | 0 | 0 | 0 | 0 | 1963 | 0 | 0 | E | [6 empty] | 0
3 |  | 5659 | 1751 | 38 | HC | 600 |  | OP | 88 | 1963 |  |  |  | WAT |  |  | 0 | 406 | 380 | 0 |  | 0 | 0 | 0 | 0 | 0 | 0 | [6 empty] | 0 | 0 | 0 | 0 | 1963 | 0 | 0 | E | [6 empty] | 0
3 |  | 5659 | 1751 | 39 | HC | 600 |  | OP | 88 | 1963 |  |  |  | WAT |  |  | 0 | 406 | 380 | 0 |  | 0 | 0 | 0 | 0 | 0 | 0 | [6 empty] | 0 | 0 | 0 | 0 | 1963 | 0 | 0 | E | [6 empty] | 0
3 |  | 5659 | 1751 | 40 | HC | 600 |  | OP | 88 | 1963 |  |  |  | WAT |  |  | 0 | 406 | 380 | 0 |  | 0 | 0 | 0 | 0 | 0 | 0 | [6 empty] | 0 | 0 | 0 | 0 | 1963 | 0 | 0 | E | [6 empty] | 0
3 |  | 5659 | 1751 | 41 | HC | 400 |  |  | 88 | 1901 |  |  |  | WAT |  |  | 0 | 300 | 290 | 0 | RE | 10 | 1991 | 0 | 0 | 0 | 0 | [6 empty] | 0 | 0 | 0 | 0 | 1901 | 0 | 0 | E | [6 empty] | 0
3 |  | 5659 | 1751 | 42 | HC | 400 |  |  | 88 | 1901 |  |  |  | WAT |  |  | 0 | 300 | 290 | 0 | RE | 10 | 1991 | 0 | 0 | 0 | 0 | [6 empty] | 0 | 0 | 0 | 0 | 1901 | 0 | 0 | E | [6 empty] | 0
3 |  | 5659 | 1751 | 44 | HC | 500 |  |  | 88 | 1916 |  |  |  | WAT |  |  | 0 | 375 | 364 | 0 | RE | 11 | 1991 | 0 | 0 | 0 | 0 | [6 empty] | 0 | 0 | 0 | 0 | 1916 | 0 | 0 | E | [6 empty] | 0
3 |  | 5659 | 1751 | 45 | HC | 500 |  |  | 88 | 1916 |  |  |  | WAT |  |  | 0 | 375 | 364 | 0 | RE | 11 | 1991 | 0 | 0 | 0 | 0 | [6 empty] | 0 | 0 | 0 | 0 | 1916 | 0 | 0 | E | [6 empty] | 0
3 |  | 5659 | 1751 | 46 | HC | 600 |  | OP | 88 | 1963 |  |  |  | WAT |  |  | 0 | 425 | 412 | 0 |  | 0 | 0 | 0 | 0 | 0 | 0 | [6 empty] | 0 | 0 | 0 | 0 | 1963 | 0 | 0 | E | [6 empty] | 0
3 |  | 5659 | 1751 | 47 | HC | 600 |  | OP | 88 | 1963 |  |  |  | WAT |  |  | 0 | 425 | 412 | 0 |  | 0 | 0 | 0 | 0 | 0 | 0 | [6 empty] | 0 | 0 | 0 | 0 | 1963 | 0 | 0 | E | [6 empty] | 0
3 |  | 5659 | 1751 | 48 | HC | 600 |  | OP | 88 | 1963 |  |  |  | WAT |  |  | 0 | 425 | 412 | 0 |  | 0 | 0 | 0 | 0 | 0 | 0 | [6 empty] | 0 | 0 | 0 | 0 | 1963 | 0 | 0 | E | [6 empty] | 0
3 |  | 5659 | 1751 | 49 | HC | 600 |  | OP | 88 | 1963 |  |  |  | WAT |  |  | 0 | 425 | 412 | 0 |  | 0 | 0 | 0 | 0 | 0 | 0 | [6 empty] | 0 | 0 | 0 | 0 | 1963 | 0 | 0 | E | [6 empty] | 0
3 |  | 5659 | 1751 | 50 | HC | 600 |  | OP | 88 | 1963 |  |  |  | WAT |  |  | 0 | 425 | 412 | 0 |  | 0 | 0 | 0 | 0 | 0 | 0 | [6 empty] | 0 | 0 | 0 | 0 | 1963 | 0 | 0 | E | [6 empty] | 0
3 |  | 5659 | 1751 | 51 | HC | 600 |  | OP | 88 | 1963 |  |  |  | WAT |  |  | 0 | 425 | 412 | 0 |  | 0 | 0 | 0 | 0 | 0 | 0 | [6 empty] | 0 | 0 | 0 | 0 | 1963 | 0 | 0 | E | [6 empty] | 0
3 |  | 5659 | 1751 | 52 | HC | 600 |  | OP | 88 | 1963 |  |  |  | WAT |  |  | 0 | 400 | 390 | 0 |  | 0 | 0 | 0 | 0 | 0 | 0 | [6 empty] | 0 | 0 | 0 | 0 | 1963 | 0 | 0 | E | [6 empty] | 0
3 |  | 5659 | 1751 | 53 | HC | 600 |  | OP | 88 | 1963 |  |  |  | WAT |  |  | 0 | 400 | 390 | 0 |  | 0 | 0 | 0 | 0 | 0 | 0 | [6 empty] | 0 | 0 | 0 | 0 | 1963 | 0 | 0 | E | [6 empty] | 0
3 |  | 5659 | 1751 | 54 | HC | 600 |  | OP | 88 | 1963 |  |  |  | WAT |  |  | 0 | 400 | 390 | 0 |  | 0 | 0 | 0 | 0 | 0 | 0 | [6 empty] | 0 | 0 | 0 | 0 | 1963 | 0 | 0 | E | [6 empty] | 0
3 |  | 5659 | 1751 | 55 | HC | 600 |  | OP | 88 | 1963 |  |  |  | WAT |  |  | 0 | 400 | 390 | 0 |  | 0 | 0 | 0 | 0 | 0 | 0 | [6 empty] | 0 | 0 | 0 | 0 | 1963 | 0 | 0 | E | [6 empty] | 0
3 |  | 5659 | 1751 | 56 | HC | 600 |  | OP | 88 | 1963 |  |  |  | WAT |  |  | 0 | 400 | 390 | 0 |  | 0 | 0 | 0 | 0 | 0 | 0 | [6 empty] | 0 | 0 | 0 | 0 | 1963 | 0 | 0 | E | [6 empty] | 0
3 |  | 5659 | 1751 | 57 | HC | 600 |  | OP | 88 | 1963 |  |  |  | WAT |  |  | 0 | 400 | 390 | 0 |  | 0 | 0 | 0 | 0 | 0 | 0 | [6 empty] | 0 | 0 | 0 | 0 | 1963 | 0 | 0 | E | [6 empty] | 0
3 |  | 5659 | 1751 | 58 | HC | 600 |  | OP | 88 | 1963 |  |  |  | WAT |  |  | 0 | 400 | 390 | 0 |  | 0 | 0 | 0 | 0 | 0 | 0 | [6 empty] | 0 | 0 | 0 | 0 | 1963 | 0 | 0 | E | [6 empty] | 0
3 |  | 5659 | 1751 | 59 | HC | 600 |  | OP | 88 | 1963 |  |  |  | WAT |  |  | 0 | 400 | 390 | 0 |  | 0 | 0 | 0 | 0 | 0 | 0 | [6 empty] | 0 | 0 | 0 | 0 | 1963 | 0 | 0 | E | [6 empty] | 0
3 |  | 5659 | 1751 | 60 | HC | 600 |  | OP | 88 | 1963 |  |  |  | WAT |  |  | 0 | 400 | 390 | 0 |  | 0 | 0 | 0 | 0 | 0 | 0 | [6 empty] | 0 | 0 | 0 | 0 | 1963 | 0 | 0 | E | [6 empty] | 0
3 |  | 5659 | 1751 | 61 | HC | 600 |  | OP | 88 | 1963 |  |  |  | WAT |  |  | 0 | 400 | 390 | 0 |  | 0 | 0 | 0 | 0 | 0 | 0 | [6 empty] | 0 | 0 | 0 | 0 | 1963 | 0 | 0 | E | [6 empty] | 0
3 |  | 5659 | 1751 | 62 | HC | 500 |  | OP | 88 | 1916 |  |  |  | WAT |  |  | 0 | 400 | 390 | 0 |  | 0 | 0 | 0 | 0 | 0 | 0 | [6 empty] | 0 | 0 | 0 | 0 | 1916 | 0 | 0 | E | [6 empty] | 0
3 |  | 5659 | 1751 | 63 | HC | 500 |  | OP | 88 | 1916 |  |  |  | WAT |  |  | 0 | 400 | 390 | 0 |  | 0 | 0 | 0 | 0 | 0 | 0 | [6 empty] | 0 | 0 | 0 | 0 | 1916 | 0 | 0 | E | [6 empty] | 0
3 |  | 5659 | 1751 | 64 | HC | 500 |  | OP | 88 | 1916 |  |  |  | WAT |  |  | 0 | 400 | 390 | 0 |  | 0 | 0 | 0 | 0 | 0 | 0 | [6 empty] | 0 | 0 | 0 | 0 | 1916 | 0 | 0 | E | [6 empty] | 0
3 |  | 5659 | 1751 | 65 | HC | 500 |  | OP | 88 | 1916 |  |  |  | WAT |  |  | 0 | 400 | 390 | 0 |  | 0 | 0 | 0 | 0 | 0 | 0 | [6 empty] | 0 | 0 | 0 | 0 | 1916 | 0 | 0 | E | [6 empty] | 0
3 |  | 5659 | 1751 | 66 | HC | 500 |  | OP | 88 | 1916 |  |  |  | WAT |  |  | 0 | 400 | 390 | 0 |  | 0 | 0 | 0 | 0 | 0 | 0 | [6 empty] | 0 | 0 | 0 | 0 | 1916 | 0 | 0 | E | [6 empty] | 0
3 |  | 5659 | 1751 | 67 | HC | 500 |  | OP | 88 | 1916 |  |  |  | WAT |  |  | 0 | 400 | 390 | 0 |  | 0 | 0 | 0 | 0 | 0 | 0 | [6 empty] | 0 | 0 | 0 | 0 | 1916 | 0 | 0 | E | [6 empty] | 0
3 |  | 5659 | 1751 | 68 | HC | 500 |  | OP | 88 | 1916 |  |  |  | WAT |  |  | 0 | 400 | 390 | 0 |  | 0 | 0 | 0 | 0 | 0 | 0 | [6 empty] | 0 | 0 | 0 | 0 | 1916 | 0 | 0 | E | [6 empty] | 0
3 |  | 5659 | 1751 | 69 | HC | 500 |  | OP | 88 | 1916 |  |  |  | WAT |  |  | 0 | 400 | 390 | 0 |  | 0 | 0 | 0 | 0 | 0 | 0 | [6 empty] | 0 | 0 | 0 | 0 | 1916 | 0 | 0 | E | [6 empty] | 0
3 |  | 5659 | 1751 | 70 | HC | 500 |  | OP | 88 | 1916 |  |  |  | WAT |  |  | 0 | 400 | 390 | 0 |  | 0 | 0 | 0 | 0 | 0 | 0 | [6 empty] | 0 | 0 | 0 | 0 | 1916 | 0 | 0 | E | [6 empty] | 0
3 |  | 5659 | 1751 | 71 | HC | 500 |  | OP | 88 | 1916 |  |  |  | WAT |  |  | 0 | 400 | 390 | 0 |  | 0 | 0 | 0 | 0 | 0 | 0 | [6 empty] | 0 | 0 | 0 | 0 | 1916 | 0 | 0 | E | [6 empty] | 0
3 |  | 5659 | 1751 | 72 | HC | 500 |  | OP | 88 | 1916 |  |  |  | WAT |  |  | 0 | 400 | 390 | 0 |  | 0 | 0 | 0 | 0 | 0 | 0 | [6 empty] | 0 | 0 | 0 | 0 | 1916 | 0 | 0 | E | [6 empty] | 0
3 |  | 5659 | 1751 | 73 | HC | 500 |  | OP | 88 | 1916 |  |  |  | WAT |  |  | 0 | 400 | 390 | 0 |  | 0 | 0 | 0 | 0 | 0 | 0 | [6 empty] | 0 | 0 | 0 | 0 | 1916 | 0 | 0 | E | [6 empty] | 0
3 |  | 5659 | 1751 | 74 | HC | 500 |  | OP | 88 | 1916 |  |  |  | WAT |  |  | 0 | 400 | 390 | 0 |  | 0 | 0 | 0 | 0 | 0 | 0 | [6 empty] | 0 | 0 | 0 | 0 | 1916 | 0 | 0 | E | [6 empty] | 0
3 |  | 5659 | 1751 | 75 | HC | 500 |  | OP | 88 | 1916 |  |  |  | WAT |  |  | 0 | 400 | 390 | 0 |  | 0 | 0 | 0 | 0 | 0 | 0 | [6 empty] | 0 | 0 | 0 | 0 | 1916 | 0 | 0 | E | [6 empty] | 0
3 |  | 5659 | 1751 | 76 | HC | 500 |  | OP | 88 | 1916 |  |  |  | WAT |  |  | 0 | 400 | 390 | 0 |  | 0 | 0 | 0 | 0 | 0 | 0 | [6 empty] | 0 | 0 | 0 | 0 | 1916 | 0 | 0 | E | [6 empty] | 0
3 |  | 5659 | 1751 | 77 | HC | 500 |  | OP | 88 | 1916 |  |  |  | WAT |  |  | 0 | 400 | 390 | 0 |  | 0 | 0 | 0 | 0 | 0 | 0 | [6 empty] | 0 | 0 | 0 | 0 | 1916 | 0 | 0 | E | [6 empty] | 0
3 |  | 5659 | 1751 | 78 | HC | 500 |  | OP | 88 | 1916 |  |  |  | WAT |  |  | 0 | 400 | 390 | 0 |  | 0 | 0 | 0 | 0 | 0 | 0 | [6 empty] | 0 | 0 | 0 | 0 | 1916 | 0 | 0 | E | [6 empty] | 0
3 |  | 5659 | 1751 | 79 | HC | 500 |  | OP | 88 | 1916 |  |  |  | WAT |  |  | 0 | 400 | 390 | 0 |  | 0 | 0 | 0 | 0 | 0 | 0 | [6 empty] | 0 | 0 | 0 | 0 | 1916 | 0 | 0 | E | [6 empty] | 0
3 |  | 5659 | 1751 | 80 | HC | 500 |  | OP | 88 | 1916 |  |  |  | WAT |  |  | 0 | 400 | 390 | 0 |  | 0 | 0 | 0 | 0 | 0 | 0 | [6 empty] | 0 | 0 | 0 | 0 | 1916 | 0 | 0 | E | [6 empty] | 0
3 |  | 5659 | 1752 | 8 | IC | 1400 |  |  | 88 | 1953 | FO2 |  |  | FO2 |  |  | 0 | 1400 | 1400 | 0 | RE | 4 | 1990 | 0 | 0 | 0 | 0 | [6 empty] | 0 | 0 | 0 | 0 | 1953 | 0 | 0 | E | [6 empty] | 0
3 |  | 5659 | 1752 | 9 | IC | 1500 |  |  | 88 | 1955 | FO2 |  |  | FO2 |  |  | 0 | 1500 | 1500 | 0 | RE | 4 | 1990 | 0 | 0 | 0 | 0 | [6 empty] | 0 | 0 | 0 | 0 | 1955 | 0 | 0 | E | [6 empty] | 0
3 |  | 5701 | 9 | 1 | GT | 80500 | P | OP | 7 | 1980 | NG | FO2 |  | NG | FO2 |  | 15800 | 69400 | 71100 | 0 |  | 0 | 0 | 0 | 0 | 0 | 0 | [6 empty] | 0 | 0 | 0 | 6 | 1980 | 0 | 0 | E | [6 empty] | 0
3 |  | 5701 | 2444 | 1 | ST | 15000 |  |  | 9 | 1930 |  |  |  | FO6 | NG |  | 0 | 0 | 0 | 0 | RE | 12 | 1980 | 0 | 0 | 0 | 0 | [6 empty] | 0 | 0 | 0 | 0 | 1930 | 0 | 0 | E | [6 empty] | 0
3 |  | 5701 | 2444 | 2 | ST | 25000 |  |  | 4 | 1929 |  |  |  | FO6 | NG |  | 0 | 0 | 0 | 0 | RE | 12 | 1983 | 0 | 0 | 0 | 0 | [6 empty] | 0 | 0 | 0 | 0 | 1929 | 0 | 0 | E | [6 empty] | 0
3 |  | 5701 | 2444 | 3 | ST | 22000 | C |  | 4 | 1949 | NG |  |  | NG | FO6 |  | 13700 | 19000 | 19200 | 0 | RE | 12 | 1985 | 0 | 0 | 0 | 0 | [6 empty] | 0 | 0 | 0 | 3 | 1949 | 0 | 0 | E | [6 empty] | 0
3 |  | 5701 | 2444 | 4 | ST | 34500 | C |  | 6 | 1951 | NG |  |  | NG | FO6 |  | 13660 | 34000 | 34400 | 0 | RE | 12 | 1985 | 0 | 0 | 0 | 0 | [6 empty] | 0 | 0 | 0 | 5 | 1951 | 0 | 0 | E | [6 empty] | 0
3 |  | 5701 | 2444 | 5 | ST | 37500 | C |  | 12 | 1954 | NG |  |  | NG | FO6 |  | 12740 | 34000 | 34800 | 0 | RE | 12 | 1985 | 0 | 0 | 0 | 0 | [6 empty] | 0 | 0 | 0 | 11 | 1954 | 0 | 0 | E | [6 empty] | 0
3 |  | 5701 | 2444 | 6 | ST | 50000 | C | OP | 6 | 1957 | NG |  |  | NG | FO2 |  | 11300 | 48000 | 48400 | 0 |  | 0 | 0 | 0 | 0 | 0 | 0 | [6 empty] | 0 | 0 | 0 | 5 | 1957 | 0 | 0 | E | [6 empty] | 0
3 |  | 5701 | 2444 | 7 | ST | 50000 | C | OP | 6 | 1958 | NG |  |  | NG | FO2 |  | 11500 | 48000 | 48300 | 0 |  | 0 | 0 | 0 | 0 | 0 | 0 | [6 empty] | 0 | 0 | 0 | 5 | 1958 | 0 | 0 | E | [6 empty] | 0
3 |  | 5701 | 2444 | 8 | ST | 166500 | C | OP | 7 | 1972 | NG |  |  | NG | FO2 |  | 9500 | 150200 | 150900 | 0 |  | 0 | 0 | 0 | 0 | 0 | 0 | [6 empty] | 0 | 0 | 0 | 4 | 1972 | 0 | 0 | E | [6 empty] | 0
3 |  | 5701 | 3456 | 1 | ST | 81600 | C | OP | 5 | 1960 | NG |  |  | NG | FO2 |  | 11200 | 81900 | 83100 | 0 |  | 0 | 0 | 0 | 0 | 0 | 0 | [6 empty] | 0 | 0 | 0 | 4 | 1960 | 0 | 0 | E | [6 empty] | 0
3 |  | 5701 | 3456 | 2 | ST | 81600 | C | OP | 6 | 1963 | NG |  |  | NG | FO2 |  | 11200 | 81000 | 82200 | 0 |  | 0 | 0 | 0 | 0 | 0 | 0 | [6 empty] | 0 | 0 | 0 | 4 | 1963 | 0 | 0 | E | [6 empty] | 0
3 |  | 5701 | 3456 | 3 | ST | 121800 | C | OP | 3 | 1966 | NG |  |  | NG | FO2 |  | 10900 | 103000 | 104100 | 0 |  | 0 | 0 | 0 | 0 | 0 | 0 | [6 empty] | 0 | 0 | 0 | 1 | 1966 | 0 | 0 | E | [6 empty] | 0
3 |  | 5701 | 3456 | 4 | CA | 120000 | C | OP | 8 | 1975 | NG |  |  | NG |  |  | 0 | 86000 | 86000 | 0 |  | 0 | 0 | 0 | 0 | 0 | 0 | [6 empty] | 0 | 0 | 0 | 5 | 1975 | 0 | 0 | E | [6 empty] | 0
3 |  | 5701 | 3456 | CT1 | CT | 85000 | C | OP | 8 | 1975 | NG | FO2 |  | NG | FO2 |  | 16200 | 62800 | 66850 | 0 |  | 0 | 0 | 0 | 0 | 0 | 0 | [6 empty] | 0 | 0 | 0 | 7 | 1975 | 0 | 0 | E | [6 empty] | 0
3 |  | 5701 | 3456 | CT2 | CT | 85000 | C | OP | 8 | 1975 | NG | FO2 |  | NG | FO2 |  | 16200 | 62800 | 66850 | 0 |  | 0 | 0 | 0 | 0 | 0 | 0 | [6 empty] | 0 | 0 | 0 | 7 | 1975 | 0 | 0 | E | [6 empty] | 0
3 |  | 5701 | 7235 | 1 | GT | 0 |  |  | 0 | 0 | [6 empty] | 0 | 0 | 0 | 70000 | PL | 0 | 0 | 1 | 1996 | 1 | 1996 |  |  |  | NG | FO2 |  | 70000 | 70000 | 0 | 0 | 0 | 57640 | 69199 | [7 empty] | 0
3 |  | 5701 | 7235 | 2 | GT | 0 |  |  | 0 | 0 | [6 empty] | 0 | 0 | 0 | 70000 | PL | 0 | 0 | 1 | 1998 | 1 | 1998 |  |  |  | NG | FO2 |  | 70000 | 70000 | 0 | 0 | 0 | 57640 | 69199 | [7 empty] | 0
3 |  | 5732 | 6221 | 1 | IC | 1000 |  |  | 99 | 1966 |  |  |  | FO2 |  |  | 0 | 0 | 0 | 0 | RE | 11 | 1982 | 0 | 0 | 0 | 0 | [6 empty] | 0 | 0 | 0 | 0 | 1966 | 0 | 0 | E | [6 empty] | 0
3 |  | 5732 | 6221 | 2 | IC | 1000 |  |  | 99 | 1966 |  |  |  | FO2 |  |  | 0 | 0 | 0 | 0 | RE | 11 | 1982 | 0 | 0 | 0 | 0 | [6 empty] | 0 | 0 | 0 | 0 | 1966 | 0 | 0 | E | [6 empty] | 0
3 |  | 5744 | 3571 | 1 | IC | 240 | C |  | 99 | 1939 | FO2 |  |  | FO2 |  |  | 0 | 0 | 0 | 240 | RE | 99 | 1955 | 0 | 0 | 0 | 0 | [6 empty] | 0 | 0 | 0 | 0 | 1939 | 0 | 0 | E | [6 empty] | 0
3 |  | 5744 | 3571 | 2 | IC | 240 | C |  | 99 | 1939 | FO2 |  |  | FO2 |  |  | 0 | 0 | 0 | 240 | RE | 99 | 1955 | 0 | 0 | 0 | 0 | [6 empty] | 0 | 0 | 0 | 0 | 1939 | 0 | 0 | E | [6 empty] | 0
3 |  | 5744 | 3571 | 3 | IC | 240 | C | SB | 99 | 1939 | FO2 |  |  | NG | FO2 | MF | 0 | 240 | 240 | 0 |  | 0 | 0 | 0 | 0 | 0 | 0 | [6 empty] | 0 | 0 | 0 | 0 | 1939 | 0 | 0 | E | [6 empty] | 0
3 |  | 5744 | 3571 | 4 | IC | 240 | C | SB | 99 | 1939 | FO2 |  |  | NG | FO2 |  | 0 | 240 | 240 | 0 |  | 0 | 0 | 0 | 0 | 0 | 0 | [6 empty] | 0 | 0 | 0 | 0 | 1939 | 0 | 0 | E | [6 empty] | 0
3 |  | 5744 | 3571 | 5 | IC | 500 | C | SB | 99 | 1945 | FO2 |  |  | NG | FO2 |  | 0 | 480 | 480 | 0 |  | 0 | 0 | 0 | 0 | 0 | 0 | [6 empty] | 0 | 0 | 0 | 0 | 1945 | 0 | 0 | E | [6 empty] | 0
3 |  | 5744 | 3571 | 6 | IC | 500 |  | SB | 99 | 1947 | FO2 |  |  | NG | FO2 |  | 0 | 500 | 500 | 0 |  | 0 | 0 | 0 | 0 | 0 | 0 | [6 empty] | 0 | 0 | 0 | 0 | 1947 | 0 | 0 | E | [6 empty] | 0
3 |  | 5744 | 3571 | 7 | IC | 1500 | C | SB | 99 | 1953 | NG |  |  | NG |  |  | 0 | 1250 | 1250 | 0 |  | 0 | 0 | 0 | 0 | 0 | 0 | [6 empty] | 0 | 0 | 0 | 0 | 1953 | 0 | 0 | E | [6 empty] | 0
3 |  | 5744 | 3571 | 8 | IC | 1250 | C | OP | 99 | 1959 | FO2 |  |  | NG | FO2 |  | 0 | 1250 | 1250 | 0 |  | 0 | 0 | 0 | 0 | 0 | 0 | [6 empty] | 0 | 0 | 0 | 0 | 1959 | 0 | 0 | E | [6 empty] | 0
3 | B040 | 5748 | 887 | 1 | ST | 183375 | B | OP | 8 | 1953 | FO2 |  |  | BIT |  |  | 10303 | 1014000 | 1014000 | 0 |  | 0 | 0 | 0 | 0 | 0 | 0 | [6 empty] | 0 | 0 | 0 | 0 | 1953 | 0 | 0 | E | [6 empty] | 0
3 | B040 | 5748 | 887 | 2 | ST | 183375 | B | OP | 9 | 1953 | FO2 |  |  | BIT |  |  | 10147 | 0 | 0 | 0 |  | 0 | 0 | 0 | 0 | 0 | 0 | [6 empty] | 0 | 0 | 0 | 0 | 1953 | 0 | 0 | E | [6 empty] | 0
3 | B040 | 5748 | 887 | 3 | ST | 183375 | B | OP | 5 | 1954 | FO2 |  |  | BIT |  |  | 10274 | 0 | 0 | 0 |  | 0 | 0 | 0 | 0 | 0 | 0 | [6 empty] | 0 | 0 | 0 | 0 | 1954 | 0 | 0 | E | [6 empty] | 0
3 | B040 | 5748 | 887 | 4 | ST | 183375 | B | OP | 8 | 1954 | FO2 |  |  | BIT |  |  | 10331 | 0 | 0 | 0 |  | 0 | 0 | 0 | 0 | 0 | 0 | [6 empty] | 0 | 0 | 0 | 0 | 1954 | 0 | 0 | E | [6 empty] | 0
3 | B040 | 5748 | 887 | 5 | ST | 183375 | B | OP | 6 | 1955 | FO2 |  |  | BIT |  |  | 10620 | 0 | 0 | 0 |  | 0 | 0 | 0 | 0 | 0 | 0 | [6 empty] | 0 | 0 | 0 | 0 | 1955 | 0 | 0 | E | [6 empty] | 0
3 | B040 | 5748 | 887 | 6 | ST | 183375 | B | OP | 8 | 1955 | FO2 |  |  | BIT |  |  | 10546 | 0 | 0 | 0 |  | 0 | 0 | 0 | 0 | 0 | 0 | [6 empty] | 0 | 0 | 0 | 0 | 1955 | 0 | 0 | E | [6 empty] | 0
3 |  | 5771 | 3360 | 1 | IC | 1000 |  |  | 99 | 1946 |  |  |  | FO2 |  |  | 0 | 0 | 0 | 0 | RE | 12 | 1981 | 0 | 0 | 0 | 0 | [6 empty] | 0 | 0 | 0 | 0 | 1946 | 0 | 0 | E | [6 empty] | 0
3 |  | 5771 | 3360 | 2 | IC | 1000 |  |  | 99 | 1930 |  |  |  | FO2 |  |  | 0 | 0 | 0 | 0 | RE | 12 | 1981 | 0 | 0 | 0 | 0 | [6 empty] | 0 | 0 | 0 | 0 | 1930 | 0 | 0 | E | [6 empty] | 0
3 |  | 5771 | 3360 | 3 | IC | 1000 |  |  | 99 | 1937 |  |  |  | FO2 |  |  | 0 | 0 | 0 | 0 | RE | 12 | 1981 | 0 | 0 | 0 | 0 | [6 empty] | 0 | 0 | 0 | 0 | 1937 | 0 | 0 | E | [6 empty] | 0
3 |  | 5771 | 3360 | 4 | IC | 1000 |  |  | 99 | 1942 |  |  |  | FO2 |  |  | 0 | 0 | 0 | 0 | RE | 12 | 1981 | 0 | 0 | 0 | 0 | [6 empty] | 0 | 0 | 0 | 0 | 1942 | 0 | 0 | E | [6 empty] | 0
3 |  | 5773 | 1971 | 1 | IC | 550 |  | SB | 88 | 1948 | FO2 |  |  | FO2 |  |  | 6350 | 550 | 550 | 0 |  | 0 | 0 | 0 | 0 | 0 | 0 | [6 empty] | 0 | 0 | 0 | 0 | 1948 | 0 | 0 | E | [6 empty] | 0
3 |  | 5773 | 1971 | 2 | IC | 550 |  | SB | 88 | 1948 | FO2 |  |  | FO2 |  |  | 6350 | 550 | 550 | 0 |  | 0 | 0 | 0 | 0 | 0 | 0 | [6 empty] | 0 | 0 | 0 | 0 | 1948 | 0 | 0 | E | [6 empty] | 0
3 |  | 5773 | 1971 | 3 | IC | 3000 |  | SB | 88 | 1962 | FO2 |  |  | NG | FO2 |  | 7000 | 3000 | 3000 | 0 |  | 0 | 0 | 0 | 0 | 0 | 0 | [6 empty] | 0 | 0 | 0 | 0 | 1962 | 0 | 0 | E | [6 empty] | 0
3 |  | 5773 | 1971 | 4 | IC | 5000 |  | SB | 88 | 1972 | FO2 |  |  | NG | FO2 |  | 9800 | 5000 | 5000 | 0 |  | 0 | 0 | 0 | 0 | 0 | 0 | [6 empty] | 0 | 0 | 0 | 0 | 1972 | 0 | 0 | E | [6 empty] | 0
3 |  | 5773 | 1971 | 6 | HC | 1000 |  |  | 99 | 1916 |  |  |  | WAT |  |  | 0 | 0 | 0 | 0 | RE | 4 | 1971 | 0 | 0 | 0 | 0 | [6 empty] | 0 | 0 | 0 | 0 | 1916 | 0 | 0 | E | [6 empty] | 0
3 |  | 5802 | 1274 | 1 | IC | 2100 |  | OP | 88 | 1965 | FO2 |  |  | FO2 | NG |  | 0 | 1900 | 1900 | 0 |  | 0 | 0 | 0 | 0 | 0 | 0 | [6 empty] | 0 | 0 | 0 | 0 | 1965 | 0 | 0 | E | [6 empty] | 0
3 |  | 5802 | 1274 | 2 | IC | 1400 |  | OP | 88 | 1957 | FO2 |  |  | FO2 | NG |  | 0 | 1300 | 1300 | 0 |  | 0 | 0 | 0 | 0 | 0 | 0 | [6 empty] | 0 | 0 | 0 | 0 | 1957 | 0 | 0 | E | [6 empty] | 0
3 |  | 5802 | 1274 | 3 | IC | 600 |  | OP | 88 | 1948 | FO2 |  |  | FO2 | NG |  | 0 | 500 | 500 | 0 |  | 0 | 0 | 0 | 0 | 0 | 0 | [6 empty] | 0 | 0 | 0 | 0 | 1948 | 0 | 0 | E | [6 empty] | 0
3 |  | 5802 | 1274 | 4 | IC | 1100 |  | OP | 88 | 1953 | FO2 |  |  | FO2 | NG |  | 0 | 1000 | 1000 | 0 |  | 0 | 0 | 0 | 0 | 0 | 0 | [6 empty] | 0 | 0 | 0 | 0 | 1953 | 0 | 0 | E | [6 empty] | 0
3 |  | 5802 | 1274 | 5 | IC | 3300 |  | OP | 88 | 1971 | FO2 |  |  | FO2 | NG |  | 0 | 3000 | 3000 | 0 |  | 0 | 0 | 0 | 0 | 0 | 0 | [6 empty] | 0 | 0 | 0 | 0 | 1971 | 0 | 0 | E | [6 empty] | 0
3 |  | 5834 | 4113 | 2 | IC | 155 |  | OP | 99 | 1930 | FO2 |  |  | FO2 | NG |  | 7968 | 125 | 125 | 0 |  | 0 | 0 | 0 | 0 | 0 | 0 | [6 empty] | 0 | 0 | 0 | 0 | 1930 | 0 | 0 | E | [6 empty] | 0
3 |  | 5834 | 4113 | 3 | IC | 200 | P | OP | 99 | 1936 | FO2 |  |  | FO2 | NG |  | 7968 | 155 | 155 | 0 |  | 0 | 0 | 0 | 0 | 0 | 0 | [6 empty] | 0 | 0 | 0 | 0 | 1936 | 0 | 0 | E | [6 empty] | 0
3 |  | 5834 | 4113 | 4 | IC | 300 | P | OP | 99 | 1945 | FO2 |  |  | FO2 | NG |  | 7968 | 225 | 255 | 0 |  | 0 | 0 | 0 | 0 | 0 | 0 | [6 empty] | 0 | 0 | 0 | 0 | 1945 | 0 | 0 | E | [6 empty] | 0
3 |  | 5834 | 4113 | 5 | IC | 2070 | P | OP | 1 | 1973 | FO2 |  |  | FO2 | NG |  | 7968 | 2100 | 2250 | 0 |  | 0 | 0 | 0 | 0 | 0 | 0 | [6 empty] | 0 | 0 | 0 | 1 | 1973 | 0 | 0 | [7 empty] | 0
3 |  | 5850 | 2235 | 1 | IC | 1000 |  |  | 99 | 1937 |  |  |  | NG | FO2 |  | 0 | 0 | 0 | 0 | RE | 12 | 1981 | 0 | 0 | 0 | 0 | [6 empty] | 0 | 0 | 0 | 0 | 1937 | 0 | 0 | E | [6 empty] | 0
3 |  | 5850 | 2235 | 2 | IC | 1140 | P | OP | 88 | 1968 | FO2 |  |  | NG | FO2 |  | 0 | 1140 | 1140 | 0 |  | 0 | 0 | 0 | 0 | 0 | 0 | [6 empty] | 0 | 0 | 0 | 0 | 1968 | 0 | 0 | E | [6 empty] | 0
3 |  | 5850 | 2235 | 3 | IC | 148 | P | OP | 88 | 1947 | FO2 |  |  | FO2 |  |  | 0 | 148 | 148 | 0 |  | 0 | 0 | 0 | 0 | 0 | 0 | [6 empty] | 0 | 0 | 0 | 0 | 1947 | 0 | 0 | E | [6 empty] | 0
3 |  | 5850 | 2235 | 4 | IC | 450 | P | OP | 88 | 1960 | FO2 |  |  | NG | FO2 |  | 0 | 450 | 450 | 0 |  | 0 | 0 | 0 | 0 | 0 | 0 | [6 empty] | 0 | 0 | 0 | 0 | 1960 | 0 | 0 | E | [6 empty] | 0
3 |  | 5850 | 2235 | 5 | IC | 1100 |  |  | 99 | 1970 |  |  |  | NG | FO2 |  | 0 | 0 | 0 | 0 | RE | 12 | 1981 | 0 | 0 | 0 | 0 | [6 empty] | 0 | 0 | 0 | 0 | 1970 | 0 | 0 | E | [6 empty] | 0
3 |  | 5860 | 1239 | 1 | ST | 10000 |  |  | 99 | 1910 |  |  |  | FO6 | NG |  | 0 | 0 | 0 | 0 | RE | 8 | 1977 | 0 | 0 | 0 | 0 | [6 empty] | 0 | 0 | 0 | 0 | 1910 | 0 | 0 | E | [6 empty] | 0
3 |  | 5860 | 1239 | 3 | ST | 10000 | P |  | 6 | 1923 | NG | FO6 |  | NG | FO6 |  | 30000 | 11000 | 11000 | 0 | RE | 6 | 1990 | 0 | 0 | 0 | 0 | [6 empty] | 0 | 0 | 0 | 5 | 1923 | 0 | 0 | E | [6 empty] | 0
3 |  | 5860 | 1239 | 4 | ST | 12500 | P |  | 6 | 1941 | NG | FO6 |  | NG | FO6 |  | 30500 | 9000 | 9000 | 0 | RE | 6 | 1990 | 0 | 0 | 0 | 0 | [6 empty] | 0 | 0 | 0 | 5 | 1941 | 0 | 0 | E | [6 empty] | 0
3 |  | 5860 | 1239 | 6 | ST | 25000 | P | OP | 6 | 1939 | NG | FO6 |  | NG | FO2 |  | 19000 | 31500 | 31500 | 0 | RT | 6 | 1995 | 0 | 0 | 0 | 0 | [6 empty] | 0 | 0 | 0 | 5 | 1939 | 0 | 0 | E | [6 empty] | 0
3 |  | 5860 | 1239 | 7 | ST | 37500 | C | OP | 6 | 1950 | NG | FO2 |  | SUB | BIT | NG | 12500 | 38100 | 38100 | 0 |  | 0 | 0 | 0 | 0 | 0 | 0 | [6 empty] | 0 | 0 | 0 | 5 | 1950 | 0 | 0 | E | [6 empty] | 0
3 |  | 5860 | 1239 | 8 | ST | 50000 | C | OP | 6 | 1954 | NG | FO2 |  | SUB | BIT | NG | 12700 | 53200 | 53200 | 0 |  | 0 | 0 | 0 | 0 | 0 | 0 | [6 empty] | 0 | 0 | 0 | 5 | 1954 | 0 | 0 | E | [6 empty] | 0
3 |  | 5860 | 1239 | 9 | GT | 12500 | P | OP | 6 | 1964 | NG | FO2 |  | NG | FO2 |  | 15000 | 14500 | 14500 | 0 |  | 0 | 0 | 0 | 0 | 0 | 0 | [6 empty] | 0 | 0 | 0 | 5 | 1964 | 0 | 0 | E | [6 empty] | 0
3 |  | 5860 | 1239 | 10 | GT | 16320 | P | OP | 12 | 1988 | NG | FO2 |  | NG | FO2 |  | 13545 | 16500 | 16500 | 0 |  | 0 | 0 | 0 | 0 | 0 | 0 | [6 empty] | 0 | 0 | 0 | 12 | 1988 | 0 | 0 | [7 empty] | 0
3 |  | 5860 | 1239 | 11 | GT | 16320 | P | OP | 11 | 1988 | NG | FO2 |  | NG | FO2 |  | 13545 | 16500 | 16500 | 0 |  | 0 | 0 | 9 | 1988 | 0 | 0 | [6 empty] | 0 | 0 | 0 | 11 | 1988 | 0 | 0 | [7 empty] | 0
3 |  | 5860 | 1239 | GT10 | GT | 0 |  |  | 0 | 0 | [6 empty] | 0 | 0 | 0 | 80000 | CN | 3 | 1986 | 6 | 1988 | 0 | 0 | OT |  |  | NG | FO2 |  | 80000 | 80000 | 0 | 0 | 0 | 66000 | 79000 | [7 empty] | 0
3 |  | 5860 | 2076 | 1 | ST | 212800 | B | OP | 6 | 1970 | FO2 |  |  | SUB | BIT | FO2 | 11100 | 191000 | 191000 | 0 |  | 0 | 0 | 0 | 0 | 0 | 0 | [6 empty] | 0 | 0 | 0 | 4 | 1970 | 0 | 0 | E | [6 empty] | 0
3 |  | 5860 | 2076 | 2 | ST | 18750 | B | OP | 4 | 1986 | FO2 |  |  | SUB | BIT | FO2 | 11100 | 20000 | 20000 | 0 |  | 0 | 0 | 6 | 1986 | 0 | 0 | [6 empty] | 0 | 0 | 0 | 4 | 1986 | 0 | 0 | [7 empty] | 0
3 |  | 5860 | 2076 | 3 | ST | 0 |  |  | 0 | 0 | [6 empty] | 0 | 0 | 0 | 300000 | CN | 99 | 9999 | 6 | 1985 | 88 | 1988 |  |  |  | BIT |  |  | 0 | 0 | 0 | 0 | 0 | 281000 | 287000 | [7 empty] | 0
3 |  | 5860 | 6223 | 1 | GT | 129000 | P | OP | 3 | 1978 | FO2 |  |  | FO2 |  |  | 13500 | 90000 | 104000 | 129000 | FC | 0 | 0 | 6 | 1995 | 6 | 1995 |  |  |  | NG | FO2 |  | 90000 | 104000 | 0 | 2 | 1978 | 104829 | 125883 | E |  |  |  | Y | Existing unit will be converted to operate in combine cycle with proposed steam unit 3 |  | 0
3 |  | 5860 | 6223 | 2 | GT | 129000 | P | OP | 6 | 1981 | FO2 |  |  | FO2 |  |  | 13500 | 90000 | 104000 | 129000 | FC | 0 | 0 | 6 | 1997 | 6 | 1997 |  |  |  | NG | FO2 |  | 90000 | 104000 | 0 | 5 | 1981 | 104829 | 125883 | E | [6 empty] | 0
3 |  | 5860 | 6223 | 3 | CA | 0 |  |  | 0 | 0 | [6 empty] | 0 | 0 | 0 | 75000 | CN | 9 | 1991 | 6 | 1992 | 0 | 0 | OT |  |  | NG | FO2 |  | 75000 | 75000 | 0 | 0 | 0 | 62621 | 66948 | [7 empty] | 0
3 |  | 5860 | 6223 | 4 | CA | 0 |  |  | 0 | 0 | [6 empty] | 0 | 0 | 0 | 75000 | CN | 9 | 1991 | 6 | 1997 | 0 | 0 | OT |  |  | NG | FO2 |  | 75000 | 75000 | 0 | 0 | 0 | 62621 | 66948 | [7 empty] | 0
3 |  | 5860 | 6223 | CT3 | GT | 0 |  |  | 0 | 0 | [6 empty] | 0 | 0 | 0 | 32000 | CN | 9 | 1991 | 6 | 1999 | 0 | 0 | OT |  |  | NG | FO2 |  | 32000 | 32000 | 0 | 0 | 0 | 26798 | 32163 | [7 empty] | 0
3 |  | 5860 | 6223 | CT4 | GT | 0 |  |  | 0 | 0 | [6 empty] | 0 | 0 | 0 | 70000 | CN | 9 | 1991 | 6 | 2000 | 0 | 0 | OT |  |  | NG | FO2 |  | 70000 | 70000 | 0 | 0 | 0 | 57640 | 69199 | [7 empty] | 0
3 |  | 5860 | 6223 | NA2 | GT | 0 |  |  | 0 | 0 | [6 empty] | 0 | 0 | 0 | 32000 | CN | 9 | 1991 | 6 | 1995 | 0 | 0 | OT |  |  | NG | FO2 |  | 32000 | 32000 | 0 | 0 | 0 | 26798 | 32163 | [7 empty] | 0
3 |  | 5860 | 6223 | NA3 | GT | 0 |  |  | 0 | 0 | [6 empty] | 0 | 0 | 0 | 32000 | CN | 9 | 1991 | 6 | 1995 | 0 | 0 | OT |  |  | NG | FO2 |  | 32000 | 32000 | 0 | 0 | 0 | 26798 | 32163 | [7 empty] | 0
3 |  | 5860 | 6280 | 1 | HC | 4000 | C | OP | 6 | 1931 |  |  |  | WAT |  |  | 0 | 4000 | 4000 | 0 |  | 0 | 0 | 0 | 0 | 0 | 0 | [6 empty] | 0 | 0 | 0 | 3 | 1931 | 0 | 0 | E | [6 empty] | 0
3 |  | 5860 | 6280 | 2 | HC | 4000 | C | OP | 6 | 1931 |  |  |  | WAT |  |  | 0 | 4000 | 4000 | 0 |  | 0 | 0 | 0 | 0 | 0 | 0 | [6 empty] | 0 | 0 | 0 | 3 | 1931 | 0 | 0 | E | [6 empty] | 0
3 |  | 5860 | 6280 | 3 | HC | 4000 | C | OP | 6 | 1931 |  |  |  | WAT |  |  | 0 | 4000 | 4000 | 0 |  | 0 | 0 | 0 | 0 | 0 | 0 | [6 empty] | 0 | 0 | 0 | 3 | 1931 | 0 | 0 | E | [6 empty] | 0
3 |  | 5860 | 6280 | 4 | HC | 4000 | C | OP | 6 | 1931 |  |  |  | WAT |  |  | 0 | 4000 | 4000 | 0 |  | 0 | 0 | 0 | 0 | 0 | 0 | [6 empty] | 0 | 0 | 0 | 3 | 1931 | 0 | 0 | E | [6 empty] | 0
3 |  | 5860 | 7296 | NA1 | GT | 0 |  |  | 0 | 0 | [6 empty] | 0 | 0 | 0 | 80000 | PL | 0 | 0 | 6 | 1995 | 6 | 1995 |  |  |  | NG | FO2 |  | 80000 | 80000 | 0 | 0 | 0 | 65684 | 78861 | [7 empty] | 0
3 |  | 5860 | 7296 | NA2 | GT | 0 |  |  | 0 | 0 | [6 empty] | 0 | 0 | 0 | 80000 | PL | 0 | 0 | 6 | 1997 | 6 | 1997 |  |  |  | NG | FO2 |  | 80000 | 80000 | 0 | 0 | 0 | 65684 | 78861 | [7 empty] | 0
3 |  | 5860 | 7301 | NA1 | ST | 0 |  |  | 0 | 0 | [6 empty] | 0 | 0 | 0 | 160000 | PL | 0 | 0 | 6 | 2000 | 6 | 2000 |  |  |  | SUB |  |  | 160000 | 160000 | 0 | 0 | 0 | 151528 | 154719 | [7 empty] | 0
3 |  | 5861 | 6626 | 1 | NP | 0 |  |  | 0 | 0 | [6 empty] | 0 | 0 | 0 | 1300000 | CN | 11 | 1977 | 11 | 1987 | 5 | 1991 |  |  |  | UR |  |  | 0 | 0 | 0 | 0 | 0 | 1120000 | 1070000 | [7 empty] | 0
3 |  | 5861 | 6627 | 1 | NP | 0 |  |  | 0 | 0 | [6 empty] | 0 | 0 | 0 | 1300000 | CN | 11 | 1977 | 5 | 1987 | 5 | 1992 |  |  |  | UR |  |  | 0 | 0 | 0 | 0 | 0 | 1120000 | 1070000 | [7 empty] | 0
3 |  | 5861 | 6786 | 1 | NP | 0 |  |  | 0 | 0 | [6 empty] | 0 | 0 | 0 | 1300000 | CN | 12 | 1981 | 5 | 1987 | 5 | 1989 |  |  |  | UR |  |  | 0 | 0 | 0 | 0 | 0 | 1120000 | 1070000 | [7 empty] | 0
3 |  | 5915 | 3757 | HY1 | HC | 200 | B | OP | 88 | 1928 | WAT |  |  | WAT |  |  | 0 | 110 | 110 | 0 |  | 0 | 0 | 0 | 0 | 0 | 0 | [6 empty] | 0 | 0 | 0 | 0 | 1928 | 0 | 0 | E | [6 empty] | 0
3 |  | 5915 | 4246 | HY1 | HC | 600 | B | OP | 88 | 1944 | WAT |  |  | WAT |  |  | 0 | 600 | 600 | 0 |  | 0 | 0 | 0 | 0 | 0 | 0 | [6 empty] | 0 | 0 | 0 | 0 | 1944 | 0 | 0 | E | [6 empty] | 0
3 |  | 5915 | 4247 | IC1 | IC | 700 | C | OP | 88 | 1949 | FO2 |  |  | FO2 |  |  | 0 | 700 | 700 | 0 |  | 0 | 0 | 0 | 0 | 0 | 0 | [6 empty] | 0 | 0 | 0 | 0 | 1949 | 0 | 0 | E | [6 empty] | 0
3 |  | 5915 | 4247 | IC2 | IC | 200 | C | OP | 88 | 1938 | FO2 |  |  | FO2 |  |  | 0 | 200 | 200 | 0 |  | 0 | 0 | 0 | 0 | 0 | 0 | [6 empty] | 0 | 0 | 0 | 0 | 1938 | 0 | 0 | E | [6 empty] | 0
3 |  | 5932 | 925 | 2 | HC | 765 |  | OP | 9 | 1984 |  |  |  | WAT |  |  | 0 | 625 | 180 | 0 |  | 0 | 0 | 0 | 0 | 0 | 0 | [6 empty] | 0 | 0 | 0 | 6 | 1984 | 0 | 0 | E | [6 empty] | 0
3 |  | 5932 | 925 | 3 | HC | 2125 |  | OP | 9 | 1984 |  |  |  | WAT |  |  | 0 | 2000 | 150 | 0 |  | 0 | 0 | 0 | 0 | 0 | 0 | [6 empty] | 0 | 0 | 0 | 6 | 1984 | 0 | 0 | E | [6 empty] | 0
3 |  | 5932 | 3668 | 1 | HC | 150 |  | OP | 4 | 1906 |  |  |  | WAT |  |  | 0 | 200 | 65 | 0 |  | 0 | 0 | 0 | 0 | 0 | 0 | [6 empty] | 0 | 0 | 0 | 1 | 1906 | 0 | 0 | E | [6 empty] | 0
3 |  | 5932 | 7133 | 1 | HC | 120 |  | OP | 10 | 1989 |  |  |  | WAT |  |  | 0 | 95 | 33 | 0 |  | 0 | 0 | 6 | 1989 | 0 | 0 | [6 empty] | 0 | 0 | 0 | 10 | 1989 | 0 | 0 | [7 empty] | 0
3 |  | 5957 | 1276 | 1 | IC | 700 |  | SB | 11 | 1953 | FO2 | NG |  | FO2 | NG |  | 11990 | 500 | 500 | 0 |  | 0 | 0 | 0 | 1990 | 0 | 0 | [6 empty] | 0 | 0 | 0 | 10 | 1953 | 0 | 0 | E | [6 empty] | 0
3 |  | 5957 | 1276 | 2 | IC | 400 |  | SB | 1 | 1952 | FO2 | NG |  | FO2 | NG |  | 11990 | 250 | 250 | 0 |  | 0 | 0 | 0 | 0 | 0 | 0 | [6 empty] | 0 | 0 | 0 | 12 | 1951 | 0 | 0 | E | [6 empty] | 0
3 |  | 5957 | 1276 | 3 | IC | 1250 |  | SB | 11 | 1958 | FO2 | NG |  | FO2 | NG |  | 11990 | 1050 | 1050 | 0 |  | 0 | 0 | 0 | 0 | 0 | 0 | [6 empty] | 0 | 0 | 0 | 10 | 1958 | 0 | 0 | E | [6 empty] | 0
3 |  | 5957 | 1276 | 4 | IC | 1500 |  | SB | 4 | 1964 | FO2 | NG |  | FO2 | NG |  | 11990 | 1250 | 1250 | 0 |  | 0 | 0 | 0 | 0 | 0 | 0 | [6 empty] | 0 | 0 | 0 | 3 | 1964 | 0 | 0 | E | [6 empty] | 0
3 |  | 5969 | 457 | 1 | HC | 350 |  |  | 99 | 1928 |  |  |  | WAT |  |  | 0 | 350 | 350 | 0 | RE | 0 | 1928 | 0 | 0 | 0 | 0 | [6 empty] | 0 | 0 | 0 | 0 | 0 | 0 | 0 | E | [6 empty] | 0
3 |  | 5969 | 457 | 2 | HC | 150 |  |  | 99 | 1915 |  |  |  | WAT |  |  | 0 | 150 | 150 | 0 | RE | 0 | 1915 | 0 | 0 | 0 | 0 | [6 empty] | 0 | 0 | 0 | 0 | 0 | 0 | 0 | E | [6 empty] | 0
3 |  | 5969 | 457 | 3 | HC | 150 |  |  | 99 | 1915 |  |  |  | WAT |  |  | 0 | 150 | 150 | 0 | RE | 3 | 1980 | 0 | 0 | 0 | 0 | [6 empty] | 0 | 0 | 0 | 0 | 1915 | 0 | 0 | E | [6 empty] | 0
3 |  | 5969 | 457 | HC1 | HC | 753 | B | OP | 6 | 1986 | WAT |  |  | WAT |  |  | 0 | 753 | 753 | 0 |  | 0 | 0 | 9 | 1983 | 0 | 0 | [6 empty] | 0 | 0 | 0 | 6 | 1986 | 0 | 0 | [7 empty] | 0
3 |  | 5969 | 457 | HC2 | HC | 753 | B | OP | 6 | 1986 | WAT |  |  | WAT |  |  | 0 | 753 | 753 | 0 |  | 0 | 0 | 9 | 1983 | 0 | 0 | [6 empty] | 0 | 0 | 0 | 6 | 1986 | 0 | 0 | [7 empty] | 0
3 |  | 5969 | 458 | 1 | HC | 150 | B | OP | 99 | 1915 | WAT |  |  | WAT |  |  | 0 | 150 | 150 | 0 |  | 0 | 0 | 0 | 0 | 0 | 0 | [6 empty] | 0 | 0 | 0 | 0 | 1915 | 0 | 0 | E | [6 empty] | 0
3 |  | 5969 | 458 | 2 | HC | 150 | B | OP | 99 | 1915 | WAT |  |  | WAT |  |  | 0 | 150 | 150 | 0 |  | 0 | 0 | 0 | 0 | 0 | 0 | [6 empty] | 0 | 0 | 0 | 0 | 1915 | 0 | 0 | E | [6 empty] | 0
3 |  | 5995 | 6222 | 1 | IC | 1000 |  |  | 99 | 1938 |  |  |  | UNK |  |  | 0 | 0 | 0 | 0 | RE | 0 | 0 | 0 | 0 | 0 | 0 | [6 empty] | 0 | 0 | 0 | 0 | 1938 | 0 | 0 | E | [6 empty] | 0
3 |  | 5995 | 6222 | 2 | IC | 1000 |  |  | 99 | 1938 |  |  |  | FO2 |  |  | 0 | 0 | 0 | 0 | RE | 0 | 0 | 0 | 0 | 0 | 0 | [6 empty] | 0 | 0 | 0 | 0 | 1938 | 0 | 0 | E | [6 empty] | 0
3 |  | 5995 | 6222 | 3 | IC | 1000 |  |  | 99 | 1946 |  |  |  | FO2 |  |  | 0 | 0 | 0 | 0 | RE | 0 | 0 | 0 | 0 | 0 | 0 | [6 empty] | 0 | 0 | 0 | 0 | 1946 | 0 | 0 | E | [6 empty] | 0
3 |  | 5995 | 6222 | 4 | IC | 1000 |  |  | 99 | 1950 |  |  |  | UNK |  |  | 0 | 0 | 0 | 0 | RE | 0 | 0 | 0 | 0 | 0 | 0 | [6 empty] | 0 | 0 | 0 | 0 | 1950 | 0 | 0 | E | [6 empty] | 0
3 |  | 5997 | 498 | 1 | HC | 600 |  |  | 88 | 1909 |  |  |  | WAT |  |  | 0 | 0 | 0 | 0 | RE | 99 | 1982 | 0 | 0 | 0 | 0 | [6 empty] | 0 | 0 | 0 | 0 | 1909 | 0 | 0 | E | [6 empty] | 0
3 |  | 5997 | 498 | 2 | HC | 200 |  |  | 88 | 1923 |  |  |  | WAT |  |  | 0 | 0 | 0 | 0 | RE | 99 | 1982 | 0 | 0 | 0 | 0 | [6 empty] | 0 | 0 | 0 | 0 | 1923 | 0 | 0 | E | [6 empty] | 0
3 |  | 5998 | 1137 | 1 | IC | 1400 |  |  | 8 | 1940 |  |  |  | FO2 |  |  | 0 | 0 | 0 | 0 | RE | 12 | 1971 | 0 | 0 | 0 | 0 | [6 empty] | 0 | 0 | 0 | 0 | 1940 | 0 | 0 | E | [6 empty] | 0
3 |  | 5998 | 1137 | 2 | IC | 1600 | C | SB | 12 | 1946 | FO2 |  |  | FO2 |  |  | 14000 | 1200 | 1400 | 0 |  | 0 | 0 | 0 | 0 | 0 | 0 | [6 empty] | 0 | 0 | 0 | 11 | 1946 | 0 | 0 | E | [6 empty] | 0
3 |  | 5998 | 1137 | 3 | IC | 3000 | C | SB | 6 | 1960 | FO2 |  |  | FO2 | NG |  | 8369 | 2700 | 2900 | 0 |  | 0 | 0 | 0 | 0 | 0 | 0 | [6 empty] | 0 | 0 | 0 | 5 | 1960 | 0 | 0 | E | [6 empty] | 0
3 |  | 5998 | 1137 | 4 | IC | 4000 | C | SB | 6 | 1969 | FO2 |  |  | FO2 | NG |  | 9420 | 3600 | 3600 | 0 |  | 0 | 0 | 0 | 0 | 0 | 0 | [6 empty] | 0 | 0 | 0 | 5 | 1969 | 0 | 0 | E | [6 empty] | 0
3 |  | 5998 | 1137 | 5 | IC | 4000 | C | SB | 1 | 1969 | FO2 |  |  | FO2 | NG |  | 9388 | 3600 | 3600 | 0 |  | 0 | 0 | 0 | 0 | 0 | 0 | [6 empty] | 0 | 0 | 0 | 12 | 1968 | 0 | 0 | E | [6 empty] | 0
3 |  | 5998 | 1137 | 6 | IC | 2000 | C | SB | 1 | 1950 | FO2 |  |  | FO2 |  |  | 10701 | 1800 | 1800 | 0 |  | 0 | 0 | 0 | 0 | 0 | 0 | [6 empty] | 0 | 0 | 0 | 12 | 1949 | 0 | 0 | E | [6 empty] | 0
3 |  | 5998 | 1137 | 7 | IC | 3000 | C | SB | 1 | 1960 | FO2 |  |  | FO2 | NG |  | 8785 | 2700 | 2900 | 0 |  | 0 | 0 | 0 | 0 | 0 | 0 | [6 empty] | 0 | 0 | 0 | 12 | 1959 | 0 | 0 | E | [6 empty] | 0
3 |  | 5998 | 1137 | 8 | IC | 400 | C |  | 3 | 1948 | FO2 |  |  | FO2 |  |  | 11565 | 400 | 400 | 0 | RE | 12 | 1985 | 0 | 0 | 0 | 0 | [6 empty] | 0 | 0 | 0 | 2 | 1948 | 0 | 0 | [7 empty] | 0
3 |  | 6022 | 3067 | 1 | HC | 39995 |  | OP | 8 | 1963 | WAT |  |  | WAT |  |  | 0 | 40800 | 40800 | 0 |  | 0 | 0 | 0 | 0 | 0 | 0 | [6 empty] | 0 | 0 | 0 | 5 | 1963 | 0 | 0 | E | [6 empty] | 0
3 |  | 6022 | 3067 | 2 | HC | 39995 |  | OP | 8 | 1963 | WAT |  |  | WAT |  |  | 0 | 40800 | 40800 | 0 |  | 0 | 0 | 0 | 0 | 0 | 0 | [6 empty] | 0 | 0 | 0 | 5 | 1963 | 0 | 0 | E | [6 empty] | 0
3 |  | 6022 | 3067 | 3 | HC | 9975 |  | OP | 88 | 1963 | WAT |  |  | WAT |  |  | 0 | 3800 | 3800 | 0 |  | 0 | 0 | 0 | 0 | 0 | 0 | [6 empty] | 0 | 0 | 0 | 0 | 1963 | 0 | 0 | E | [6 empty] | 0
3 | A009 | 6022 | 3068 | 1 | HC | 6000 |  | OP | 88 | 1930 | WAT |  |  | WAT |  |  | 0 | 12000 | 12000 | 0 |  | 0 | 0 | 0 | 0 | 0 | 0 | [6 empty] | 0 | 0 | 0 | 0 | 1930 | 0 | 0 | E | [6 empty] | 0
3 | A009 | 6022 | 3068 | 2 | HC | 7500 |  | OP | 88 | 1950 | WAT |  |  | WAT |  |  | 0 | 0 | 0 | 0 |  | 0 | 0 | 0 | 0 | 0 | 0 | [6 empty] | 0 | 0 | 0 | 0 | 1950 | 0 | 0 | E | [6 empty] | 0
3 |  | 6022 | 3069 | 1 | ST | 6000 |  |  | 99 | 1931 |  |  |  | PET |  |  | 0 | 0 | 0 | 0 | RE | 7 | 1981 | 0 | 0 | 0 | 0 | [6 empty] | 0 | 0 | 0 | 0 | 1931 | 0 | 0 | E | [6 empty] | 0
3 |  | 6022 | 3069 | 2 | ST | 7500 |  |  | 99 | 1941 |  |  |  | WD | PET |  | 0 | 0 | 0 | 0 | RE | 7 | 1981 | 0 | 0 | 0 | 0 | [6 empty] | 0 | 0 | 0 | 0 | 1941 | 0 | 0 | E | [6 empty] | 0
3 |  | 6022 | 3069 | 3 | ST | 11500 |  | OP | 99 | 1950 | WD |  |  | WD |  |  | 0 | 11352 | 11607 | 0 |  | 0 | 0 | 0 | 0 | 0 | 0 | [6 empty] | 0 | 0 | 0 | 0 | 1950 | 0 | 0 | E | E | E |  |  |  |  | 0
3 |  | 6022 | 3071 | 1 | HC | 8000 |  | OP | 88 | 1949 |  |  |  | WAT |  |  | 0 | 6900 | 6900 | 0 |  | 0 | 0 | 0 | 0 | 0 | 0 | [6 empty] | 0 | 0 | 0 | 0 | 1949 | 0 | 0 | E | [6 empty] | 0
3 |  | 6129 | 79 | 1 | ST | 5000 | B | OP | 88 | 1954 |  |  |  | SUB |  |  | 14000 | 5000 | 5000 | 0 |  | 0 | 0 | 0 | 0 | 0 | 0 | [6 empty] | 0 | 0 | 0 | 0 | 1954 | 0 | 0 | E | [6 empty] | 0
3 |  | 6129 | 79 | 2 | ST | 2000 | B | OP | 88 | 1951 |  |  |  | SUB |  |  | 14000 | 2000 | 2000 | 0 |  | 0 | 0 | 0 | 0 | 0 | 0 | [6 empty] | 0 | 0 | 0 | 0 | 1951 | 0 | 0 | E | [6 empty] | 0
3 |  | 6129 | 79 | 3 | ST | 1500 | B | OP | 88 | 1951 |  |  |  | SUB |  |  | 14000 | 1500 | 1500 | 0 |  | 0 | 0 | 0 | 0 | 0 | 0 | [6 empty] | 0 | 0 | 0 | 0 | 1951 | 0 | 0 | E | [6 empty] | 0
3 |  | 6129 | 79 | 4 | GT | 5250 | P | OS | 88 | 1963 |  |  |  | FO2 |  |  | 23000 | 5250 | 7000 | 0 |  | 0 | 0 | 0 | 0 | 0 | 0 | [6 empty] | 0 | 0 | 0 | 0 | 1963 | 0 | 0 | E | [6 empty] | 0
3 |  | 6129 | 79 | 5 | ST | 20000 | B | OP | 88 | 1970 |  |  |  | SUB |  |  | 13000 | 20000 | 20000 | 0 |  | 0 | 0 | 0 | 0 | 0 | 0 | [6 empty] | 0 | 0 | 0 | 0 | 1970 | 0 | 0 | E | [6 empty] | 0
3 |  | 6129 | 79 | 6 | GT | 23100 | P | OP | 11 | 1976 |  |  |  | FO2 |  |  | 17200 | 23100 | 29300 | 0 |  | 0 | 0 | 0 | 0 | 0 | 0 | [6 empty] | 0 | 0 | 0 | 10 | 1976 | 0 | 0 | E | [6 empty] | 0
3 |  | 6129 | 79 | D1 | IC | 2750 | P |  | 88 | 1967 | FO2 |  |  | FO2 |  |  | 11800 | 2750 | 3000 | 0 | SD | 2 | 1990 | 0 | 0 | 0 | 0 | [6 empty] | 0 | 0 | 0 | 0 | 1967 | 0 | 0 | E | [6 empty] | 0
3 |  | 6129 | 79 | D2 | IC | 2750 | P |  | 88 | 1968 | FO2 |  |  | FO2 |  |  | 11800 | 2750 | 3000 | 0 | SD | 2 | 1990 | 0 | 0 | 0 | 0 | [6 empty] | 0 | 0 | 0 | 0 | 1968 | 0 | 0 | E | [6 empty] | 0
3 |  | 6129 | 79 | D3 | IC | 2750 | P |  | 88 | 1969 | FO2 |  |  | FO2 |  |  | 11800 | 2750 | 3000 | 0 | SD | 2 | 1990 | 0 | 0 | 0 | 0 | [6 empty] | 0 | 0 | 0 | 0 | 1969 | 0 | 0 | E | [6 empty] | 0
3 |  | 6132 | 2236 | 1 | ST | 4000 | P | SB | 88 | 1948 | NG |  |  | NG | FO6 |  | 13900 | 3800 | 4000 | 0 |  | 0 | 0 | 0 | 0 | 0 | 0 | [6 empty] | 0 | 0 | 0 | 0 | 1948 | 0 | 0 | E | [6 empty] | 0
3 |  | 6132 | 2236 | 2 | ST | 2500 | P | SB | 88 | 1938 | NG |  |  | NG | FO6 |  | 14000 | 2500 | 2500 | 0 |  | 0 | 0 | 0 | 0 | 0 | 0 | [6 empty] | 0 | 0 | 0 | 0 | 1938 | 0 | 0 | E | [6 empty] | 0
3 |  | 6132 | 2236 | 3 | ST | 2000 |  |  | 99 | 1928 |  |  |  | NG |  |  | 0 | 0 | 0 | 0 | RE | 99 | 1982 | 0 | 0 | 0 | 0 | [6 empty] | 0 | 0 | 0 | 0 | 1928 | 0 | 0 | E | [6 empty] | 0
3 |  | 6132 | 2236 | 4 | ST | 12500 | P | SB | 88 | 1965 | NG |  |  | NG | FO6 |  | 12900 | 12500 | 13000 | 0 |  | 0 | 0 | 0 | 0 | 0 | 0 | [6 empty] | 0 | 0 | 0 | 0 | 1965 | 0 | 0 | E | [6 empty] | 0
3 |  | 6138 | 1972 | 1 | IC | 900 | P | SB | 88 | 1948 | FO2 |  |  | FO2 |  |  | 3412 | 900 | 900 | 0 |  | 0 | 0 | 0 | 0 | 0 | 0 | [6 empty] | 0 | 0 | 0 | 0 | 1948 | 0 | 0 | E | [6 empty] | 0
3 |  | 6138 | 1972 | 2 | IC | 200 | P | SB | 0 | 1935 | FO2 |  |  | FO2 |  |  | 3412 | 200 | 200 | 0 |  | 0 | 0 | 0 | 0 | 0 | 0 | [6 empty] | 0 | 0 | 0 | 0 | 1935 | 0 | 0 | [7 empty] | 0
3 |  | 6138 | 1972 | 3 | IC | 200 | P |  | 88 | 1938 | FO2 |  |  | FO2 |  |  | 3412 | 200 | 200 | 0 | RE | 12 | 1986 | 0 | 0 | 0 | 0 | [6 empty] | 0 | 0 | 0 | 0 | 1938 | 0 | 0 | E | [6 empty] | 0
3 |  | 6138 | 1972 | 4 | IC | 600 | P | SB | 88 | 1940 | FO2 |  |  | FO2 |  |  | 3412 | 600 | 600 | 0 |  | 0 | 0 | 0 | 0 | 0 | 0 | [6 empty] | 0 | 0 | 0 | 0 | 1940 | 0 | 0 | E | [6 empty] | 0
3 |  | 6141 | 940 | 1 | ST | 1800 |  |  | 88 | 1939 |  |  |  | BIT |  |  | 24000 | 1800 | 1800 | 0 | RE | 6 | 1975 | 0 | 0 | 0 | 0 | [6 empty] | 0 | 0 | 0 | 0 | 1939 | 0 | 0 | E | [6 empty] | 0
3 |  | 6141 | 940 | 2 | ST | 2500 |  |  | 88 | 1942 |  |  |  | BIT |  |  | 24000 | 2500 | 2500 | 0 | RE | 6 | 1975 | 0 | 0 | 0 | 0 | [6 empty] | 0 | 0 | 0 | 0 | 1942 | 0 | 0 | E | [6 empty] | 0
3 |  | 6141 | 940 | 3 | ST | 4000 |  |  | 88 | 1948 |  |  |  | BIT |  |  | 24000 | 4000 | 4000 | 0 | RE | 6 | 1975 | 0 | 0 | 0 | 0 | [6 empty] | 0 | 0 | 0 | 0 | 1948 | 0 | 0 | E | [6 empty] | 0
3 |  | 6141 | 940 | 4 | ST | 5000 | P | SB | 88 | 1980 | FO2 |  |  | FO2 |  |  | 20000 | 4500 | 4500 | 0 |  | 0 | 0 | 0 | 0 | 0 | 0 | [6 empty] | 0 | 0 | 0 | 0 | 1980 | 0 | 0 | E | [6 empty] | 0
3 |  | 6141 | 940 | IC5 | IC | 2400 | P | OP | 88 | 1967 | FO2 |  |  | NG | FO2 |  | 10000 | 2400 | 2400 | 0 |  | 0 | 0 | 0 | 0 | 0 | 0 | [6 empty] | 0 | 0 | 0 | 0 | 1967 | 0 | 0 | E | [6 empty] | 0
3 |  | 6141 | 940 | IC6 | IC | 2400 | P | OP | 88 | 1967 | FO2 |  |  | NG | FO2 |  | 10000 | 2400 | 2400 | 0 |  | 0 | 0 | 0 | 0 | 0 | 0 | [6 empty] | 0 | 0 | 0 | 0 | 1967 | 0 | 0 | E | [6 empty] | 0
3 |  | 6141 | 940 | IC7 | IC | 2700 | P | OP | 3 | 1979 | FO2 |  |  | FO2 |  |  | 10000 | 2700 | 2700 | 0 |  | 0 | 0 | 0 | 0 | 0 | 0 | [6 empty] | 0 | 0 | 0 | 2 | 1979 | 0 | 0 | E | [6 empty] | 0
3 |  | 6151 | 1973 | 1 | ST | 2000 |  |  | 99 | 1935 |  |  |  | BIT | FO6 |  | 0 | 0 | 0 | 0 | RE | 0 | 0 | 0 | 0 | 0 | 0 | [6 empty] | 0 | 0 | 0 | 0 | 1935 | 0 | 0 | E | [6 empty] | 0
3 |  | 6151 | 1973 | 2 | ST | 3000 |  |  | 99 | 1937 |  |  |  | BIT | FO6 |  | 0 | 0 | 0 | 0 | RE | 0 | 0 | 0 | 0 | 0 | 0 | [6 empty] | 0 | 0 | 0 | 0 | 1937 | 0 | 0 | E | [6 empty] | 0
3 |  | 6151 | 1973 | 3 | ST | 5000 | B | SB | 88 | 1945 | NG |  |  | BIT | NG |  | 15100 | 4776 | 4776 | 0 |  | 0 | 0 | 0 | 0 | 0 | 0 | [6 empty] | 0 | 0 | 0 | 0 | 1945 | 0 | 0 | E | [6 empty] | 0
3 |  | 6151 | 1973 | 4 | ST | 5000 | B | SB | 88 | 1949 | NG |  |  | BIT | NG |  | 15100 | 4583 | 4583 | 0 |  | 0 | 0 | 0 | 0 | 0 | 0 | [6 empty] | 0 | 0 | 0 | 0 | 1949 | 0 | 0 | E | [6 empty] | 0
3 |  | 6151 | 1973 | 5 | ST | 12500 | B | SB | 88 | 1959 | NG |  |  | BIT | NG |  | 13100 | 11482 | 11482 | 0 |  | 0 | 0 | 0 | 0 | 0 | 0 | [6 empty] | 0 | 0 | 0 | 0 | 1959 | 0 | 0 | E | [6 empty] | 0
3 |  | 6151 | 1973 | 6 | IC | 6500 | B | SB | 88 | 1975 | FO2 |  |  | FO2 | NG |  | 9000 | 6475 | 6475 | 0 |  | 0 | 0 | 0 | 0 | 0 | 0 | [6 empty] | 0 | 0 | 0 | 0 | 1975 | 0 | 0 | E | [6 empty] | 0
3 |  | 6151 | 1973 | 7 | IC | 6500 | B | SB | 88 | 1975 | FO2 |  |  | FO2 | NG |  | 9000 | 6275 | 6275 | 0 |  | 0 | 0 | 0 | 0 | 0 | 0 | [6 empty] | 0 | 0 | 0 | 0 | 1975 | 0 | 0 | E | [6 empty] | 0
3 |  | 6152 | 2978 | 1 | IC | 136 | P | SB | 88 | 1924 | FO2 |  |  | FO2 |  |  | 0 | 108 | 108 | 0 |  | 0 | 0 | 0 | 0 | 0 | 0 | [6 empty] | 0 | 0 | 0 | 0 | 1924 | 0 | 0 | E | [6 empty] | 0
3 |  | 6152 | 2978 | 2 | IC | 482 | P | SB | 88 | 1926 | FO2 |  |  | FO2 |  |  | 0 | 385 | 385 | 0 |  | 0 | 0 | 0 | 0 | 0 | 0 | [6 empty] | 0 | 0 | 0 | 0 | 1926 | 0 | 0 | E | [6 empty] | 0
3 |  | 6152 | 2978 | 3 | IC | 1500 |  |  | 88 | 1938 |  |  |  | FO2 |  |  | 0 | 0 | 0 | 0 | RE | 6 | 1978 | 0 | 0 | 0 | 0 | [6 empty] | 0 | 0 | 0 | 0 | 1938 | 0 | 0 | E | [6 empty] | 0
3 |  | 6152 | 2978 | 4 | IC | 840 |  | SB | 88 | 1948 | FO2 |  |  | FO2 |  |  | 0 | 672 | 672 | 0 |  | 0 | 0 | 0 | 0 | 0 | 0 | [6 empty] | 0 | 0 | 0 | 0 | 1948 | 0 | 0 | E | [6 empty] | 0
3 |  | 6152 | 2978 | 5 | IC | 1000 |  | SB | 88 | 1954 | FO2 |  |  | FO2 | NG |  | 0 | 919 | 919 | 0 |  | 0 | 0 | 0 | 0 | 0 | 0 | [6 empty] | 0 | 0 | 0 | 0 | 1954 | 0 | 0 | E | [6 empty] | 0
3 |  | 6154 | 3670 | 1 | HC | 100 |  |  | 99 | 1909 |  |  |  | WAT |  |  | 0 | 0 | 0 | 0 | RE | 99 | 1979 | 0 | 0 | 0 | 0 | [6 empty] | 0 | 0 | 0 | 0 | 1909 | 0 | 0 | E | [6 empty] | 0
3 |  | 6154 | 3670 | IC2 | IC | 500 |  |  | 99 | 1939 |  |  |  | FO2 |  |  | 0 | 0 | 0 | 0 | RE | 99 | 1979 | 0 | 0 | 0 | 0 | [6 empty] | 0 | 0 | 0 | 0 | 1939 | 0 | 0 | E | [6 empty] | 0
3 |  | 6154 | 3671 | 1 | HC | 100 |  |  | 99 | 1947 |  |  |  | WAT |  |  | 0 | 0 | 0 | 0 | RE | 12 | 1979 | 0 | 0 | 0 | 0 | [6 empty] | 0 | 0 | 0 | 0 | 1947 | 0 | 0 | E | [6 empty] | 0
3 |  | 6157 | 3362 | 2 | IC | 1000 |  |  | 99 | 1952 |  |  |  | UNK |  |  | 0 | 0 | 0 | 0 | RE | 0 | 0 | 0 | 0 | 0 | 0 | [6 empty] | 0 | 0 | 0 | 0 | 1952 | 0 | 0 | E | [6 empty] | 0
3 |  | 6157 | 3362 | 3 | IC | 1000 |  |  | 99 | 1959 |  |  |  | UNK |  |  | 0 | 0 | 0 | 0 | RE | 0 | 0 | 0 | 0 | 0 | 0 | [6 empty] | 0 | 0 | 0 | 0 | 1959 | 0 | 0 | E | [6 empty] | 0
3 |  | 6157 | 3362 | 4 | IC | 1000 |  |  | 99 | 1959 |  |  |  | UNK |  |  | 0 | 0 | 0 | 0 | RE | 0 | 0 | 0 | 0 | 0 | 0 | [6 empty] | 0 | 0 | 0 | 0 | 1959 | 0 | 0 | E | [6 empty] | 0
3 |  | 6169 | 4204 | HY1 | HC | 0 |  |  | 0 | 0 | [6 empty] | 0 | 0 | 0 | 4800 | PL | 0 | 0 | 12 | 1988 | 12 | 1994 | AP |  |  | WAT |  |  | 4800 | 4800 | 0 | 0 | 0 | 4843 | 4701 | [7 empty] | 0
3 |  | 6169 | 4205 | HC1 | HC | 2750 |  | OP | 3 | 1986 |  |  |  | WAT |  |  | 0 | 2750 | 2750 | 0 |  | 0 | 0 | 0 | 0 | 0 | 0 | [6 empty] | 0 | 0 | 0 | 0 | 1985 | 0 | 0 | [7 empty] | 0
3 |  | 6169 | 4205 | HC2 | HC | 2750 |  | OP | 3 | 1986 |  |  |  | WAT |  |  | 0 | 2750 | 2750 | 0 |  | 0 | 0 | 0 | 0 | 0 | 0 | [6 empty] | 0 | 0 | 0 | 0 | 1985 | 0 | 0 | [7 empty] | 0
3 |  | 6169 | 6359 | 1 | HC | 300 |  |  | 99 | 1912 |  |  |  | WAT |  |  | 0 | 0 | 0 | 0 | RE | 9 | 1968 | 0 | 0 | 0 | 0 | [6 empty] | 0 | 0 | 0 | 0 | 1912 | 0 | 0 | E | [6 empty] | 0
3 |  | 6169 | 6359 | 2 | HC | 200 |  |  | 99 | 1938 |  |  |  | WAT |  |  | 0 | 0 | 0 | 0 | RE | 9 | 1968 | 0 | 0 | 0 | 0 | [6 empty] | 0 | 0 | 0 | 0 | 1938 | 0 | 0 | E | [6 empty] | 0
3 |  | 6169 | 6359 | 3 | HC | 300 |  |  | 99 | 1937 |  |  |  | WAT |  |  | 0 | 0 | 0 | 0 | RE | 9 | 1968 | 0 | 0 | 0 | 0 | [6 empty] | 0 | 0 | 0 | 0 | 1937 | 0 | 0 | E | [6 empty] | 0
3 |  | 6169 | 6359 | 4 | HC | 600 |  | OP | 99 | 1946 |  |  |  | WAT |  |  | 0 | 600 | 600 | 0 |  | 0 | 0 | 0 | 0 | 0 | 0 | [6 empty] | 0 | 0 | 0 | 0 | 1946 | 0 | 0 | E | [6 empty] | 0
3 |  | 6169 | 6359 | 5 | HC | 700 |  | OP | 99 | 1947 |  |  |  | WAT |  |  | 0 | 700 | 600 | 0 |  | 0 | 0 | 0 | 0 | 0 | 0 | [6 empty] | 0 | 0 | 0 | 0 | 1947 | 0 | 0 | E | [6 empty] | 0
3 |  | 6175 | 2237 | 1 | IC | 676 | C | SB | 88 | 1930 | FO2 |  |  | FO2 |  |  | 12973 | 700 | 700 | 0 |  | 0 | 0 | 0 | 0 | 0 | 0 | [6 empty] | 0 | 0 | 0 | 0 | 1930 | 0 | 0 | E | [6 empty] | 0
3 |  | 6175 | 2237 | 2 | IC | 981 | C | SB | 88 | 1937 | FO2 |  |  | FO2 |  |  | 12278 | 1000 | 1000 | 0 |  | 0 | 0 | 0 | 0 | 0 | 0 | [6 empty] | 0 | 0 | 0 | 0 | 1937 | 0 | 0 | E | [6 empty] | 0
3 |  | 6175 | 2237 | 3 | IC | 2750 | C | SB | 2 | 1965 | FO2 |  |  | NG | FO2 |  | 11346 | 2300 | 2300 | 0 |  | 0 | 0 | 0 | 0 | 0 | 0 | [6 empty] | 0 | 0 | 0 | 2 | 1965 | 0 | 0 | [7 empty] | 0
3 |  | 6175 | 2237 | 4 | IC | 1125 | C | SB | 88 | 1946 | FO2 |  |  | NG | FO2 |  | 11459 | 880 | 880 | 0 |  | 0 | 0 | 0 | 0 | 0 | 0 | [6 empty] | 0 | 0 | 0 | 0 | 1946 | 0 | 0 | E | [6 empty] | 0
3 |  | 6175 | 2237 | 5 | IC | 2000 | C | SB | 11 | 1950 | FO2 |  |  | NG | FO2 |  | 11083 | 1260 | 1260 | 0 |  | 0 | 0 | 0 | 0 | 0 | 0 | [6 empty] | 0 | 0 | 0 | 11 | 1950 | 0 | 0 | [7 empty] | 0
3 |  | 6175 | 2237 | 6 | IC | 2500 | C | SB | 2 | 1958 | FO2 |  |  | NG | FO2 |  | 10579 | 2060 | 2060 | 0 |  | 0 | 0 | 0 | 0 | 0 | 0 | [6 empty] | 0 | 0 | 0 | 2 | 1958 | 0 | 0 | [7 empty] | 0
3 |  | 6175 | 2237 | 7 | IC | 6250 | C | SB | 6 | 1972 | FO2 |  |  | NG | FO2 |  | 10999 | 6300 | 6300 | 0 |  | 0 | 0 | 0 | 0 | 0 | 0 | [6 empty] | 0 | 0 | 0 | 6 | 1972 | 0 | 0 | [7 empty] | 0
3 |  | 6175 | 2237 | 8 | IC | 6000 | C | SB | 3 | 1982 | FO2 |  |  | NG | FO2 |  | 11052 | 6100 | 6100 | 0 |  | 0 | 0 | 0 | 0 | 0 | 0 | [6 empty] | 0 | 0 | 0 | 3 | 1982 | 0 | 0 | [7 empty] | 0
3 |  | 6192 | 941 | 1 | IC | 1540 | C | OP | 7 | 1967 | FO2 |  |  | NG | FO2 |  | 0 | 1400 | 1400 | 0 |  | 0 | 0 | 0 | 0 | 0 | 0 | [6 empty] | 0 | 0 | 0 | 6 | 1967 | 0 | 0 | E | [6 empty] | 0
3 |  | 6192 | 941 | 2 | IC | 1136 | C | SB | 4 | 1963 | FO2 |  |  | FO2 |  |  | 0 | 900 | 900 | 0 |  | 0 | 0 | 0 | 0 | 0 | 0 | [6 empty] | 0 | 0 | 0 | 3 | 1963 | 0 | 0 | E | [6 empty] | 0
3 |  | 6192 | 941 | 3 | IC | 400 |  |  | 99 | 1945 |  |  |  | FO2 |  |  | 0 | 0 | 0 | 0 | RE | 12 | 1982 | 0 | 0 | 0 | 0 | [6 empty] | 0 | 0 | 0 | 0 | 1945 | 0 | 0 | E | [6 empty] | 0
3 |  | 6192 | 941 | 4 | IC | 872 | C | SB | 4 | 1951 | FO2 |  |  | FO2 |  |  | 0 | 700 | 700 | 0 |  | 0 | 0 | 0 | 0 | 0 | 0 | [6 empty] | 0 | 0 | 0 | 3 | 1951 | 0 | 0 | E | [6 empty] | 0
3 |  | 6192 | 941 | 5 | IC | 3500 | C | OP | 7 | 1974 | FO2 |  |  | NG | FO2 |  | 0 | 3200 | 3200 | 0 |  | 0 | 0 | 0 | 0 | 0 | 0 | [6 empty] | 0 | 0 | 0 | 6 | 1974 | 0 | 0 | E | [6 empty] | 0
3 |  | 6203 | 3572 | 1 | IC | 100 |  |  | 0 | 1900 |  |  |  | FO2 | NG |  | 0 | 0 | 0 | 0 | RE | 99 | 1982 | 0 | 0 | 0 | 0 | [6 empty] | 0 | 0 | 0 | 0 | 1900 | 0 | 0 | E | [6 empty] | 0
3 |  | 6203 | 3572 | 2 | IC | 100 |  |  | 0 | 1900 |  |  |  | FO2 | NG |  | 0 | 0 | 0 | 0 | RE | 99 | 1982 | 0 | 0 | 0 | 0 | [6 empty] | 0 | 0 | 0 | 0 | 1900 | 0 | 0 | E | [6 empty] | 0
3 |  | 6203 | 3572 | 3 | IC | 200 |  |  | 0 | 1900 |  |  |  | FO2 | NG |  | 0 | 0 | 0 | 0 | RE | 99 | 1982 | 0 | 0 | 0 | 0 | [6 empty] | 0 | 0 | 0 | 0 | 1900 | 0 | 0 | E | [6 empty] | 0
3 |  | 6203 | 3572 | 4 | IC | 600 |  |  | 0 | 1900 |  |  |  | FO2 | NG |  | 0 | 0 | 0 | 0 | RE | 99 | 1982 | 0 | 0 | 0 | 0 | [6 empty] | 0 | 0 | 0 | 0 | 1900 | 0 | 0 | E | [6 empty] | 0
3 |  | 6203 | 3572 | 5 | IC | 900 |  |  | 0 | 1900 |  |  |  | FO2 | NG |  | 0 | 0 | 0 | 0 | RE | 99 | 1982 | 0 | 0 | 0 | 0 | [6 empty] | 0 | 0 | 0 | 0 | 1900 | 0 | 0 | E | [6 empty] | 0
3 |  | 6204 | 584 | 1 | HC | 15000 |  | OP | 1 | 1989 |  |  |  | WAT |  |  | 0 | 16000 | 16000 | 0 |  | 0 | 0 | 6 | 1987 | 0 | 0 | [6 empty] | 0 | 0 | 0 | 9 | 1988 | 0 | 0 | [7 empty] | 0
3 |  | 6204 | 584 | 2 | HC | 15000 |  | OP | 1 | 1989 |  |  |  | WAT |  |  | 0 | 16000 | 16000 | 0 |  | 0 | 0 | 6 | 1987 | 0 | 0 | [6 empty] | 0 | 0 | 0 | 10 | 1988 | 0 | 0 | [7 empty] | 0
3 |  | 6204 | 2465 | 1 | ST | 3000 | C | SC | 99 | 1955 | NG |  |  | NG |  |  | 15000 | 3000 | 3000 | 0 |  | 0 | 0 | 0 | 0 | 0 | 0 | [6 empty] | 0 | 0 | 0 | 0 | 1955 | 0 | 0 | E | [6 empty] | 0
3 |  | 6204 | 2465 | 2 | ST | 3000 | C | SC | 99 | 1955 | NG |  |  | NG |  |  | 15000 | 3000 | 3000 | 0 |  | 0 | 0 | 0 | 0 | 0 | 0 | [6 empty] | 0 | 0 | 0 | 0 | 1955 | 0 | 0 | E | [6 empty] | 0
3 |  | 6204 | 2465 | 3 | ST | 9000 | C | OP | 99 | 1958 | NG |  |  | NG |  |  | 13500 | 9000 | 9000 | 0 |  | 0 | 0 | 0 | 0 | 0 | 0 | [6 empty] | 0 | 0 | 0 | 0 | 1958 | 0 | 0 | E | [6 empty] | 0
3 |  | 6204 | 2465 | GT1 | CT | 0 |  |  | 0 | 0 | [6 empty] | 0 | 0 | 0 | 25000 | PL | 0 | 0 | 1 | 1994 | 1 | 1994 |  |  |  | NG |  |  | 21000 | 19000 | 0 | 0 | 0 | 21832 | 24794 | [7 empty] | 0
3 |  | 6204 | 2465 | GT2 | CW | 0 |  |  | 0 | 0 | [6 empty] | 0 | 0 | 0 | 7000 | PL | 0 | 0 | 1 | 1994 | 1 | 1994 |  |  |  | WH |  |  | 7000 | 7000 | 0 | 0 | 0 | 6439 | 7843 | [7 empty] | 0
3 |  | 6204 | 2465 | HY1 | HC | 200 |  | OP | 99 | 1927 | WAT |  |  | WAT |  |  | 0 | 200 | 200 | 0 |  | 0 | 0 | 0 | 0 | 0 | 0 | [6 empty] | 0 | 0 | 0 | 0 | 1927 | 0 | 0 | E | [6 empty] | 0
3 |  | 6204 | 2465 | IC3 | IC | 1000 |  |  | 0 | 1956 |  |  |  | FO2 |  |  | 0 | 900 | 900 | 0 | RE | 2 | 1989 | 0 | 0 | 0 | 0 | [6 empty] | 0 | 0 | 0 | 0 | 1956 | 0 | 0 | [7 empty] | 0
3 |  | 6204 | 2465 | IC5 | IC | 750 |  |  | 0 | 1957 |  |  |  | FO2 |  |  | 0 | 700 | 700 | 0 | RE | 2 | 1989 | 0 | 0 | 0 | 0 | [6 empty] | 0 | 0 | 0 | 0 | 1957 | 0 | 0 | [7 empty] | 0
3 |  | 6204 | 2465 | ST4 | ST | 16500 | C | OP | 99 | 1959 | NG |  |  | NG |  |  | 13000 | 17000 | 17000 | 0 |  | 0 | 0 | 0 | 0 | 0 | 0 | [6 empty] | 0 | 0 | 0 | 0 | 1959 | 0 | 0 | E | [6 empty] | 0
3 |  | 6204 | 2465 | IC10 | IC | 650 |  |  | 0 | 1957 |  |  |  | NG |  |  | 0 | 600 | 600 | 0 | RE | 2 | 1989 | 0 | 0 | 0 | 0 | [6 empty] | 0 | 0 | 0 | 0 | 1957 | 0 | 0 | [7 empty] | 0
3 |  | 6207 | 559 | 1 | HC | 4000 | C | OP | 12 | 1925 | WAT |  |  | WAT |  |  | 0 | 4000 | 4000 | 0 |  | 0 | 0 | 0 | 0 | 0 | 0 | [6 empty] | 0 | 0 | 0 | 9 | 1925 | 0 | 0 | E | [6 empty] | 0
3 |  | 6207 | 559 | 2 | HC | 4000 | C | OP | 12 | 1925 | WAT |  |  | WAT |  |  | 0 | 4000 | 4000 | 0 |  | 0 | 0 | 0 | 0 | 0 | 0 | [6 empty] | 0 | 0 | 0 | 9 | 1925 | 0 | 0 | E | [6 empty] | 0
3 |  | 6209 | 2769 | 1 | IC | 1300 |  |  | 99 | 1949 |  |  |  | FO2 |  |  | 0 | 0 | 0 | 0 | RE | 12 | 1981 | 0 | 0 | 0 | 0 | [6 empty] | 0 | 0 | 0 | 0 | 1949 | 0 | 0 | E | [6 empty] | 0
3 |  | 6209 | 2769 | 2 | IC | 1400 |  |  | 99 | 1949 |  |  |  | FO2 |  |  | 0 | 0 | 0 | 0 | RE | 12 | 1981 | 0 | 0 | 0 | 0 | [6 empty] | 0 | 0 | 0 | 0 | 1949 | 0 | 0 | E | [6 empty] | 0
3 |  | 6231 | 2125 | 5 | IC | 1000 |  |  | 99 | 1960 |  |  |  | NG | FO2 |  | 0 | 0 | 0 | 0 | RE | 10 | 1984 | 0 | 0 | 0 | 0 | [6 empty] | 0 | 0 | 0 | 0 | 1960 | 0 | 0 | E | [6 empty] | 0
3 |  | 6231 | 2125 | 6 | IC | 1000 |  |  | 99 | 1960 |  |  |  | NG | FO2 |  | 0 | 0 | 0 | 0 | RE | 10 | 1984 | 0 | 0 | 0 | 0 | [6 empty] | 0 | 0 | 0 | 0 | 1960 | 0 | 0 | E | [6 empty] | 0
3 |  | 6231 | 2125 | 7 | IC | 1000 |  |  | 99 | 1962 |  |  |  | NG | FO2 |  | 0 | 0 | 0 | 0 | RE | 10 | 1984 | 0 | 0 | 0 | 0 | [6 empty] | 0 | 0 | 0 | 0 | 1962 | 0 | 0 | E | [6 empty] | 0
3 |  | 6231 | 2125 | GT1 | IC | 3500 |  | OP | 7 | 1985 | FO2 |  |  | FO2 | NG |  | 12500 | 3200 | 3200 | 0 |  | 0 | 0 | 7 | 1985 | 7 | 1985 | [6 empty] | 0 | 0 | 0 | 6 | 1985 | 0 | 0 | E | [6 empty] | 0
3 |  | 6231 | 2125 | GT2 | IC | 3500 |  | OP | 7 | 1985 | FO2 |  |  | FO2 | NG |  | 12500 | 3200 | 3200 | 0 |  | 0 | 0 | 7 | 1985 | 0 | 0 | [6 empty] | 0 | 0 | 0 | 6 | 1985 | 0 | 0 | E | [6 empty] | 0
3 |  | 6231 | 2125 | GT3 | IC | 2850 |  | OP | 7 | 1985 | FO2 |  |  | FO2 | NG |  | 13460 | 2400 | 2400 | 0 |  | 0 | 0 | 7 | 1985 | 0 | 0 | [6 empty] | 0 | 0 | 0 | 6 | 1985 | 0 | 0 | E | [6 empty] | 0
3 |  | 6231 | 2125 | GT4 | IC | 1136 |  | OP | 7 | 1985 | FO2 |  |  | FO2 | NG |  | 13200 | 1050 | 1050 | 0 |  | 0 | 0 | 7 | 1985 | 0 | 0 | [6 empty] | 0 | 0 | 0 | 6 | 1985 | 0 | 0 | E | [6 empty] | 0
3 |  | 6235 | 1016 | 1 | CT | 28800 | C | OP | 12 | 1976 | NG | FO2 |  | NG | FO2 |  | 12593 | 22195 | 26487 | 0 |  | 0 | 0 | 6 | 1988 | 0 | 0 | [6 empty] | 0 | 0 | 0 | 11 | 1976 | 24000 | 29000 | E | [6 empty] | 0
3 |  | 6235 | 1016 | 2 | CT | 28800 | C | OP | 12 | 1976 | NG | FO2 |  | NG | FO2 |  | 12688 | 22309 | 26623 | 0 |  | 0 | 0 | 6 | 1988 | 0 | 0 | [6 empty] | 0 | 0 | 0 | 11 | 1976 | 24000 | 29000 | E | [6 empty] | 0
3 |  | 6235 | 1016 | 3 | CT | 28800 | C | OP | 7 | 1976 | NG | FO2 |  | NG | FO2 |  | 12885 | 22105 | 26379 | 0 |  | 0 | 0 | 6 | 1988 | 0 | 0 | AP | [5 empty] | 0 | 0 | 0 | 6 | 1976 | 24000 | 29000 | E | [6 empty] | 0
3 |  | 6235 | 1016 | 4 | GT | 28800 | P | OP | 7 | 1976 | NG | FO2 |  | NG | FO2 |  | 12445 | 22193 | 28497 | 0 |  | 0 | 0 | 3 | 1988 | 0 | 0 | [6 empty] | 0 | 0 | 0 | 6 | 1976 | 0 | 0 | E | [6 empty] | 0
3 |  | 6235 | 1016 | 5 | GT | 28800 | P | OP | 7 | 1977 | NG | FO2 |  | NG | FO2 |  | 12178 | 22252 | 28573 | 0 |  | 0 | 0 | 0 | 0 | 0 | 0 | [6 empty] | 0 | 0 | 0 | 6 | 1977 | 0 | 0 | E | [6 empty] | 0
3 |  | 6235 | 1016 | 6 | CT | 28800 | C | OP | 6 | 1978 | NG | FO2 |  | NG | FO2 |  | 12587 | 21914 | 28139 | 0 |  | 0 | 0 | 6 | 1988 | 0 | 0 | [6 empty] | 0 | 0 | 0 | 5 | 1978 | 0 | 0 | E | [6 empty] | 0
3 |  | 6235 | 1016 | 7 | CT | 28800 | C | OP | 6 | 1979 | NG | FO2 |  | NG | FO2 |  | 12412 | 22411 | 26745 | 0 |  | 0 | 0 | 6 | 1988 | 0 | 0 | [6 empty] | 0 | 0 | 0 | 5 | 1979 | 0 | 0 | E | [6 empty] | 0
3 |  | 6235 | 1016 | 8 | CT | 28800 | C | OP | 5 | 1980 | NG | FO2 |  | NG | FO2 |  | 12396 | 22372 | 26698 | 0 |  | 0 | 0 | 6 | 1988 | 0 | 0 | [6 empty] | 0 | 0 | 0 | 4 | 1980 | 0 | 0 | E | [6 empty] | 0
3 |  | 6235 | 1016 | 9 | CW | 73000 | C | OP | 12 | 1988 | WH |  |  | WH |  |  | 0 | 51544 | 61523 | 0 |  | 0 | 0 | 6 | 1988 | 0 | 0 | [6 empty] | 0 | 0 | 0 | 12 | 1988 | 0 | 0 | [7 empty] | 0
3 |  | 6258 | 2027 | 1 | IC | 1230 | C |  | 7 | 1950 | FO2 |  |  | FO2 |  |  | 0 | 1230 | 1230 | 0 | RE | 12 | 1987 | 0 | 0 | 0 | 0 | [6 empty] | 0 | 0 | 0 | 6 | 1950 | 0 | 0 | E | [6 empty] | 0
3 |  | 6258 | 2027 | 2 | IC | 1230 | C |  | 7 | 1950 | FO2 |  |  | FO2 |  |  | 0 | 1230 | 1230 | 0 | RE | 12 | 1987 | 0 | 0 | 0 | 0 | [6 empty] | 0 | 0 | 0 | 6 | 1950 | 0 | 0 | E | [6 empty] | 0
3 |  | 6258 | 2027 | 3 | IC | 1230 | C |  | 7 | 1950 | FO2 |  |  | FO2 |  |  | 0 | 1230 | 1230 | 0 | RE | 12 | 1987 | 0 | 0 | 0 | 0 | [6 empty] | 0 | 0 | 0 | 6 | 1950 | 0 | 0 | E | [6 empty] | 0
3 |  | 6258 | 2027 | 4 | IC | 1230 | C |  | 1 | 1953 | FO2 |  |  | FO2 |  |  | 0 | 1230 | 1230 | 0 | RE | 12 | 1987 | 0 | 0 | 0 | 0 | [6 empty] | 0 | 0 | 0 | 12 | 1952 | 0 | 0 | E | [6 empty] | 0
3 |  | 6274 | 4114 | 1 | IC | 1000 |  |  | 99 | 1941 |  |  |  | FO2 |  |  | 0 | 0 | 0 | 0 | RE | 99 | 1975 | 0 | 0 | 0 | 0 | [6 empty] | 0 | 0 | 0 | 0 | 1941 | 0 | 0 | E | [6 empty] | 0
3 |  | 6274 | 4114 | 2 | IC | 1000 |  |  | 99 | 1941 |  |  |  | FO2 |  |  | 0 | 0 | 0 | 0 | RE | 3 | 1977 | 0 | 0 | 0 | 0 | [6 empty] | 0 | 0 | 0 | 0 | 1941 | 0 | 0 | E | [6 empty] | 0
3 |  | 6274 | 4114 | 3 | IC | 1000 |  |  | 99 | 1941 |  |  |  | FO2 |  |  | 0 | 0 | 0 | 0 | RE | 12 | 1982 | 0 | 0 | 0 | 0 | [6 empty] | 0 | 0 | 0 | 0 | 1941 | 0 | 0 | E | [6 empty] | 0
3 |  | 6274 | 4114 | 4 | IC | 1160 | P | SB | 8 | 1962 | FO1 |  |  | FO1 |  |  | 0 | 1076 | 1076 | 0 |  | 0 | 0 | 0 | 0 | 0 | 0 | [6 empty] | 0 | 0 | 0 | 7 | 1962 | 0 | 0 | E | [6 empty] | 0
3 |  | 6274 | 4114 | 5 | IC | 963 | P | SB | 8 | 1959 | FO1 |  |  | FO1 |  |  | 0 | 963 | 1035 | 0 |  | 0 | 0 | 0 | 0 | 0 | 0 | [6 empty] | 0 | 0 | 0 | 7 | 1959 | 0 | 0 | E | [6 empty] | 0
3 |  | 6310 | 7811 | 1 | HC | 1000 |  |  | 99 | 1954 |  |  |  | WAT |  |  | 0 | 0 | 0 | 0 | RE | 1 | 1973 | 0 | 0 | 0 | 0 | [6 empty] | 0 | 0 | 0 | 0 | 1954 | 0 | 0 | E | [6 empty] | 0
3 |  | 6369 | 6575 | 1 | IC | 200 | B |  | 88 | 1941 |  |  |  | FO2 |  |  | 0 | 200 | 200 | 0 | RE | 2 | 1984 | 0 | 0 | 0 | 0 | [6 empty] | 0 | 0 | 0 | 0 | 1941 | 0 | 0 | E | [6 empty] | 0
3 |  | 6369 | 6575 | 2 | IC | 200 | B |  | 88 | 1941 |  |  |  | FO2 |  |  | 0 | 200 | 200 | 0 | RE | 2 | 1984 | 0 | 0 | 0 | 0 | [6 empty] | 0 | 0 | 0 | 0 | 1941 | 0 | 0 | E | [6 empty] | 0
3 |  | 6369 | 6575 | 3 | IC | 200 | B |  | 88 | 1941 |  |  |  | FO2 |  |  | 0 | 200 | 200 | 0 | RE | 2 | 1984 | 0 | 0 | 0 | 0 | [6 empty] | 0 | 0 | 0 | 0 | 1941 | 0 | 0 | E | [6 empty] | 0
3 |  | 6369 | 6575 | 4 | IC | 350 | B | SB | 88 | 1965 | FO2 |  |  | FO2 |  |  | 0 | 350 | 350 | 0 |  | 0 | 0 | 0 | 0 | 0 | 0 | [6 empty] | 0 | 0 | 0 | 0 | 1965 | 0 | 0 | E | [6 empty] | 0
3 |  | 6369 | 6575 | 5 | IC | 750 | B | SB | 88 | 1957 | FO2 |  |  | FO2 |  |  | 0 | 750 | 750 | 0 |  | 0 | 0 | 0 | 0 | 0 | 0 | [6 empty] | 0 | 0 | 0 | 0 | 1957 | 0 | 0 | E | [6 empty] | 0
3 |  | 6369 | 6575 | 6 | IC | 100 |  |  | 88 | 1953 |  |  |  | FO2 |  |  | 0 | 0 | 0 | 0 | RE | 6 | 1983 | 0 | 0 | 0 | 0 | [6 empty] | 0 | 0 | 0 | 0 | 1953 | 0 | 0 | E | [6 empty] | 0
3 |  | 6374 | 1601 | 4 | ST | 12500 |  |  | 0 | 1900 |  |  |  | FO2 | GAS |  | 0 | 0 | 0 | 0 | RE | 1 | 1976 | 0 | 0 | 0 | 0 | [6 empty] | 0 | 0 | 0 | 0 | 1900 | 0 | 0 | E | [6 empty] | 0
3 |  | 6374 | 1601 | 6 | ST | 20000 |  |  | 12 | 1965 |  |  |  | FO6 | GAS |  | 0 | 0 | 0 | 0 | RE | 12 | 1981 | 0 | 0 | 0 | 0 | [6 empty] | 0 | 0 | 0 | 0 | 1965 | 0 | 0 | E | [6 empty] | 0
3 |  | 6374 | 1601 | 7 | GT | 28000 | P | OP | 8 | 1972 | FO2 | NG |  | FO2 | NG |  | 12004 | 19400 | 26750 | 0 |  | 0 | 0 | 0 | 0 | 0 | 0 | [6 empty] | 0 | 0 | 0 | 7 | 1972 | 0 | 0 | E | [6 empty] | 0
3 |  | 6390 | 3363 | 1 | IC | 1000 |  |  | 99 | 1930 |  |  |  | FO2 |  |  | 0 | 0 | 0 | 0 | RE | 11 | 1982 | 0 | 0 | 0 | 0 | [6 empty] | 0 | 0 | 0 | 0 | 1930 | 0 | 0 | E | [6 empty] | 0
3 |  | 6390 | 3363 | 2 | IC | 1000 |  |  | 99 | 1948 |  |  |  | FO2 |  |  | 0 | 0 | 0 | 0 | RE | 11 | 1982 | 0 | 0 | 0 | 0 | [6 empty] | 0 | 0 | 0 | 0 | 1948 | 0 | 0 | E | [6 empty] | 0
3 |  | 6390 | 3363 | 3 | IC | 1000 |  |  | 99 | 1937 |  |  |  | FO2 |  |  | 0 | 0 | 0 | 0 | RE | 11 | 1982 | 0 | 0 | 0 | 0 | [6 empty] | 0 | 0 | 0 | 0 | 1937 | 0 | 0 | E | [6 empty] | 0
3 |  | 6390 | 3363 | 4 | IC | 1000 |  |  | 99 | 1937 |  |  |  | FO2 |  |  | 0 | 0 | 0 | 0 | RE | 11 | 1982 | 0 | 0 | 0 | 0 | [6 empty] | 0 | 0 | 0 | 0 | 1937 | 0 | 0 | E | [6 empty] | 0
3 |  | 6443 | 696 | 1 | IC | 1000 | P |  | 1 | 1954 | FO2 |  |  | FO2 |  |  | 11000 | 800 | 800 | 0 | RE | 2 | 1988 | 0 | 0 | 0 | 0 | [6 empty] | 0 | 0 | 0 | 12 | 1953 | 0 | 0 | E | [6 empty] | 0
3 |  | 6443 | 696 | 2 | IC | 1000 | P |  | 1 | 1954 | FO2 |  |  | FO2 |  |  | 11000 | 800 | 800 | 0 | RE | 2 | 1988 | 0 | 0 | 0 | 0 | [6 empty] | 0 | 0 | 0 | 12 | 1953 | 0 | 0 | E | [6 empty] | 0
3 |  | 6443 | 696 | 3 | IC | 3000 | P | OP | 1 | 1958 | FO2 |  |  | FO2 |  |  | 11000 | 2500 | 2500 | 0 |  | 0 | 0 | 0 | 0 | 0 | 0 | [6 empty] | 0 | 0 | 0 | 12 | 1957 | 0 | 0 | E | [6 empty] | 0
3 |  | 6443 | 696 | 4 | IC | 3000 | P | OP | 1 | 1959 | FO2 |  |  | FO2 |  |  | 11000 | 2500 | 2500 | 0 |  | 0 | 0 | 0 | 0 | 0 | 0 | [6 empty] | 0 | 0 | 0 | 12 | 1958 | 0 | 0 | E | [6 empty] | 0
3 |  | 6443 | 696 | 5 | IC | 3000 | P | OP | 1 | 1959 | FO2 |  |  | FO2 |  |  | 11000 | 2500 | 2500 | 0 |  | 0 | 0 | 0 | 0 | 0 | 0 | [6 empty] | 0 | 0 | 0 | 12 | 1958 | 0 | 0 | E | [6 empty] | 0
3 |  | 6443 | 696 | 6 | IC | 2500 | P | OP | 5 | 1973 | FO2 |  |  | FO2 |  |  | 11000 | 2500 | 2500 | 0 |  | 0 | 0 | 0 | 0 | 0 | 0 | [6 empty] | 0 | 0 | 0 | 4 | 1973 | 0 | 0 | E | [6 empty] | 0
3 |  | 6443 | 696 | 7 | IC | 2500 | P | OP | 5 | 1973 | FO2 |  |  | FO2 |  |  | 11000 | 2500 | 2500 | 0 |  | 0 | 0 | 0 | 0 | 0 | 0 | [6 empty] | 0 | 0 | 0 | 4 | 1973 | 0 | 0 | E | [6 empty] | 0
3 |  | 6443 | 696 | 8 | IC | 2000 | P | OP | 5 | 1989 | FO2 |  |  | FO2 |  |  | 11000 | 2000 | 2000 | 0 |  | 0 | 0 | 0 | 0 | 0 | 0 | [6 empty] | 0 | 0 | 0 | 5 | 1989 | 0 | 0 | [7 empty] | 0
3 |  | 6443 | 696 | 9 | IC | 2000 | P | OP | 5 | 1989 | FO2 |  |  | FO2 |  |  | 11000 | 2000 | 2000 | 0 |  | 0 | 0 | 0 | 0 | 0 | 0 | [6 empty] | 0 | 0 | 0 | 5 | 1989 | 0 | 0 | [7 empty] | 0
3 |  | 6452 | 609 | 1 | ST | 402050 | C | OP | 4 | 1965 | NG | FO6 |  | FO6 | NG |  | 9420 | 367000 | 370000 | 0 |  | 0 | 0 | 0 | 0 | 0 | 0 | [6 empty] | 0 | 0 | 0 | 2 | 1965 | 0 | 0 | E | [6 empty] | 0
3 |  | 6452 | 609 | 2 | ST | 402050 | C | OP | 5 | 1969 | NG | FO6 |  | FO6 | NG |  | 9236 | 367000 | 370000 | 0 |  | 0 | 0 | 0 | 0 | 0 | 0 | [6 empty] | 0 | 0 | 0 | 3 | 1969 | 0 | 0 | E | [6 empty] | 0
3 |  | 6452 | 610 | 3 | ST | 46000 |  |  | 99 | 1949 |  |  |  | FO2 |  |  | 0 | 0 | 0 | 0 | RE | 12 | 1981 | 0 | 0 | 0 | 0 | [6 empty] | 0 | 0 | 0 | 0 | 1949 | 0 | 0 | E | [6 empty] | 0
3 |  | 6452 | 610 | 4 | ST | 69000 |  |  | 11 | 1952 |  |  |  | FO6 | NG |  | 0 | 0 | 0 | 0 | RE | 10 | 1980 | 0 | 0 | 0 | 0 | [6 empty] | 0 | 0 | 0 | 0 | 1952 | 0 | 0 | E | [6 empty] | 0
3 |  | 6452 | 610 | 5 | ST | 75000 | P | OP | 11 | 1954 | NG |  |  | NG |  |  | 12291 | 67000 | 68000 | 0 |  | 0 | 0 | 0 | 0 | 0 | 0 | [6 empty] | 0 | 0 | 0 | 10 | 1954 | 0 | 0 | E | [6 empty] | 0
3 |  | 6452 | 610 | 6 | ST | 161500 | P | OP | 7 | 1955 | NG |  |  | NG |  |  | 10740 | 137000 | 138000 | 0 |  | 0 | 0 | 0 | 0 | 0 | 0 | [6 empty] | 0 | 0 | 0 | 6 | 1955 | 0 | 0 | E | [6 empty] | 0
3 |  | 6452 | 611 | 1 | IC | 1000 |  |  | 99 | 1938 |  |  |  | PET |  |  | 0 | 0 | 0 | 0 | RE | 0 | 0 | 0 | 0 | 0 | 0 | [6 empty] | 0 | 0 | 0 | 0 | 1938 | 0 | 0 | E | [6 empty] | 0
3 |  | 6452 | 612 | 3 | GT | 62000 | P | OP | 6 | 1974 | FO2 |  |  | FO2 |  |  | 15295 | 51500 | 63000 | 0 |  | 0 | 0 | 0 | 0 | 0 | 0 | [6 empty] | 0 | 0 | 0 | 5 | 1974 | 0 | 0 | E | [6 empty] | 0
3 |  | 6452 | 612 | 4 | GT | 62000 | P | OP | 6 | 1974 | FO2 |  |  | FO2 |  |  | 15295 | 51500 | 63000 | 0 |  | 0 | 0 | 0 | 0 | 0 | 0 | [6 empty] | 0 | 0 | 0 | 5 | 1974 | 0 | 0 | E | [6 empty] | 0
3 |  | 6452 | 612 | 5 | GT | 62000 | P | OP | 6 | 1974 | FO2 |  |  | FO2 |  |  | 15295 | 51500 | 63000 | 0 |  | 0 | 0 | 0 | 0 | 0 | 0 | [6 empty] | 0 | 0 | 0 | 5 | 1974 | 0 | 0 | E | [6 empty] | 0
3 |  | 6452 | 612 | 6 | GT | 62000 | P | OP | 6 | 1974 | FO2 |  |  | FO2 |  |  | 15295 | 51500 | 63000 | 0 |  | 0 | 0 | 0 | 0 | 0 | 0 | [6 empty] | 0 | 0 | 0 | 5 | 1974 | 0 | 0 | E | [6 empty] | 0
3 |  | 6452 | 612 | 7 | GT | 62000 | P | OP | 6 | 1974 | FO2 |  |  | FO2 |  |  | 15295 | 51500 | 63000 | 0 |  | 0 | 0 | 0 | 0 | 0 | 0 | [6 empty] | 0 | 0 | 0 | 5 | 1974 | 0 | 0 | E | [6 empty] | 0
3 |  | 6452 | 612 | 8 | GT | 62000 | P | OP | 6 | 1974 | FO2 |  |  | FO2 |  |  | 15295 | 51500 | 63000 | 0 |  | 0 | 0 | 0 | 0 | 0 | 0 | [6 empty] | 0 | 0 | 0 | 5 | 1974 | 0 | 0 | E | [6 empty] | 0
3 |  | 6452 | 612 | 9 | GT | 62000 | P | OP | 6 | 1974 | FO2 |  |  | FO2 |  |  | 15295 | 51500 | 63000 | 0 |  | 0 | 0 | 0 | 0 | 0 | 0 | [6 empty] | 0 | 0 | 0 | 5 | 1974 | 0 | 0 | E | [6 empty] | 0
3 |  | 6452 | 612 | 11 | GT | 62000 | P | OP | 6 | 1974 | FO2 |  |  | FO2 |  |  | 15295 | 51500 | 63000 | 0 |  | 0 | 0 | 0 | 0 | 0 | 0 | [6 empty] | 0 | 0 | 0 | 5 | 1974 | 0 | 0 | E | [6 empty] | 0
3 |  | 6452 | 612 | 12 | GT | 62000 | P | OP | 6 | 1974 | FO2 |  |  | FO2 |  |  | 15295 | 51500 | 63000 | 0 |  | 0 | 0 | 0 | 0 | 0 | 0 | [6 empty] | 0 | 0 | 0 | 5 | 1974 | 0 | 0 | E | [6 empty] | 0
3 |  | 6452 | 612 | GT1 | GT | 62000 | P | OP | 6 | 1974 | FO2 |  |  | FO2 |  |  | 15295 | 51500 | 63000 | 0 |  | 0 | 0 | 0 | 0 | 0 | 0 | [6 empty] | 0 | 0 | 0 | 5 | 1974 | 0 | 0 | E | [6 empty] | 0
3 |  | 6452 | 612 | GT2 | GT | 62000 | P | OP | 6 | 1974 | FO2 |  |  | FO2 |  |  | 15295 | 51500 | 63000 | 0 |  | 0 | 0 | 0 | 0 | 0 | 0 | [6 empty] | 0 | 0 | 0 | 5 | 1974 | 0 | 0 | E | [6 empty] | 0
3 |  | 6452 | 612 | G10 | GT | 62000 | P | OP | 6 | 1974 | FO2 |  |  | FO2 |  |  | 15295 | 51500 | 63000 | 0 |  | 0 | 0 | 0 | 0 | 0 | 0 | [6 empty] | 0 | 0 | 0 | 5 | 1974 | 0 | 0 | E | [6 empty] | 0
3 |  | 6452 | 612 | ST1 | ST | 156250 | C | OP | 12 | 1958 | FO6 |  |  | FO6 |  |  | 9897 | 137000 | 138000 | 0 |  | 0 | 0 | 0 | 0 | 0 | 0 | [6 empty] | 0 | 0 | 0 | 11 | 1958 | 0 | 0 | E | [6 empty] | 0
3 |  | 6452 | 612 | ST2 | ST | 402050 | C | OP | 7 | 1969 | FO6 |  |  | FO6 |  |  | 9223 | 367000 | 370000 | 0 |  | 0 | 0 | 0 | 0 | 0 | 0 | [6 empty] | 0 | 0 | 0 | 5 | 1969 | 0 | 0 | E | [6 empty] | 0
3 |  | 6452 | 613 | 1 | JE | 34228 | P | OP | 8 | 1970 | NG | FO2 |  | NG | FO2 |  | 16189 | 35500 | 40500 | 0 |  | 0 | 0 | 0 | 0 | 0 | 0 | [6 empty] | 0 | 0 | 0 | 7 | 1970 | 0 | 0 | E | [6 empty] | 0
3 |  | 6452 | 613 | 2 | JE | 34228 | P | OP | 8 | 1970 | NG | FO2 |  | NG | FO2 |  | 16189 | 35500 | 40500 | 0 |  | 0 | 0 | 0 | 0 | 0 | 0 | [6 empty] | 0 | 0 | 0 | 7 | 1970 | 0 | 0 | E | [6 empty] | 0
3 |  | 6452 | 613 | 3 | JE | 34228 | P | OP | 8 | 1970 | NG | FO2 |  | NG | FO2 |  | 16189 | 35500 | 40500 | 0 |  | 0 | 0 | 0 | 0 | 0 | 0 | [6 empty] | 0 | 0 | 0 | 7 | 1970 | 0 | 0 | E | [6 empty] | 0
3 |  | 6452 | 613 | 6 | JE | 34228 | P | OP | 8 | 1970 | NG | FO2 |  | NG | FO2 |  | 16189 | 35500 | 40500 | 0 |  | 0 | 0 | 0 | 0 | 0 | 0 | [6 empty] | 0 | 0 | 0 | 7 | 1970 | 0 | 0 | E | [6 empty] | 0
3 |  | 6452 | 613 | 7 | JE | 34228 | P | OP | 8 | 1970 | NG | FO2 |  | NG | FO2 |  | 16189 | 35500 | 40500 | 0 |  | 0 | 0 | 0 | 0 | 0 | 0 | [6 empty] | 0 | 0 | 0 | 7 | 1970 | 0 | 0 | E | [6 empty] | 0
3 |  | 6452 | 613 | 8 | JE | 34228 | P | OP | 8 | 1970 | NG | FO2 |  | NG | FO2 |  | 16189 | 35500 | 40500 | 0 |  | 0 | 0 | 0 | 0 | 0 | 0 | [6 empty] | 0 | 0 | 0 | 7 | 1970 | 0 | 0 | E | [6 empty] | 0
3 |  | 6452 | 613 | 9 | JE | 34228 | P | OP | 8 | 1970 | NG | FO2 |  | NG | FO2 |  | 16189 | 35500 | 40500 | 0 |  | 0 | 0 | 0 | 0 | 0 | 0 | [6 empty] | 0 | 0 | 0 | 7 | 1970 | 0 | 0 | E | [6 empty] | 0
3 |  | 6452 | 613 | 10 | JE | 34228 | P | OP | 8 | 1970 | NG | FO2 |  | NG | FO2 |  | 16189 | 35500 | 40500 | 0 |  | 0 | 0 | 0 | 0 | 0 | 0 | [6 empty] | 0 | 0 | 0 | 7 | 1970 | 0 | 0 | E | [6 empty] | 0
3 |  | 6452 | 613 | 11 | JE | 34228 | P | OP | 8 | 1970 | NG | FO2 |  | NG | FO2 |  | 16189 | 35500 | 40500 | 0 |  | 0 | 0 | 0 | 0 | 0 | 0 | [6 empty] | 0 | 0 | 0 | 7 | 1970 | 0 | 0 | E | [6 empty] | 0
3 |  | 6452 | 613 | 12 | JE | 34228 | P | OP | 8 | 1970 | NG | FO2 |  | NG | FO2 |  | 16189 | 35500 | 40500 | 0 |  | 0 | 0 | 0 | 0 | 0 | 0 | [6 empty] | 0 | 0 | 0 | 7 | 1970 | 0 | 0 | E | [6 empty] | 0
3 |  | 6452 | 613 | 13 | JE | 34228 | P | OP | 8 | 1972 | NG | FO2 |  | NG | FO2 |  | 15975 | 35500 | 40500 | 0 |  | 0 | 0 | 0 | 0 | 0 | 0 | [6 empty] | 0 | 0 | 0 | 7 | 1972 | 0 | 0 | E | [6 empty] | 0
3 |  | 6452 | 613 | 14 | JE | 34228 | P | OP | 8 | 1972 | NG | FO2 |  | NG | FO2 |  | 15975 | 35500 | 40500 | 0 |  | 0 | 0 | 0 | 0 | 0 | 0 | [6 empty] | 0 | 0 | 0 | 7 | 1972 | 0 | 0 | E | [6 empty] | 0
3 |  | 6452 | 613 | 15 | JE | 34228 | P | OP | 8 | 1972 | NG | FO2 |  | NG | FO2 |  | 15975 | 35500 | 40500 | 0 |  | 0 | 0 | 0 | 0 | 0 | 0 | [6 empty] | 0 | 0 | 0 | 7 | 1972 | 0 | 0 | E | [6 empty] | 0
3 |  | 6452 | 613 | 16 | JE | 34228 | P | OP | 8 | 1972 | NG | FO2 |  | NG | FO2 |  | 15975 | 35500 | 40500 | 0 |  | 0 | 0 | 0 | 0 | 0 | 0 | [6 empty] | 0 | 0 | 0 | 7 | 1972 | 0 | 0 | E | [6 empty] | 0
3 |  | 6452 | 613 | 17 | JE | 34228 | P | OP | 8 | 1972 | NG | FO2 |  | NG | FO2 |  | 15975 | 35500 | 40500 | 0 |  | 0 | 0 | 0 | 0 | 0 | 0 | [6 empty] | 0 | 0 | 0 | 7 | 1972 | 0 | 0 | E | [6 empty] | 0
3 |  | 6452 | 613 | 18 | JE | 34228 | P | OP | 8 | 1972 | NG | FO2 |  | NG | FO2 |  | 15975 | 35500 | 40500 | 0 |  | 0 | 0 | 0 | 0 | 0 | 0 | [6 empty] | 0 | 0 | 0 | 7 | 1972 | 0 | 0 | E | [6 empty] | 0
3 |  | 6452 | 613 | 19 | JE | 34228 | P | OP | 8 | 1972 | NG | FO2 |  | NG | FO2 |  | 15975 | 35500 | 40500 | 0 |  | 0 | 0 | 0 | 0 | 0 | 0 | [6 empty] | 0 | 0 | 0 | 7 | 1972 | 0 | 0 | E | [6 empty] | 0
3 |  | 6452 | 613 | 20 | JE | 34228 | P | OP | 8 | 1972 | NG | FO2 |  | NG | FO2 |  | 15975 | 35500 | 40500 | 0 |  | 0 | 0 | 0 | 0 | 0 | 0 | [6 empty] | 0 | 0 | 0 | 7 | 1972 | 0 | 0 | E | [6 empty] | 0
3 |  | 6452 | 613 | 21 | JE | 34228 | P | OP | 8 | 1972 | NG | FO2 |  | NG | FO2 |  | 15975 | 35500 | 40500 | 0 |  | 0 | 0 | 0 | 0 | 0 | 0 | [6 empty] | 0 | 0 | 0 | 7 | 1972 | 0 | 0 | E | [6 empty] | 0
3 |  | 6452 | 613 | 22 | JE | 34228 | P | OP | 8 | 1972 | NG | FO2 |  | NG | FO2 |  | 15975 | 35500 | 40500 | 0 |  | 0 | 0 | 0 | 0 | 0 | 0 | [6 empty] | 0 | 0 | 0 | 7 | 1972 | 0 | 0 | E | [6 empty] | 0
3 |  | 6452 | 613 | 23 | JE | 34228 | P | OP | 8 | 1972 | NG | FO2 |  | NG | FO2 |  | 15975 | 35500 | 40500 | 0 |  | 0 | 0 | 0 | 0 | 0 | 0 | [6 empty] | 0 | 0 | 0 | 7 | 1972 | 0 | 0 | E | [6 empty] | 0
3 |  | 6452 | 613 | 24 | JE | 34228 | P | OP | 8 | 1972 | NG | FO2 |  | NG | FO2 |  | 15975 | 35500 | 40500 | 0 |  | 0 | 0 | 0 | 0 | 0 | 0 | [6 empty] | 0 | 0 | 0 | 7 | 1972 | 0 | 0 | E | [6 empty] | 0
3 |  | 6452 | 613 | GT4 | JE | 34228 | P | OP | 8 | 1970 | NG | FO2 |  | NG | FO2 |  | 16189 | 35500 | 40500 | 0 |  | 0 | 0 | 0 | 0 | 0 | 0 | [6 empty] | 0 | 0 | 0 | 7 | 1970 | 0 | 0 | E | [6 empty] | 0
3 |  | 6452 | 613 | GT5 | JE | 34228 | P | OP | 8 | 1970 | NG | FO2 |  | NG | FO2 |  | 16189 | 35500 | 40500 | 0 |  | 0 | 0 | 0 | 0 | 0 | 0 | [6 empty] | 0 | 0 | 0 | 7 | 1970 | 0 | 0 | E | [6 empty] | 0
3 |  | 6452 | 613 | ST4 | ST | 156250 | C | OP | 9 | 1957 | NG | FO6 |  | NG | FO6 |  | 10607 | 137000 | 138000 | 151250 | RP | 0 | 0 | 12 | 1992 | 12 | 1992 |  |  |  | WH |  |  | 137000 | 138000 | 0 | 8 | 1957 | 148032 | 151151 | E |  |  | CW |  |  |  | 0
3 |  | 6452 | 613 | ST5 | ST | 156250 | C | OP | 4 | 1958 | NG | FO6 |  | NG | FO6 |  | 10927 | 137000 | 138000 | 151250 | RP | 0 | 0 | 12 | 1992 | 12 | 1992 |  |  |  | WH |  |  | 137000 | 138000 | 0 | 3 | 1958 | 0 | 0 | E |  |  | CW |  |  |  | 0
3 |  | 6452 | 613 | 4GT1 | CT | 0 |  |  | 0 | 0 | [6 empty] | 0 | 0 | 0 | 185000 | CO | 0 | 0 | 3 | 1993 | 3 | 1993 |  |  |  | NG | FO2 |  | 146646 | 158021 | 0 | 0 | 0 | 148870 | 151446 | [7 empty] | 0
3 |  | 6452 | 613 | 4GT2 | CT | 0 |  |  | 0 | 0 | [6 empty] | 0 | 0 | 0 | 185000 | CO | 0 | 0 | 3 | 1993 | 3 | 1993 |  |  |  | NG | FO2 |  | 146646 | 158021 | 0 | 0 | 0 | 148870 | 151446 | [7 empty] | 0
3 |  | 6452 | 613 | 5GT1 | CT | 0 |  |  | 0 | 0 | [6 empty] | 0 | 0 | 0 | 185000 | CO | 0 | 0 | 4 | 1993 | 4 | 1993 |  |  |  | NG | FO2 |  | 146646 | 158021 | 0 | 0 | 0 | 148870 | 151446 | [7 empty] | 0
3 |  | 6452 | 613 | 5GT2 | CT | 0 |  |  | 0 | 0 | [6 empty] | 0 | 0 | 0 | 185000 | CO | 0 | 0 | 4 | 1993 | 4 | 1993 |  |  |  | NG | FO2 |  | 146646 | 158021 | 0 | 0 | 0 | 148870 | 151446 | [7 empty] | 0
3 |  | 6452 | 614 | 8 | ST | 46000 |  |  | 5 | 1948 |  |  |  | NG | PET |  | 0 | 0 | 0 | 0 | RE | 12 | 1975 | 0 | 0 | 0 | 0 | [6 empty] | 0 | 0 | 0 | 0 | 1948 | 0 | 0 | E | [6 empty] | 0
3 |  | 6452 | 615 | 100 | IC | 1000 |  |  | 99 | 1951 |  |  |  | PET |  |  | 0 | 0 | 0 | 0 | RE | 5 | 1976 | 0 | 0 | 0 | 0 | [6 empty] | 0 | 0 | 0 | 0 | 1951 | 0 | 0 | E | [6 empty] | 0
3 |  | 6452 | 615 | 101 | IC | 1000 |  |  | 99 | 1952 |  |  |  | PET |  |  | 0 | 0 | 0 | 0 | RE | 5 | 1976 | 0 | 0 | 0 | 0 | [6 empty] | 0 | 0 | 0 | 0 | 1952 | 0 | 0 | E | [6 empty] | 0
3 |  | 6452 | 616 | 1 | IC | 50 | P |  | 88 | 1968 | FO2 |  |  | FO2 |  |  | 0 | 44 | 40 | 0 | RE | 12 | 1988 | 0 | 0 | 0 | 0 | [6 empty] | 0 | 0 | 0 | 0 | 1968 | 0 | 0 | E | E | E |  |  |  |  | 0
3 |  | 6452 | 616 | 2 | IC | 120 | P |  | 88 | 1947 | FO2 |  |  | FO2 |  |  | 0 | 120 | 120 | 0 | RE | 12 | 1988 | 0 | 0 | 0 | 0 | [6 empty] | 0 | 0 | 0 | 0 | 1947 | 0 | 0 | E | [6 empty] | 0
3 |  | 6452 | 616 | 3 | IC | 120 | P |  | 88 | 1947 | FO2 |  |  | FO2 |  |  | 0 | 120 | 120 | 0 | RE | 12 | 1988 | 0 | 0 | 0 | 0 | [6 empty] | 0 | 0 | 0 | 0 | 1947 | 0 | 0 | E | [6 empty] | 0
3 |  | 6452 | 616 | 10 | IC | 400 | P |  | 88 | 1965 | FO2 |  |  | FO2 |  |  | 0 | 400 | 400 | 0 | RE | 12 | 1988 | 0 | 0 | 0 | 0 | [6 empty] | 0 | 0 | 0 | 0 | 1965 | 0 | 0 | E | [6 empty] | 0
3 |  | 6452 | 616 | 11 | IC | 400 | P |  | 88 | 1965 | FO2 |  |  | FO2 |  |  | 0 | 400 | 400 | 0 | RE | 12 | 1988 | 0 | 0 | 0 | 0 | [6 empty] | 0 | 0 | 0 | 0 | 1965 | 0 | 0 | E | [6 empty] | 0
3 |  | 6452 | 616 | 12 | IC | 400 | P |  | 88 | 1967 | FO2 |  |  | FO2 |  |  | 0 | 400 | 400 | 0 | RE | 12 | 1988 | 0 | 0 | 0 | 0 | [6 empty] | 0 | 0 | 0 | 0 | 1967 | 0 | 0 | E | [6 empty] | 0
3 |  | 6452 | 616 | 14 | IC | 400 | P |  | 88 | 1967 | FO2 |  |  | FO2 |  |  | 0 | 400 | 400 | 0 | RE | 12 | 1988 | 0 | 0 | 0 | 0 | [6 empty] | 0 | 0 | 0 | 0 | 1967 | 0 | 0 | E | [6 empty] | 0
3 |  | 6452 | 616 | 201 | IC | 1250 | P |  | 88 | 1965 | FO2 |  |  | FO2 |  |  | 0 | 1250 | 1250 | 0 | RE | 12 | 1988 | 0 | 0 | 0 | 0 | [6 empty] | 0 | 0 | 0 | 0 | 1965 | 0 | 0 | E | [6 empty] | 0
3 |  | 6452 | 617 | 6 | JE | 34228 | P | OP | 8 | 1971 | NG | FO2 |  | NG | FO2 |  | 16481 | 35500 | 40500 | 0 |  | 0 | 0 | 0 | 0 | 0 | 0 | [6 empty] | 0 | 0 | 0 | 7 | 1971 | 0 | 0 | E | [6 empty] | 0
3 |  | 6452 | 617 | 7 | JE | 34228 | P | OP | 8 | 1971 | NG | FO2 |  | NG | FO2 |  | 16481 | 35500 | 40500 | 0 |  | 0 | 0 | 0 | 0 | 0 | 0 | [6 empty] | 0 | 0 | 0 | 7 | 1971 | 0 | 0 | E | [6 empty] | 0
3 |  | 6452 | 617 | 8 | JE | 34228 | P | OP | 8 | 1971 | NG | FO2 |  | NG | FO2 |  | 16481 | 35500 | 40500 | 0 |  | 0 | 0 | 0 | 0 | 0 | 0 | [6 empty] | 0 | 0 | 0 | 7 | 1971 | 0 | 0 | E | [6 empty] | 0
3 |  | 6452 | 617 | 9 | JE | 34228 | P | OP | 8 | 1971 | NG | FO2 |  | NG | FO2 |  | 16481 | 35500 | 40500 | 0 |  | 0 | 0 | 0 | 0 | 0 | 0 | [6 empty] | 0 | 0 | 0 | 7 | 1971 | 0 | 0 | E | [6 empty] | 0
3 |  | 6452 | 617 | 10 | JE | 34228 | P | OP | 8 | 1971 | NG | FO2 |  | NG | FO2 |  | 16481 | 35500 | 40500 | 0 |  | 0 | 0 | 0 | 0 | 0 | 0 | [6 empty] | 0 | 0 | 0 | 7 | 1971 | 0 | 0 | E | [6 empty] | 0
3 |  | 6452 | 617 | 11 | JE | 34228 | P | OP | 8 | 1971 | NG | FO2 |  | NG | FO2 |  | 16481 | 35500 | 40500 | 0 |  | 0 | 0 | 0 | 0 | 0 | 0 | [6 empty] | 0 | 0 | 0 | 7 | 1971 | 0 | 0 | E | [6 empty] | 0
3 |  | 6452 | 617 | 12 | JE | 34228 | P | OP | 8 | 1971 | NG | FO2 |  | NG | FO2 |  | 16481 | 35500 | 40500 | 0 |  | 0 | 0 | 0 | 0 | 0 | 0 | [6 empty] | 0 | 0 | 0 | 7 | 1971 | 0 | 0 | E | [6 empty] | 0
3 |  | 6452 | 617 | GT1 | JE | 34228 | P | OP | 8 | 1971 | NG | FO2 |  | NG | FO2 |  | 16481 | 35500 | 40500 | 0 |  | 0 | 0 | 0 | 0 | 0 | 0 | [6 empty] | 0 | 0 | 0 | 7 | 1971 | 0 | 0 | E | [6 empty] | 0
3 |  | 6452 | 617 | GT2 | JE | 34228 | P | OP | 8 | 1971 | NG | FO2 |  | NG | FO2 |  | 16481 | 35500 | 40500 | 0 |  | 0 | 0 | 0 | 0 | 0 | 0 | [6 empty] | 0 | 0 | 0 | 7 | 1971 | 0 | 0 | E | [6 empty] | 0
3 |  | 6452 | 617 | GT3 | JE | 34228 | P | OP | 8 | 1971 | NG | FO2 |  | NG | FO2 |  | 16481 | 35500 | 40500 | 0 |  | 0 | 0 | 0 | 0 | 0 | 0 | [6 empty] | 0 | 0 | 0 | 7 | 1971 | 0 | 0 | E | [6 empty] | 0
3 |  | 6452 | 617 | GT4 | JE | 34228 | P | OP | 8 | 1971 | NG | FO2 |  | NG | FO2 |  | 16481 | 35500 | 40500 | 0 |  | 0 | 0 | 0 | 0 | 0 | 0 | [6 empty] | 0 | 0 | 0 | 7 | 1971 | 0 | 0 | E | [6 empty] | 0
3 |  | 6452 | 617 | GT5 | JE | 34228 | P | OP | 8 | 1971 | NG | FO2 |  | NG | FO2 |  | 16481 | 35500 | 40500 | 0 |  | 0 | 0 | 0 | 0 | 0 | 0 | [6 empty] | 0 | 0 | 0 | 7 | 1971 | 0 | 0 | E | [6 empty] | 0
3 |  | 6452 | 617 | IC1 | IC | 2750 | P |  | 4 | 1968 | FO2 |  |  | FO2 |  |  | 13212 | 2800 | 2800 | 0 | RE | 1 | 1990 | 0 | 0 | 0 | 0 | [6 empty] | 0 | 0 | 0 | 3 | 1968 | 0 | 0 | E | [6 empty] | 0
3 |  | 6452 | 617 | IC2 | IC | 2750 | P |  | 4 | 1968 | FO2 |  |  | FO2 |  |  | 13212 | 2800 | 2800 | 0 | RE | 1 | 1990 | 0 | 0 | 0 | 0 | [6 empty] | 0 | 0 | 0 | 3 | 1968 | 0 | 0 | E | [6 empty] | 0
3 |  | 6452 | 617 | IC3 | IC | 2750 | P |  | 4 | 1968 | FO2 |  |  | FO2 |  |  | 13212 | 2800 | 2800 | 0 | RE | 1 | 1990 | 0 | 0 | 0 | 0 | [6 empty] | 0 | 0 | 0 | 3 | 1968 | 0 | 0 | E | [6 empty] | 0
3 |  | 6452 | 617 | IC4 | IC | 2750 | P |  | 4 | 1968 | FO2 |  |  | FO2 |  |  | 13212 | 2800 | 2800 | 0 | RE | 1 | 1990 | 0 | 0 | 0 | 0 | [6 empty] | 0 | 0 | 0 | 3 | 1968 | 0 | 0 | E | [6 empty] | 0
3 |  | 6452 | 617 | IC5 | IC | 2750 | P |  | 4 | 1968 | FO2 |  |  | FO2 |  |  | 13212 | 2800 | 2800 | 0 | RE | 1 | 1990 | 0 | 0 | 0 | 0 | [6 empty] | 0 | 0 | 0 | 3 | 1968 | 0 | 0 | E | [6 empty] | 0
3 |  | 6452 | 617 | ST1 | ST | 225250 | C | OP | 6 | 1960 | NG | FO6 |  | NG | FO6 |  | 9771 | 204000 | 205000 | 0 |  | 0 | 0 | 0 | 0 | 0 | 0 | [6 empty] | 0 | 0 | 0 | 5 | 1960 | 0 | 0 | E | [6 empty] | 0
3 |  | 6452 | 617 | ST2 | ST | 225250 | C | OP | 4 | 1961 | NG | FO6 |  | NG | FO6 |  | 9834 | 204000 | 205000 | 0 |  | 0 | 0 | 0 | 0 | 0 | 0 | [6 empty] | 0 | 0 | 0 | 2 | 1961 | 0 | 0 | E | [6 empty] | 0
3 |  | 6452 | 617 | ST3 | ST | 402050 | C | OP | 7 | 1964 | NG | FO6 |  | FO6 | NG |  | 9151 | 367000 | 369000 | 0 |  | 0 | 0 | 0 | 0 | 0 | 0 | [6 empty] | 0 | 0 | 0 | 5 | 1964 | 0 | 0 | E | [6 empty] | 0
3 |  | 6452 | 617 | ST4 | ST | 402050 | C | OP | 4 | 1965 | NG | FO6 |  | FO6 | NG |  | 9033 | 367000 | 369000 | 0 |  | 0 | 0 | 0 | 0 | 0 | 0 | [6 empty] | 0 | 0 | 0 | 2 | 1965 | 0 | 0 | E | [6 empty] | 0
3 |  | 6452 | 618 | 1 | ST | 34500 |  |  | 8 | 1951 |  |  |  | FO6 | NG |  | 0 | 0 | 0 | 0 | RE | 7 | 1983 | 0 | 0 | 0 | 0 | [6 empty] | 0 | 0 | 0 | 0 | 1951 | 0 | 0 | E | [6 empty] | 0
3 |  | 6452 | 618 | 2 | ST | 75000 |  |  | 8 | 1956 |  |  |  | FO6 | NG |  | 0 | 0 | 0 | 0 | RE | 7 | 1983 | 0 | 0 | 0 | 0 | [6 empty] | 0 | 0 | 0 | 0 | 1956 | 0 | 0 | E | [6 empty] | 0
3 |  | 6452 | 619 | 1 | ST | 43700 |  |  | 11 | 1946 |  |  |  | FO6 | NG |  | 0 | 0 | 0 | 0 | RE | 11 | 1983 | 0 | 0 | 0 | 0 | [6 empty] | 0 | 0 | 0 | 0 | 1946 | 0 | 0 | E | [6 empty] | 0
3 |  | 6452 | 619 | 2 | ST | 75000 | P |  | 11 | 1953 | NG | FO6 |  | NG | FO6 |  | 10869 | 69000 | 71000 | 0 | RE | 12 | 1991 | 0 | 0 | 0 | 0 | [6 empty] | 0 | 0 | 0 | 10 | 1953 | 0 | 0 | E | [6 empty] | 0
3 |  | 6452 | 619 | 3 | ST | 310420 | C | OP | 6 | 1962 | NG | FO6 |  | NG | FO6 |  | 10126 | 272000 | 274000 | 0 |  | 0 | 0 | 0 | 0 | 0 | 0 | [6 empty] | 0 | 0 | 0 | 4 | 1962 | 0 | 0 | E | [6 empty] | 0
3 |  | 6452 | 619 | 4 | ST | 310420 | C | OP | 3 | 1963 | NG | FO6 |  | NG | FO6 |  | 10165 | 272000 | 274000 | 0 |  | 0 | 0 | 0 | 0 | 0 | 0 | [6 empty] | 0 | 0 | 0 | 1 | 1963 | 0 | 0 | E | [6 empty] | 0
3 |  | 6452 | 620 | 3 | ST | 156250 | C | OP | 5 | 1959 | NG | FO6 |  | NG | FO6 |  | 10222 | 137000 | 139000 | 0 |  | 0 | 0 | 0 | 0 | 0 | 0 | [6 empty] | 0 | 0 | 0 | 4 | 1959 | 0 | 0 | E | [6 empty] | 0
3 |  | 6452 | 620 | 4 | ST | 436100 | C | OP | 7 | 1972 | FO6 |  |  | FO6 | CWM | NG | 9789 | 362000 | 366000 | 0 |  | 0 | 0 | 0 | 0 | 0 | 0 | [6 empty] | 0 | 0 | 0 | 4 | 1972 | 0 | 0 | E | [6 empty] | 0
3 |  | 6452 | 620 | 5 | ST | 436100 | C | OP | 6 | 1973 | FO6 |  |  | FO6 |  |  | 9659 | 362000 | 366000 | 0 |  | 0 | 0 | 0 | 0 | 0 | 0 | [6 empty] | 0 | 0 | 0 | 3 | 1973 | 0 | 0 | E | [6 empty] | 0
3 |  | 6452 | 621 | 3 | NP | 759920 | B | OP | 12 | 1972 | UR |  |  | UR |  |  | 11101 | 666000 | 688000 | 0 |  | 0 | 0 | 0 | 0 | 0 | 0 | [6 empty] | 0 | 0 | 693000 | 7 | 1972 | 0 | 0 | [7 empty] | 0
3 |  | 6452 | 621 | 4 | NP | 759920 | B | OP | 9 | 1973 | UR |  |  | UR |  |  | 11208 | 666000 | 688000 | 0 |  | 0 | 0 | 0 | 0 | 0 | 0 | [6 empty] | 0 | 0 | 693000 | 4 | 1973 | 0 | 0 | [7 empty] | 0
3 |  | 6452 | 621 | 5 | IC | 2750 | P | OP | 4 | 1968 | FO2 |  |  | FO2 |  |  | 14504 | 2800 | 2800 | 0 |  | 0 | 0 | 0 | 0 | 0 | 0 | [6 empty] | 0 | 0 | 0 | 3 | 1968 | 0 | 0 | E | [6 empty] | 0
3 |  | 6452 | 621 | IC1 | IC | 2750 | P | OP | 4 | 1968 | FO2 |  |  | FO2 |  |  | 14504 | 2800 | 2800 | 0 |  | 0 | 0 | 0 | 0 | 0 | 0 | [6 empty] | 0 | 0 | 0 | 3 | 1968 | 0 | 0 | E | [6 empty] | 0
3 |  | 6452 | 621 | IC2 | IC | 2750 | P | OP | 4 | 1968 | FO2 |  |  | FO2 |  |  | 14504 | 2800 | 2800 | 0 |  | 0 | 0 | 0 | 0 | 0 | 0 | [6 empty] | 0 | 0 | 0 | 3 | 1968 | 0 | 0 | E | [6 empty] | 0
3 |  | 6452 | 621 | IC3 | IC | 2750 | P | OP | 4 | 1968 | FO2 |  |  | FO2 |  |  | 14504 | 2800 | 2800 | 0 |  | 0 | 0 | 0 | 0 | 0 | 0 | [6 empty] | 0 | 0 | 0 | 3 | 1968 | 0 | 0 | E | [6 empty] | 0
3 |  | 6452 | 621 | IC4 | IC | 2750 | P | OP | 4 | 1968 | FO2 |  |  | FO2 |  |  | 14504 | 2800 | 2800 | 0 |  | 0 | 0 | 0 | 0 | 0 | 0 | [6 empty] | 0 | 0 | 0 | 3 | 1968 | 0 | 0 | E | [6 empty] | 0
3 |  | 6452 | 621 | ST1 | ST | 402050 | C | OP | 4 | 1967 | NG | FO6 |  | NG | FO6 |  | 9521 | 367000 | 370000 | 0 |  | 0 | 0 | 0 | 0 | 0 | 0 | [6 empty] | 0 | 0 | 0 | 2 | 1967 | 0 | 0 | E | [6 empty] | 0
3 |  | 6452 | 621 | ST2 | ST | 402050 | C | OP | 4 | 1968 | NG | FO6 |  | NG | FO6 |  | 9668 | 367000 | 370000 | 0 |  | 0 | 0 | 0 | 0 | 0 | 0 | [6 empty] | 0 | 0 | 0 | 2 | 1968 | 0 | 0 | E | [6 empty] | 0
3 |  | 6452 | 6042 | 1 | ST | 863300 | C | OP | 10 | 1976 | FO6 |  |  | FO6 |  |  | 9572 | 783000 | 790000 | 0 |  | 0 | 0 | 0 | 0 | 0 | 0 | [6 empty] | 0 | 0 | 0 | 7 | 1976 | 0 | 0 | E | [6 empty] | 0
3 |  | 6452 | 6042 | 2 | ST | 863300 | C | OP | 12 | 1977 | FO6 |  |  | FO6 |  |  | 9516 | 783000 | 790000 | 0 |  | 0 | 0 | 0 | 0 | 0 | 0 | [6 empty] | 0 | 0 | 0 | 9 | 1977 | 0 | 0 | E | [6 empty] | 0
3 |  | 6452 | 6043 | 1 | ST | 863300 | C | OP | 12 | 1980 | FO6 |  |  | NG | FO6 |  | 9561 | 783000 | 790000 | 0 |  | 0 | 0 | 0 | 0 | 0 | 0 | [6 empty] | 0 | 0 | 0 | 8 | 1980 | 0 | 0 | E | [6 empty] | 0
3 |  | 6452 | 6043 | 2 | ST | 863300 | C | OP | 6 | 1981 | FO6 |  |  | NG | FO6 |  | 9505 | 783000 | 790000 | 0 |  | 0 | 0 | 0 | 0 | 0 | 0 | [6 empty] | 0 | 0 | 0 | 2 | 1981 | 0 | 0 | E | [6 empty] | 0
3 |  | 6452 | 6043 | 3 | ST | 0 |  |  | 0 | 0 | [6 empty] | 0 | 0 | 0 | 887000 | CN | 12 | 1986 | 0 | 0 | 0 | 0 |  |  |  | BIT | FO6 |  | 0 | 0 | 0 | 0 | 0 | 818000 | 834000 | [7 empty] | 0
3 |  | 6452 | 6043 | 4 | ST | 0 |  |  | 0 | 0 | [6 empty] | 0 | 0 | 0 | 887000 | CN | 12 | 1986 | 0 | 0 | 0 | 0 |  |  |  | BIT | FO6 |  | 0 | 0 | 0 | 0 | 0 | 818000 | 834000 | [7 empty] | 0
3 |  | 6452 | 6043 | 3ST | CW | 0 |  |  | 0 | 0 | [6 empty] | 0 | 0 | 0 | 204000 | CO | 0 | 0 | 11 | 1993 | 11 | 1993 |  |  |  | WH |  |  | 160000 | 163000 | 0 | 0 | 0 | 163505 | 165442 | [7 empty] | 0
3 |  | 6452 | 6043 | 4ST | CW | 0 |  |  | 0 | 0 | [6 empty] | 0 | 0 | 0 | 204000 | CO | 0 | 0 | 3 | 1994 | 3 | 1994 |  |  |  | WH |  |  | 160000 | 163000 | 0 | 0 | 0 | 163505 | 165442 | [7 empty] | 0
3 |  | 6452 | 6043 | 3GT1 | CT | 0 |  |  | 0 | 0 | [6 empty] | 0 | 0 | 0 | 204000 | CO | 0 | 0 | 12 | 1995 | 11 | 1993 |  |  |  | NG | FO2 |  | 134000 | 149000 | 0 | 0 | 0 | 163505 | 165442 | [7 empty] | 0
3 |  | 6452 | 6043 | 3GT2 | CT | 0 |  |  | 0 | 0 | [6 empty] | 0 | 0 | 0 | 204000 | CO | 0 | 0 | 12 | 1995 | 11 | 1993 |  |  |  | NG | FO2 |  | 134000 | 149000 | 0 | 0 | 0 | 163505 | 165442 | [7 empty] | 0
3 |  | 6452 | 6043 | 4GT1 | CT | 0 |  |  | 0 | 0 | [6 empty] | 0 | 0 | 0 | 204000 | CO | 0 | 0 | 0 | 1994 | 3 | 1994 |  |  |  | NG | FO2 |  | 134000 | 149000 | 0 | 0 | 0 | 163505 | 165442 | [7 empty] | 0
3 |  | 6452 | 6043 | 4GT2 | CT | 0 |  |  | 0 | 0 | [6 empty] | 0 | 0 | 0 | 204000 | CO | 0 | 0 | 0 | 1994 | 0 | 1994 |  |  |  | NG | FO2 |  | 134000 | 149000 | 0 | 0 | 0 | 163505 | 165442 | [7 empty] | 0
3 |  | 6452 | 6044 | 1 | NP | 0 |  |  | 0 | 0 | [6 empty] | 0 | 0 | 0 | 1140000 | CN | 88 | 1977 | 0 | 0 | 99 | 1984 |  |  |  | UR |  |  | 0 | 0 | 0 | 0 | 0 | 984668 | 1193266 | [7 empty] | 0
3 |  | 6452 | 6044 | 2 | NP | 0 |  |  | 0 | 0 | [6 empty] | 0 | 0 | 0 | 1140000 | CN | 88 | 1977 | 0 | 0 | 99 | 1984 |  |  |  | UR |  |  | 0 | 0 | 0 | 0 | 0 | 984668 | 1193266 | [7 empty] | 0
3 |  | 6452 | 6045 | 1 | NP | 850000 | B | OP | 12 | 1976 | UR |  |  | UR |  |  | 10866 | 839000 | 853000 | 0 |  | 0 | 0 | 0 | 0 | 0 | 0 | [6 empty] | 0 | 0 | 830000 | 3 | 1976 | 0 | 0 | [7 empty] | 0
3 |  | 6452 | 6045 | 2 | NP | 850000 | B | OP | 8 | 1983 | UR |  |  | UR |  |  | 10712 | 839000 | 853000 | 0 |  | 0 | 0 | 0 | 0 | 0 | 0 | [6 empty] | 0 | 0 | 830000 | 6 | 1983 | 0 | 0 | [7 empty] | 0
3 | C782 | 6452 | 6246 | 1ST | CA | 120000 | C | OP | 4 | 1978 | NG | FO2 |  | NG | WH |  | 9408 | 224000 | 234000 | 0 |  | 0 | 0 | 0 | 0 | 0 | 0 | [6 empty] | 0 | 0 | 0 | 1 | 1978 | 0 | 0 | [7 empty] | 0
3 | C783 | 6452 | 6246 | 2ST | CA | 120000 | C | OP | 8 | 1977 | NG | FO2 |  | NG | WH |  | 9096 | 224000 | 234000 | 0 |  | 0 | 0 | 0 | 0 | 0 | 0 | [6 empty] | 0 | 0 | 0 | 7 | 1977 | 0 | 0 | [7 empty] | 0
3 | C782 | 6452 | 6246 | 1GT1 | CT | 85000 | C | OP | 4 | 1978 | NG | FO2 |  | NG | FO2 |  | 0 | 0 | 0 | 0 |  | 0 | 0 | 0 | 0 | 0 | 0 | [6 empty] | 0 | 0 | 0 | 1 | 1978 | 0 | 0 | [7 empty] | 0
3 | C782 | 6452 | 6246 | 1GT2 | CT | 85000 | C | OP | 4 | 1978 | NG | FO2 |  | NG | FO2 |  | 0 | 0 | 0 | 0 |  | 0 | 0 | 0 | 0 | 0 | 0 | [6 empty] | 0 | 0 | 0 | 1 | 1978 | 0 | 0 | [7 empty] | 0
3 | C783 | 6452 | 6246 | 2GT1 | CT | 85000 | C | OP | 8 | 1977 | NG | FO2 |  | NG | FO2 |  | 0 | 0 | 0 | 0 |  | 0 | 0 | 0 | 0 | 0 | 0 | [6 empty] | 0 | 0 | 0 | 7 | 1977 | 0 | 0 | [7 empty] | 0
3 | C783 | 6452 | 6246 | 2GT2 | CT | 85000 | C | OP | 8 | 1977 | NG | FO2 |  | NG | FO2 |  | 0 | 0 | 0 | 0 |  | 0 | 0 | 0 | 0 | 0 | 0 | [6 empty] | 0 | 0 | 0 | 7 | 1977 | 0 | 0 | [7 empty] | 0
3 |  | 6455 | 624 | 2 | ST | 46000 | C | SC | 11 | 1952 | FO2 |  |  | FO6 | NG |  | 12428 | 40000 | 40000 | 0 |  | 0 | 0 | 0 | 0 | 0 | 0 | [6 empty] | 0 | 0 | 0 | 10 | 1952 | 0 | 0 | E | [6 empty] | 0
3 |  | 6455 | 624 | P1 | JE | 33790 | P | OP | 12 | 1968 |  |  |  | FO2 | NG |  | 14780 | 25000 | 30000 | 0 | RT | 12 | 2000 | 0 | 0 | 0 | 0 | [6 empty] | 0 | 0 | 0 | 11 | 1968 | 0 | 0 | E | [6 empty] | 0
3 |  | 6455 | 624 | P2 | JE | 33790 | P | OP | 12 | 1968 |  |  |  | FO2 | NG |  | 14780 | 25000 | 30000 | 0 | RT | 12 | 2000 | 0 | 0 | 0 | 0 | [6 empty] | 0 | 0 | 0 | 11 | 1968 | 0 | 0 | E | [6 empty] | 0
3 |  | 6455 | 624 | ST1 | ST | 15000 |  |  | 2 | 1928 |  |  |  | FO6 | NG |  | 0 | 0 | 0 | 0 | RE | 4 | 1975 | 0 | 0 | 0 | 0 | [6 empty] | 0 | 0 | 0 | 0 | 1928 | 0 | 0 | E | [6 empty] | 0
3 |  | 6455 | 627 | P1 | JE | 56700 | P | OP | 4 | 1973 |  |  |  | FO2 |  |  | 12826 | 46000 | 54000 | 0 |  | 0 | 0 | 0 | 0 | 0 | 0 | [6 empty] | 0 | 0 | 0 | 3 | 1973 | 0 | 0 | E | [6 empty] | 0
3 |  | 6455 | 627 | P2 | JE | 56700 | P | OP | 4 | 1973 |  |  |  | FO2 |  |  | 12833 | 46000 | 54000 | 0 |  | 0 | 0 | 0 | 0 | 0 | 0 | [6 empty] | 0 | 0 | 0 | 3 | 1973 | 0 | 0 | E | [6 empty] | 0
3 |  | 6455 | 627 | P3 | JE | 56700 | P | OP | 4 | 1973 |  |  |  | FO2 |  |  | 12793 | 46000 | 54000 | 0 |  | 0 | 0 | 0 | 0 | 0 | 0 | [6 empty] | 0 | 0 | 0 | 3 | 1973 | 0 | 0 | E | [6 empty] | 0
3 |  | 6455 | 627 | P4 | JE | 56700 | P | OP | 4 | 1973 |  |  |  | FO2 |  |  | 12793 | 46000 | 54000 | 0 |  | 0 | 0 | 0 | 0 | 0 | 0 | [6 empty] | 0 | 0 | 0 | 3 | 1973 | 0 | 0 | E | [6 empty] | 0
3 |  | 6455 | 627 | ST2 | ST | 13000 |  |  | 12 | 1925 |  |  |  | FO2 |  |  | 0 | 0 | 0 | 0 | RE | 4 | 1974 | 0 | 0 | 0 | 0 | [6 empty] | 0 | 0 | 0 | 0 | 1925 | 0 | 0 | E | [6 empty] | 0
3 |  | 6455 | 627 | ST3 | ST | 29000 |  |  | 12 | 1944 |  |  |  | FO2 |  |  | 0 | 0 | 0 | 0 | RE | 4 | 1974 | 0 | 0 | 0 | 0 | [6 empty] | 0 | 0 | 0 | 0 | 1944 | 0 | 0 | E | [6 empty] | 0
3 |  | 6455 | 627 | ST4 | ST | 10000 |  |  | 12 | 1949 |  |  |  | FO2 |  |  | 0 | 0 | 0 | 0 | RE | 4 | 1974 | 0 | 0 | 0 | 0 | [6 empty] | 0 | 0 | 0 | 0 | 1949 | 0 | 0 | E | [6 empty] | 0
3 |  | 6455 | 628 | 1 | ST | 440550 | B | OP | 10 | 1966 | FO2 |  |  | BIT |  |  | 9841 | 372000 | 373000 | 0 |  | 0 | 0 | 0 | 0 | 0 | 0 | [6 empty] | 0 | 0 | 0 | 8 | 1966 | 0 | 0 | E | [6 empty] | 0
3 |  | 6455 | 628 | 2 | ST | 523800 | B | OP | 11 | 1969 | FO2 |  |  | BIT |  |  | 9721 | 468000 | 469000 | 0 |  | 0 | 0 | 0 | 0 | 0 | 0 | [6 empty] | 0 | 0 | 0 | 9 | 1969 | 0 | 0 | E | [6 empty] | 0
3 |  | 6455 | 628 | 3 | NP | 890460 | B | OP | 3 | 1977 |  |  |  | UR |  |  | 10590 | 820000 | 835000 | 0 |  | 0 | 0 | 0 | 0 | 0 | 0 | [6 empty] | 0 | 0 | 825000 | 1 | 1977 | 0 | 0 | [7 empty] | 0
3 |  | 6455 | 628 | 5 | ST | 739260 | B | OP | 10 | 1984 | FO2 |  |  | BIT |  |  | 9178 | 697000 | 717000 | 0 |  | 0 | 0 | 0 | 0 | 0 | 0 | [6 empty] | 0 | 0 | 0 | 6 | 1984 | 0 | 0 | E | [6 empty] | 0
3 |  | 6455 | 628 | NP4 | NP | 0 |  |  | 0 | 0 | [6 empty] | 0 | 0 | 0 | 900000 | CN | 88 | 1972 | 88 | 1972 | 88 | 1972 |  |  |  | UR |  |  | 0 | 0 | 0 | 0 | 0 | 0 | 0 | [7 empty] | 0
3 |  | 6455 | 628 | ST4 | ST | 739260 | B | OP | 12 | 1982 | FO2 |  |  | BIT |  |  | 9170 | 697000 | 717000 | 0 |  | 0 | 0 | 0 | 0 | 0 | 0 | [6 empty] | 0 | 0 | 0 | 8 | 1982 | 0 | 0 | [7 empty] | 0
3 |  | 6455 | 629 | P1 | GT | 19290 | P | OP | 10 | 1970 |  |  |  | FO2 |  |  | 15234 | 14000 | 17000 | 0 |  | 0 | 0 | 0 | 0 | 0 | 0 | [6 empty] | 0 | 0 | 0 | 9 | 1970 | 0 | 0 | E | [6 empty] | 0
3 |  | 6455 | 629 | P2 | GT | 19290 | P | OP | 10 | 1970 |  |  |  | FO2 |  |  | 15234 | 14000 | 17000 | 0 |  | 0 | 0 | 0 | 0 | 0 | 0 | [6 empty] | 0 | 0 | 0 | 9 | 1970 | 0 | 0 | E | [6 empty] | 0
3 |  | 6455 | 629 | P3 | GT | 71200 | P | OP | 8 | 1974 |  |  |  | FO2 |  |  | 13047 | 65000 | 80000 | 0 |  | 0 | 0 | 0 | 0 | 0 | 0 | [6 empty] | 0 | 0 | 0 | 7 | 1974 | 0 | 0 | E | [6 empty] | 0
3 |  | 6455 | 629 | P4 | GT | 71200 | P | OP | 8 | 1974 |  |  |  | FO2 |  |  | 13047 | 65000 | 80000 | 0 |  | 0 | 0 | 0 | 0 | 0 | 0 | [6 empty] | 0 | 0 | 0 | 7 | 1974 | 0 | 0 | [7 empty] | 0
3 |  | 6455 | 629 | ST1 | ST | 13000 |  |  | 1 | 1926 |  |  |  | FO6 | NG |  | 0 | 0 | 0 | 0 | RE | 4 | 1975 | 0 | 0 | 0 | 0 | [6 empty] | 0 | 0 | 0 | 0 | 1926 | 0 | 0 | E | [6 empty] | 0
3 |  | 6455 | 629 | ST2 | ST | 28750 | C |  | 2 | 1948 | FO2 |  |  | NG | FO6 |  | 13293 | 23000 | 23000 | 0 | RE | 5 | 1991 | 0 | 0 | 0 | 0 | [6 empty] | 0 | 0 | 0 | 1 | 1948 | 0 | 0 | E | [6 empty] | 0
3 |  | 6455 | 629 | ST3 | ST | 78800 | C | OP | 11 | 1955 |  |  |  | NG | FO6 |  | 10148 | 70000 | 72000 | 0 |  | 0 | 0 | 0 | 0 | 0 | 0 | [6 empty] | 0 | 0 | 0 | 10 | 1953 | 0 | 0 | E | [6 empty] | 0
3 |  | 6455 | 629 | ST4 | ST | 81600 | C | OP | 5 | 1959 | FO2 |  |  | NG | FO6 |  | 9850 | 71000 | 73000 | 0 |  | 0 | 0 | 0 | 0 | 0 | 0 | [6 empty] | 0 | 0 | 0 | 4 | 1959 | 0 | 0 | E | [6 empty] | 0
3 |  | 6455 | 630 | P1 | JE | 33790 | P | OP | 3 | 1969 |  |  |  | FO2 | NG |  | 14607 | 25000 | 30000 | 0 | RT | 12 | 1999 | 0 | 0 | 0 | 0 | [6 empty] | 0 | 0 | 0 | 2 | 1969 | 0 | 0 | E | [6 empty] | 0
3 |  | 6455 | 630 | P2 | JE | 33790 | P | OP | 4 | 1969 |  |  |  | FO2 | NG |  | 14607 | 25000 | 30000 | 0 | RT | 12 | 1999 | 0 | 0 | 0 | 0 | [6 empty] | 0 | 0 | 0 | 3 | 1969 | 0 | 0 | E | [6 empty] | 0
3 |  | 6455 | 630 | P3 | JE | 42925 | P | OP | 12 | 1970 | FO2 |  |  | FO2 | NG |  | 14692 | 30000 | 33000 | 0 | RT | 12 | 1999 | 0 | 0 | 0 | 0 | [6 empty] | 0 | 0 | 0 | 11 | 1970 | 0 | 0 | E | [6 empty] | 0
3 |  | 6455 | 630 | P4 | JE | 42925 | P | OP | 1 | 1971 |  |  |  | FO2 | NG |  | 14692 | 30000 | 33000 | 0 | RT | 12 | 1999 | 0 | 0 | 0 | 0 | [6 empty] | 0 | 0 | 0 | 12 | 1970 | 0 | 0 | E | [6 empty] | 0
3 |  | 6455 | 630 | ST1 | ST | 46000 | C | OP | 6 | 1951 |  |  |  | NG | FO6 |  | 11008 | 39000 | 40000 | 0 | RT | 12 | 1999 | 0 | 0 | 0 | 0 | [6 empty] | 0 | 0 | 0 | 5 | 1951 | 0 | 0 | E | [6 empty] | 0
3 |  | 6455 | 630 | ST2 | ST | 46000 | C | OP | 6 | 1953 |  |  |  | FO6 | NG |  | 11055 | 41000 | 42000 | 0 | RT | 12 | 1999 | 0 | 0 | 0 | 0 | [6 empty] | 0 | 0 | 0 | 5 | 1953 | 0 | 0 | E | [6 empty] | 0
3 |  | 6455 | 630 | ST3 | ST | 46000 | C | OP | 1 | 1954 |  |  |  | FO6 |  |  | 10872 | 39000 | 41000 | 0 | RT | 12 | 1999 | 0 | 0 | 0 | 0 | [6 empty] | 0 | 0 | 0 | 12 | 1953 | 0 | 0 | E | [6 empty] | 0
3 |  | 6455 | 631 | 1 | ST | 13000 |  |  | 88 | 1926 |  |  |  | PET | NG |  | 0 | 0 | 0 | 0 | RE | 10 | 1974 | 0 | 0 | 0 | 0 | [6 empty] | 0 | 0 | 0 | 0 | 1926 | 0 | 0 | E | [6 empty] | 0
3 |  | 6455 | 631 | 2 | ST | 13000 |  |  | 88 | 1926 |  |  |  | PET | NG |  | 0 | 0 | 0 | 0 | RE | 10 | 1974 | 0 | 0 | 0 | 0 | [6 empty] | 0 | 0 | 0 | 0 | 1926 | 0 | 0 | E | [6 empty] | 0
3 |  | 6455 | 631 | 3 | ST | 29000 |  |  | 88 | 1947 |  |  |  | PET | NG |  | 0 | 0 | 0 | 0 | RE | 10 | 1974 | 0 | 0 | 0 | 0 | [6 empty] | 0 | 0 | 0 | 0 | 1947 | 0 | 0 | E | [6 empty] | 0
3 |  | 6455 | 634 | P1 | GT | 55700 | P | OP | 5 | 1972 |  |  |  | FO2 |  |  | 13211 | 44000 | 53000 | 0 |  | 0 | 0 | 0 | 0 | 0 | 0 | [6 empty] | 0 | 0 | 0 | 5 | 1972 | 0 | 0 | E | [6 empty] | 0
3 |  | 6455 | 634 | P2 | GT | 55700 | P | OP | 6 | 1972 |  |  |  | FO2 |  |  | 13211 | 44000 | 53000 | 0 |  | 0 | 0 | 0 | 0 | 0 | 0 | [6 empty] | 0 | 0 | 0 | 5 | 1972 | 0 | 0 | E | [6 empty] | 0
3 |  | 6455 | 634 | P3 | GT | 55700 | P | OP | 6 | 1972 |  |  |  | FO2 |  |  | 13211 | 44000 | 53000 | 0 |  | 0 | 0 | 0 | 0 | 0 | 0 | [6 empty] | 0 | 0 | 0 | 5 | 1972 | 0 | 0 | E | [6 empty] | 0
3 |  | 6455 | 634 | P4 | GT | 55700 | P | OP | 6 | 1972 |  |  |  | FO2 |  |  | 13211 | 44000 | 53000 | 0 |  | 0 | 0 | 0 | 0 | 0 | 0 | [6 empty] | 0 | 0 | 0 | 5 | 1972 | 0 | 0 | E | [6 empty] | 0
3 |  | 6455 | 634 | ST1 | ST | 127500 | C | OP | 9 | 1958 | FO2 |  |  | FO6 |  |  | 10291 | 107000 | 108000 | 0 |  | 0 | 0 | 0 | 0 | 0 | 0 | [6 empty] | 0 | 0 | 0 | 8 | 1958 | 0 | 0 | E | [6 empty] | 0
3 |  | 6455 | 634 | ST2 | ST | 127500 | C | OP | 8 | 1961 | LPG |  |  | FO6 |  |  | 9764 | 117000 | 119000 | 0 |  | 0 | 0 | 0 | 0 | 0 | 0 | [6 empty] | 0 | 0 | 0 | 6 | 1961 | 0 | 0 | E | [6 empty] | 0
3 |  | 6455 | 634 | ST3 | ST | 239360 | C | OP | 7 | 1963 | LPG |  |  | FO6 | NG |  | 9424 | 210000 | 215000 | 0 |  | 0 | 0 | 0 | 0 | 0 | 0 | [6 empty] | 0 | 0 | 0 | 5 | 1963 | 0 | 0 | E | [6 empty] | 0
3 |  | 6455 | 635 | P1 | GT | 19300 | P | OP | 12 | 1970 |  |  |  | FO2 |  |  | 15044 | 14000 | 17000 | 0 |  | 0 | 0 | 0 | 0 | 0 | 0 | [6 empty] | 0 | 0 | 0 | 11 | 1970 | 0 | 0 | E | [6 empty] | 0
3 |  | 6455 | 637 | P1 | GT | 19290 | P | OP | 11 | 1970 |  |  |  | FO2 |  |  | 15044 | 14000 | 17000 | 0 |  | 0 | 0 | 0 | 0 | 0 | 0 | [6 empty] | 0 | 0 | 0 | 10 | 1970 | 0 | 0 | E | [6 empty] | 0
3 |  | 6455 | 638 | 1 | ST | 34500 | C | OP | 11 | 1953 | FO2 |  |  | FO6 | NG |  | 12055 | 33000 | 34000 | 0 |  | 0 | 0 | 0 | 0 | 0 | 0 | [6 empty] | 0 | 0 | 0 | 10 | 1953 | 0 | 0 | E | [6 empty] | 0
3 |  | 6455 | 638 | 2 | ST | 37500 | C | OP | 11 | 1954 | FO2 |  |  | FO6 | NG |  | 12019 | 32000 | 33000 | 0 |  | 0 | 0 | 0 | 0 | 0 | 0 | [6 empty] | 0 | 0 | 0 | 10 | 1954 | 0 | 0 | E | [6 empty] | 0
3 |  | 6455 | 638 | 3 | ST | 75000 | C | OP | 10 | 1956 | FO2 |  |  | FO6 | NG |  | 10474 | 80000 | 80000 | 0 | RT | 88 | 1993 | 0 | 0 | 0 | 0 | [6 empty] | 0 | 0 | 0 | 9 | 1956 | 0 | 0 | E | [6 empty] | 0
3 |  | 6455 | 638 | P1 | JE | 61200 | P | OP | 10 | 1980 |  |  |  | FO2 |  |  | 11394 | 53000 | 65000 | 0 |  | 0 | 0 | 0 | 0 | 0 | 0 | [6 empty] | 0 | 0 | 0 | 9 | 1980 | 0 | 0 | E | [6 empty] | 0
3 |  | 6455 | 638 | P2 | JE | 61200 | P | OP | 10 | 1980 |  |  |  | FO2 |  |  | 11331 | 53000 | 65000 | 0 |  | 0 | 0 | 0 | 0 | 0 | 0 | [6 empty] | 0 | 0 | 0 | 9 | 1980 | 0 | 0 | E | [6 empty] | 0
3 |  | 6455 | 638 | P3 | JE | 61200 | P | OP | 11 | 1980 |  |  |  | FO2 |  |  | 11454 | 53000 | 65000 | 0 |  | 0 | 0 | 0 | 0 | 0 | 0 | [6 empty] | 0 | 0 | 0 | 10 | 1980 | 0 | 0 | E | [6 empty] | 0
3 | A441 | 6455 | 638 | P4 | GT | 0 |  |  | 0 | 0 | [6 empty] | 0 | 0 | 0 | 65000 | CN | 99 | 9999 | 5 | 1981 | 0 | 0 |  |  |  | PET |  |  | 0 | 0 | 0 | 0 | 0 | 0 | 0 | [7 empty] | 0
3 | A441 | 6455 | 5050 | 1 | NP | 0 |  |  | 0 | 0 | [6 empty] | 0 | 0 | 0 | 1300000 | CN | 88 | 1975 | 88 | 1988 | 88 | 1988 |  |  |  | UR |  |  | 0 | 0 | 0 | 0 | 0 | 0 | 0 | [7 empty] | 0
3 | A441 | 6455 | 5050 | 2 | NP | 0 |  |  | 0 | 0 | [6 empty] | 0 | 0 | 0 | 1300000 | CN | 88 | 1975 | 88 | 1988 | 88 | 1988 |  |  |  | UR |  |  | 0 | 0 | 0 | 0 | 0 | 0 | 0 | [7 empty] | 0
3 | A441 | 6455 | 5051 | 4 | GT | 0 |  |  | 0 | 0 | [6 empty] | 0 | 0 | 0 | 300000 | CN | 99 | 9999 | 10 | 1987 | 10 | 1987 |  |  |  | PET |  |  | 0 | 0 | 0 | 0 | 0 | 0 | 0 | [7 empty] | 0
3 | A441 | 6455 | 5051 | CA1 | CA | 0 |  |  | 0 | 0 | [6 empty] | 0 | 0 | 0 | 0 | CN | 99 | 0 | 10 | 1983 | 10 | 1983 |  |  |  | PET |  |  | 0 | 0 | 0 | 0 | 0 | 0 | 0 | [7 empty] | 0
3 | A441 | 6455 | 5051 | CA2 | CA | 0 |  |  | 0 | 0 | [6 empty] | 0 | 0 | 0 | 0 | CN | 99 | 0 | 10 | 1985 | 10 | 1985 |  |  |  | PET |  |  | 0 | 0 | 0 | 0 | 0 | 0 | 0 | [7 empty] | 0
3 |  | 6455 | 6046 | 2 | GT | 66870 | P | OP | 3 | 1976 | FO2 |  |  | FO2 |  |  | 12185 | 47000 | 55000 | 0 |  | 0 | 0 | 0 | 0 | 0 | 0 | [6 empty] | 0 | 0 | 0 | 2 | 1976 | 0 | 0 | E | [6 empty] | 0
3 |  | 6455 | 6046 | 3 | GT | 66870 | P | OP | 12 | 1975 | FO2 |  |  | FO2 |  |  | 12544 | 47000 | 55000 | 0 |  | 0 | 0 | 0 | 0 | 0 | 0 | [6 empty] | 0 | 0 | 0 | 11 | 1975 | 0 | 0 | E | [6 empty] | 0
3 |  | 6455 | 6046 | 4 | GT | 66870 | P | OP | 4 | 1976 | FO2 |  |  | FO2 |  |  | 12265 | 47000 | 55000 | 0 |  | 0 | 0 | 0 | 0 | 0 | 0 | [6 empty] | 0 | 0 | 0 | 3 | 1976 | 0 | 0 | E | [6 empty] | 0
3 |  | 6455 | 6046 | 5 | GT | 66870 | P | OP | 12 | 1975 | FO2 |  |  | FO2 |  |  | 12293 | 47000 | 55000 | 0 |  | 0 | 0 | 0 | 0 | 0 | 0 | [6 empty] | 0 | 0 | 0 | 11 | 1975 | 0 | 0 | E | [6 empty] | 0
3 |  | 6455 | 6046 | 6 | GT | 66870 | P | OP | 4 | 1976 | FO2 |  |  | FO2 |  |  | 12374 | 47000 | 55000 | 0 |  | 0 | 0 | 0 | 0 | 0 | 0 | [6 empty] | 0 | 0 | 0 | 3 | 1976 | 0 | 0 | E | [6 empty] | 0
3 |  | 6455 | 6046 | 7 | GT | 0 |  |  | 0 | 0 | [6 empty] | 0 | 0 | 0 | 104890 | PL | 0 | 0 | 11 | 1992 | 11 | 1992 |  |  |  | FO2 |  |  | 82740 | 104890 | 0 | 0 | 0 | 85618 | 102805 | [7 empty] | 0
3 |  | 6455 | 6046 | 8 | GT | 0 |  |  | 0 | 0 | [6 empty] | 0 | 0 | 0 | 104890 | PL | 0 | 0 | 11 | 1992 | 11 | 1992 |  |  |  | FO2 |  |  | 82740 | 104890 | 0 | 0 | 0 | 85618 | 102805 | [7 empty] | 0
3 |  | 6455 | 6046 | 9 | GT | 0 |  |  | 0 | 0 | [6 empty] | 0 | 0 | 0 | 104890 | PL | 0 | 0 | 11 | 1992 | 11 | 1992 |  |  |  | FO2 |  |  | 82740 | 104890 | 0 | 0 | 0 | 85618 | 102805 | [7 empty] | 0
3 |  | 6455 | 6046 | P1 | GT | 66870 | P | OP | 2 | 1976 | FO2 |  |  | FO2 |  |  | 12304 | 47000 | 55000 | 0 |  | 0 | 0 | 0 | 0 | 0 | 0 | [6 empty] | 0 | 0 | 0 | 1 | 1976 | 0 | 0 | E | [6 empty] | 0
3 |  | 6455 | 6046 | 10 | GT | 0 |  |  | 0 | 0 | [6 empty] | 0 | 0 | 0 | 104890 | PL | 0 | 0 | 11 | 1992 | 11 | 1992 |  |  |  | FO2 |  |  | 82740 | 104890 | 0 | 0 | 0 | 85618 | 102805 | [7 empty] | 0
3 |  | 6455 | 7244 | 1 | GT | 0 |  |  | 0 | 0 | [6 empty] | 0 | 0 | 0 | 165000 | CN | 6 | 1991 | 11 | 1996 | 0 | 0 | OT |  |  | FO2 |  |  | 135000 | 165000 | 0 | 0 | 0 | 133373 | 160176 | [7 empty] | 0
3 |  | 6455 | 7244 | 2 | GT | 0 |  |  | 0 | 0 | [6 empty] | 0 | 0 | 0 | 165000 | CN | 6 | 1991 | 11 | 1996 | 0 | 0 | OT |  |  | FO2 |  |  | 135000 | 165000 | 0 | 0 | 0 | 133373 | 160176 | [7 empty] | 0
3 |  | 6455 | 7244 | 3 | GT | 0 |  |  | 0 | 0 | [6 empty] | 0 | 0 | 0 | 144011 | CN | 6 | 1991 | 11 | 1996 | 0 | 0 | OT |  |  | FO2 |  |  | 120000 | 155000 | 0 | 0 | 0 | 116750 | 140204 | [7 empty] | 0
3 |  | 6455 | 7245 | 1 | ST | 0 |  |  | 0 | 0 | [6 empty] | 0 | 0 | 0 | 700000 | CN | 6 | 1991 | 11 | 1997 | 0 | 0 | OT |  |  | SUB |  |  | 700000 | 700000 | 0 | 0 | 0 | 647685 | 660835 | [7 empty] | 0
3 |  | 6455 | 7245 | 3 | ST | 0 |  |  | 0 | 0 | [6 empty] | 0 | 0 | 0 | 700000 | CN | 6 | 1991 | 11 | 1999 | 0 | 0 | OT |  |  | SUB |  |  | 700000 | 700000 | 0 | 0 | 0 | 647685 | 660835 | [7 empty] | 0
3 |  | 6455 | 7302 | 1 | CS | 0 |  |  | 0 | 0 | [6 empty] | 0 | 0 | 0 | 270250 | PL | 0 | 0 | 11 | 1998 | 11 | 1998 |  |  |  | NG |  |  | 200000 | 200000 | 0 | 0 | 0 | 214130 | 213340 | [7 empty] | 0
3 |  | 6455 | 7302 | 2 | CS | 0 |  |  | 0 | 0 | [6 empty] | 0 | 0 | 0 | 270250 | PL | 0 | 0 | 11 | 1999 | 11 | 1999 |  |  |  | NG |  |  | 200000 | 235000 | 0 | 0 | 0 | 214130 | 213340 | [7 empty] | 0
3 |  | 6455 | 7302 | 3 | CS | 0 |  |  | 0 | 0 | [6 empty] | 0 | 0 | 0 | 270250 | PL | 0 | 0 | 11 | 1999 | 11 | 1999 |  |  |  | NG |  |  | 200000 | 235000 | 0 | 0 | 0 | 214130 | 213340 | [7 empty] | 0
3 |  | 6455 | 7302 | 4 | CS | 0 |  |  | 0 | 0 | [6 empty] | 0 | 0 | 0 | 270250 | PL | 0 | 0 | 11 | 2000 | 11 | 2000 |  |  |  | NG |  |  | 200000 | 235000 | 0 | 0 | 0 | 214130 | 213340 | [7 empty] | 0
3 |  | 6455 | 8048 | 1 | ST | 556200 | C | OP | 10 | 1974 | FO2 |  |  | FO6 |  |  | 9272 | 503000 | 517000 | 0 |  | 0 | 0 | 0 | 0 | 0 | 0 | [6 empty] | 0 | 0 | 0 | 7 | 1974 | 0 | 0 | E | [6 empty] | 0
3 |  | 6455 | 8048 | 2 | ST | 556200 | C | OP | 10 | 1978 | FO2 | LPG |  | FO6 |  |  | 9263 | 503000 | 517000 | 0 |  | 0 | 0 | 0 | 0 | 0 | 0 | [6 empty] | 0 | 0 | 0 | 7 | 1978 | 0 | 0 | E | [6 empty] | 0
3 |  | 6455 | 8049 | P1 | JE | 56700 | P | OP | 5 | 1974 |  |  |  | FO2 |  |  | 12567 | 46000 | 57000 | 0 |  | 0 | 0 | 0 | 0 | 0 | 0 | [6 empty] | 0 | 0 | 0 | 4 | 1974 | 0 | 0 | E | [6 empty] | 0
3 |  | 6455 | 8049 | P2 | JE | 56700 | P | OP | 5 | 1974 |  |  |  | FO2 |  |  | 12567 | 46000 | 57000 | 0 |  | 0 | 0 | 0 | 0 | 0 | 0 | [6 empty] | 0 | 0 | 0 | 4 | 1974 | 0 | 0 | E | [6 empty] | 0
3 |  | 6455 | 8049 | P3 | JE | 56700 | P | OP | 5 | 1974 |  |  |  | FO2 |  |  | 12567 | 46000 | 57000 | 0 |  | 0 | 0 | 0 | 0 | 0 | 0 | [6 empty] | 0 | 0 | 0 | 4 | 1974 | 0 | 0 | E | [6 empty] | 0
3 |  | 6455 | 8049 | P4 | JE | 56700 | P | OP | 5 | 1974 |  |  |  | FO2 |  |  | 12567 | 46000 | 57000 | 0 |  | 0 | 0 | 0 | 0 | 0 | 0 | [6 empty] | 0 | 0 | 0 | 4 | 1974 | 0 | 0 | E | [6 empty] | 0
3 |  | 6455 | 8049 | P5 | JE | 56700 | P | OP | 5 | 1974 |  |  |  | FO2 |  |  | 12567 | 46000 | 57000 | 0 |  | 0 | 0 | 0 | 0 | 0 | 0 | [6 empty] | 0 | 0 | 0 | 4 | 1974 | 0 | 0 | E | [6 empty] | 0
3 |  | 6455 | 8049 | P6 | JE | 56700 | P | OP | 5 | 1974 |  |  |  | FO2 |  |  | 12567 | 46000 | 57000 | 0 |  | 0 | 0 | 0 | 0 | 0 | 0 | [6 empty] | 0 | 0 | 0 | 4 | 1974 | 0 | 0 | [7 empty] | 0
3 |  | 6455 | 8049 | P7 | GT | 0 |  |  | 0 | 0 | [6 empty] | 0 | 0 | 0 | 104890 | PL | 0 | 0 | 11 | 1993 | 11 | 1993 |  |  |  | FO2 |  |  | 82740 | 104890 | 0 | 0 | 0 | 85618 | 102805 | [7 empty] | 0
3 |  | 6455 | 8049 | P8 | GT | 0 |  |  | 0 | 0 | [6 empty] | 0 | 0 | 0 | 104890 | PL | 0 | 0 | 11 | 1993 | 11 | 1993 |  |  |  | FO2 |  |  | 82740 | 104890 | 0 | 0 | 0 | 85618 | 102805 | [7 empty] | 0
3 |  | 6455 | 8049 | P9 | GT | 0 |  |  | 0 | 0 | [6 empty] | 0 | 0 | 0 | 104890 | PL | 0 | 0 | 11 | 1993 | 11 | 1993 |  |  |  | FO2 |  |  | 82740 | 104890 | 0 | 0 | 0 | 85618 | 102805 | [7 empty] | 0
3 |  | 6455 | 8049 | P10 | GT | 0 |  |  | 0 | 0 | [6 empty] | 0 | 0 | 0 | 104890 | PL | 0 | 0 | 11 | 1993 | 11 | 1993 |  |  |  | FO2 |  |  | 82740 | 104890 | 0 | 0 | 0 | 85618 | 102805 | [7 empty] | 0
3 |  | 6457 | 639 | 9 | IC | 1000 |  |  | 7 | 1957 | FO2 |  |  | FO2 |  |  | 0 | 1000 | 1000 | 0 | RE | 2 | 1988 | 0 | 0 | 0 | 0 | [6 empty] | 0 | 0 | 0 | 6 | 1957 | 0 | 0 | E | [6 empty] | 0
3 |  | 6457 | 639 | 10 | IC | 1000 |  |  | 7 | 1957 | FO2 |  |  | FO2 |  |  | 0 | 1000 | 1000 | 0 | RE | 2 | 1988 | 0 | 0 | 0 | 0 | [6 empty] | 0 | 0 | 0 | 6 | 1957 | 0 | 0 | E | [6 empty] | 0
3 |  | 6457 | 640 | 1 | HC | 210 | B | OP | 6 | 1934 | WAT |  |  | WAT |  |  | 0 | 125 | 125 | 0 |  | 0 | 0 | 0 | 0 | 0 | 0 | [6 empty] | 0 | 0 | 0 | 3 | 1934 | 0 | 0 | E | [6 empty] | 0
3 |  | 6472 | 3573 | 1 | IC | 600 |  | OP | 88 | 1948 | FO2 |  |  | NG | FO2 |  | 0 | 450 | 450 | 0 |  | 0 | 0 | 0 | 0 | 0 | 0 | [6 empty] | 0 | 0 | 0 | 0 | 1948 | 0 | 0 | E | [6 empty] | 0
3 |  | 6472 | 3573 | 2 | IC | 1300 |  | OP | 88 | 1952 | NG |  |  | NG |  |  | 0 | 1000 | 1000 | 0 |  | 0 | 0 | 0 | 0 | 0 | 0 | [6 empty] | 0 | 0 | 0 | 0 | 1952 | 0 | 0 | E | [6 empty] | 0
3 |  | 6472 | 3573 | 3 | IC | 1300 |  | OP | 88 | 1958 | FO2 |  |  | NG | FO2 |  | 0 | 1000 | 1000 | 0 |  | 0 | 0 | 0 | 0 | 0 | 0 | [6 empty] | 0 | 0 | 0 | 0 | 1958 | 0 | 0 | E | [6 empty] | 0
3 |  | 6472 | 3573 | 4 | IC | 1300 |  | OP | 88 | 1974 | FO2 |  |  | NG | FO2 |  | 0 | 950 | 1000 | 0 |  | 0 | 0 | 0 | 0 | 0 | 0 | [6 empty] | 0 | 0 | 0 | 0 | 1974 | 0 | 0 | E | [6 empty] | 0
3 |  | 6472 | 3573 | 5 | IC | 1300 |  | OP | 88 | 1974 | FO2 |  |  | NG | FO2 |  | 0 | 950 | 1000 | 0 |  | 0 | 0 | 0 | 0 | 0 | 0 | [6 empty] | 0 | 0 | 0 | 0 | 1974 | 0 | 0 | E | [6 empty] | 0
3 |  | 6472 | 3573 | 6 | IC | 2000 |  | OP | 88 | 1976 | NG |  |  | NG |  |  | 0 | 1400 | 1500 | 0 |  | 0 | 0 | 0 | 0 | 0 | 0 | [6 empty] | 0 | 0 | 0 | 0 | 1976 | 0 | 0 | E | [6 empty] | 0
3 |  | 6579 | 1138 | 1 | IC | 1250 | P | SB | 99 | 1955 | FO2 |  |  | FO2 | NG |  | 0 | 1313 | 1313 | 0 |  | 0 | 0 | 0 | 0 | 0 | 0 | [6 empty] | 0 | 0 | 0 | 0 | 1955 | 0 | 0 | E | [6 empty] | 0
3 |  | 6579 | 1138 | 2 | IC | 2750 | P | SB | 99 | 1965 | FO2 |  |  | FO2 | NG |  | 0 | 2473 | 2473 | 0 |  | 0 | 0 | 0 | 0 | 0 | 0 | [6 empty] | 0 | 0 | 0 | 0 | 1965 | 0 | 0 | E | [6 empty] | 0
3 |  | 6579 | 1138 | 3 | IC | 3500 | P | SB | 99 | 1969 | FO2 |  |  | FO2 | NG |  | 0 | 3456 | 3456 | 0 |  | 0 | 0 | 0 | 0 | 0 | 0 | [6 empty] | 0 | 0 | 0 | 0 | 1969 | 0 | 0 | E | [6 empty] | 0
3 |  | 6579 | 1138 | 4 | IC | 1000 |  |  | 99 | 1946 |  |  |  | FO2 | NG |  | 0 | 0 | 0 | 0 | RE | 2 | 1974 | 0 | 0 | 0 | 0 | [6 empty] | 0 | 0 | 0 | 0 | 1946 | 0 | 0 | E | [6 empty] | 0
3 |  | 6579 | 1138 | 5 | IC | 700 | P | SB | 99 | 1950 | FO2 |  |  | FO2 | NG |  | 0 | 770 | 770 | 0 |  | 0 | 0 | 0 | 0 | 0 | 0 | [6 empty] | 0 | 0 | 0 | 0 | 1950 | 0 | 0 | E | [6 empty] | 0
3 |  | 6579 | 1138 | IC4 | IC | 6325 | P | SB | 8 | 1975 | FO2 |  |  | FO2 | NG |  | 0 | 6270 | 6270 | 0 |  | 0 | 0 | 0 | 0 | 0 | 0 | [6 empty] | 0 | 0 | 0 | 7 | 1975 | 0 | 0 | E | [6 empty] | 0
3 |  | 6605 | 1140 | 1 | HC | 1000 |  |  | 99 | 1938 |  |  |  | WAT |  |  | 0 | 0 | 0 | 0 | RE | 4 | 1972 | 0 | 0 | 0 | 0 | [6 empty] | 0 | 0 | 0 | 0 | 1938 | 0 | 0 | E | [6 empty] | 0
3 |  | 6616 | 658 | 4 | ST | 5000 |  |  | 1 | 1948 |  |  |  | FO6 | NG |  | 0 | 0 | 0 | 0 | RE | 1 | 1978 | 0 | 0 | 0 | 0 | [6 empty] | 0 | 0 | 0 | 0 | 1948 | 0 | 0 | E | [6 empty] | 0
3 |  | 6616 | 658 | 5 | CW | 8375 | B | OP | 1 | 1953 | WH |  |  | WH |  |  | 0 | 8375 | 8375 | 0 |  | 0 | 0 | 0 | 0 | 0 | 0 | [6 empty] | 0 | 0 | 0 | 0 | 1953 | 0 | 0 | E | [6 empty] | 0
3 |  | 6616 | 658 | 6 | ST | 16500 | C | OS | 12 | 1958 | NG |  |  | NG |  |  | 13486 | 16500 | 16500 | 0 | RT | 12 | 1994 | 0 | 0 | 0 | 0 | [6 empty] | 0 | 0 | 0 | 12 | 1957 | 0 | 0 | E | [6 empty] | 0
3 |  | 6616 | 658 | 7 | ST | 33000 | C | OP | 1 | 1964 | NG |  |  | NG |  |  | 12799 | 33000 | 33000 | 0 |  | 0 | 0 | 0 | 0 | 0 | 0 | [6 empty] | 0 | 0 | 0 | 11 | 1963 | 0 | 0 | E | [6 empty] | 0
3 |  | 6616 | 658 | 8 | ST | 56116 | C | OP | 5 | 1976 | NG |  |  | NG |  |  | 12666 | 56116 | 56116 | 0 |  | 0 | 0 | 0 | 0 | 0 | 0 | [6 empty] | 0 | 0 | 0 | 3 | 1976 | 0 | 0 | E | [6 empty] | 0
3 |  | 6616 | 658 | 9 | CT | 22520 |  | OP | 5 | 1990 | NG |  |  | NG | FO2 |  | 9500 | 22520 | 22520 | 0 |  | 0 | 0 | 0 | 0 | 0 | 0 | [6 empty] | 0 | 0 | 0 | 1 | 1989 | 0 | 0 | [7 empty] | 0
3 |  | 6616 | 658 | D1 | IC | 2750 | P | OP | 4 | 1970 | FO2 |  |  | FO2 |  |  | 10500 | 2750 | 2750 | 0 |  | 0 | 0 | 0 | 0 | 0 | 0 | [6 empty] | 0 | 0 | 0 | 3 | 1970 | 0 | 0 | E | [6 empty] | 0
3 |  | 6616 | 658 | D2 | IC | 2750 | P | OP | 4 | 1970 | FO2 |  |  | FO2 |  |  | 10500 | 2750 | 2750 | 0 |  | 0 | 0 | 0 | 0 | 0 | 0 | [6 empty] | 0 | 0 | 0 | 3 | 1970 | 0 | 0 | E | [6 empty] | 0
3 |  | 6620 | 1026 | 2 | ST | 15000 |  |  | 99 | 1934 |  |  |  | COL |  |  | 0 | 0 | 0 | 0 | RE | 3 | 1975 | 0 | 0 | 0 | 0 | [6 empty] | 0 | 0 | 0 | 0 | 1934 | 0 | 0 | E | [6 empty] | 0
3 |  | 6620 | 1026 | 3 | ST | 15000 |  |  | 99 | 1941 |  |  |  | COL |  |  | 0 | 0 | 0 | 0 | RE | 3 | 1975 | 0 | 0 | 0 | 0 | [6 empty] | 0 | 0 | 0 | 0 | 1941 | 0 | 0 | E | [6 empty] | 0
3 |  | 6620 | 1027 | 1 | HC | 175 | C | OS | 11 | 1934 | WAT |  |  | WAT |  |  | 0 | 20 | 50 | 0 |  | 0 | 0 | 0 | 0 | 0 | 0 | EF | [5 empty] | 20 | 50 | 0 | 8 | 1934 | 0 | 0 | E | [6 empty] | 0
3 |  | 6627 | 1974 | 1 | IC | 556 |  |  | 1 | 1941 | FO2 |  |  | FO2 |  |  | 0 | 556 | 556 | 0 | RE | 10 | 1988 | 0 | 0 | 0 | 0 | [6 empty] | 0 | 0 | 0 | 12 | 1940 | 0 | 0 | E | [6 empty] | 0
3 |  | 6627 | 1974 | 2 | IC | 250 |  |  | 1 | 1941 | FO2 |  |  | FO2 |  |  | 0 | 250 | 250 | 0 | RE | 10 | 1988 | 0 | 0 | 0 | 0 | [6 empty] | 0 | 0 | 0 | 12 | 1940 | 0 | 0 | E | [6 empty] | 0
3 |  | 6627 | 1974 | 3 | IC | 148 |  |  | 1 | 1947 | FO2 |  |  | FO2 |  |  | 0 | 148 | 148 | 0 | RE | 10 | 1988 | 0 | 0 | 0 | 0 | [6 empty] | 0 | 0 | 0 | 12 | 1946 | 0 | 0 | E | [6 empty] | 0
3 |  | 6707 | 1028 | 1 | ST | 6000 |  |  | 99 | 1941 |  |  |  | COL |  |  | 0 | 0 | 0 | 0 | RE | 6 | 1977 | 0 | 0 | 0 | 0 | [6 empty] | 0 | 0 | 0 | 0 | 1941 | 0 | 0 | E | [6 empty] | 0
3 |  | 6707 | 1028 | 2 | ST | 10000 |  |  | 99 | 1952 |  |  |  | COL |  |  | 0 | 0 | 0 | 0 | RE | 6 | 1977 | 0 | 0 | 0 | 0 | [6 empty] | 0 | 0 | 0 | 0 | 1952 | 0 | 0 | E | [6 empty] | 0
3 |  | 6707 | 1028 | 3 | ST | 17000 |  |  | 99 | 1962 |  |  |  | COL |  |  | 0 | 0 | 0 | 0 | RE | 6 | 1977 | 0 | 0 | 0 | 0 | [6 empty] | 0 | 0 | 0 | 0 | 1962 | 0 | 0 | E | [6 empty] | 0
3 |  | 6707 | 1028 | 4 | GT | 16000 |  |  | 99 | 1968 |  |  |  | NG | PET |  | 0 | 0 | 0 | 0 | RE | 12 | 1979 | 0 | 0 | 0 | 0 | [6 empty] | 0 | 0 | 0 | 0 | 1968 | 0 | 0 | E | [6 empty] | 0
3 |  | 6723 | 2238 | 1 | IC | 675 | P | SB | 7 | 1963 | FO2 |  |  | NG | FO2 |  | 10042 | 675 | 675 | 0 |  | 0 | 0 | 0 | 0 | 0 | 0 | [6 empty] | 0 | 0 | 0 | 6 | 1963 | 0 | 0 | E | [6 empty] | 0
3 |  | 6723 | 2238 | 2 | IC | 1365 | P | SB | 10 | 1974 | FO2 |  |  | NG | FO2 |  | 9950 | 1365 | 1365 | 0 |  | 0 | 0 | 0 | 0 | 0 | 0 | [6 empty] | 0 | 0 | 0 | 9 | 1974 | 0 | 0 | E | [6 empty] | 0
3 |  | 6723 | 2238 | 3 | IC | 1140 | P | SB | 11 | 1969 | FO2 |  |  | NG | FO2 |  | 9990 | 1140 | 1140 | 0 |  | 0 | 0 | 0 | 0 | 0 | 0 | [6 empty] | 0 | 0 | 0 | 10 | 1969 | 0 | 0 | E | [6 empty] | 0
3 |  | 6723 | 2238 | 4 | IC | 900 | P | SB | 88 | 1955 | FO2 |  |  | NG | FO2 |  | 10042 | 900 | 900 | 0 |  | 0 | 0 | 0 | 0 | 0 | 0 | [6 empty] | 0 | 0 | 0 | 0 | 1955 | 0 | 0 | E | [6 empty] | 0
3 |  | 6762 | 1277 | 1 | IC | 900 | P | SB | 99 | 1948 | FO2 |  |  | FO2 | NG |  | 0 | 750 | 750 | 0 |  | 0 | 0 | 0 | 0 | 0 | 0 | [6 empty] | 0 | 0 | 0 | 0 | 1948 | 0 | 0 | E | [6 empty] | 0
3 |  | 6762 | 1277 | 2 | IC | 1250 | P | SB | 99 | 1953 | FO2 |  |  | FO2 | NG |  | 0 | 1250 | 1250 | 0 |  | 0 | 0 | 0 | 0 | 0 | 0 | [6 empty] | 0 | 0 | 0 | 0 | 1953 | 0 | 0 | E | [6 empty] | 0
3 |  | 6762 | 1277 | 3 | IC | 400 | P | SB | 99 | 1927 | CRU |  |  | FO2 | NG |  | 0 | 315 | 315 | 0 |  | 0 | 0 | 0 | 0 | 0 | 0 | [6 empty] | 0 | 0 | 0 | 0 | 1927 | 0 | 0 | E | [6 empty] | 0
3 |  | 6762 | 1277 | 4 | IC | 600 | P | SB | 99 | 1931 | CRU |  |  | FO2 | NG |  | 0 | 450 | 450 | 0 |  | 0 | 0 | 0 | 0 | 0 | 0 | [6 empty] | 0 | 0 | 0 | 0 | 1931 | 0 | 0 | E | [6 empty] | 0
3 |  | 6762 | 1277 | IC5 | IC | 900 | P | SB | 12 | 1978 | FO2 |  |  | FO2 | NG |  | 0 | 930 | 930 | 0 |  | 0 | 0 | 0 | 0 | 0 | 0 | [6 empty] | 0 | 0 | 0 | 11 | 1978 | 0 | 0 | E | [6 empty] | 0
3 |  | 6762 | 1277 | IC6 | IC | 900 | P | SB | 12 | 1978 | FO2 |  |  | FO2 | NG |  | 0 | 900 | 900 | 0 |  | 0 | 0 | 0 | 0 | 0 | 0 | [6 empty] | 0 | 0 | 0 | 11 | 1978 | 0 | 0 | E | [6 empty] | 0
3 |  | 6762 | 1277 | IC7 | IC | 675 | P | SB | 12 | 1978 | FO2 |  |  | FO2 | NG |  | 0 | 660 | 660 | 0 |  | 0 | 0 | 0 | 0 | 0 | 0 | [6 empty] | 0 | 0 | 0 | 11 | 1978 | 0 | 0 | E | [6 empty] | 0
3 |  | 6762 | 1277 | IC8 | IC | 900 | P | SB | 12 | 1980 | FO2 |  |  | FO2 | NG |  | 0 | 850 | 850 | 0 |  | 0 | 0 | 0 | 0 | 0 | 0 | [6 empty] | 0 | 0 | 0 | 11 | 1980 | 0 | 0 | E | [6 empty] | 0
3 |  | 6762 | 1277 | IC9 | IC | 900 | P | SB | 12 | 1980 | FO2 |  |  | FO2 | NG |  | 0 | 845 | 845 | 0 |  | 0 | 0 | 0 | 0 | 0 | 0 | [6 empty] | 0 | 0 | 0 | 11 | 1980 | 0 | 0 | E | [6 empty] | 0
3 |  | 6764 | 943 | 1 | IC | 450 |  | SB | 99 | 1948 | FO2 |  |  | NG | FO2 |  | 0 | 450 | 450 | 0 |  | 0 | 0 | 0 | 0 | 0 | 0 | [6 empty] | 0 | 0 | 0 | 0 | 1948 | 0 | 0 | E | [6 empty] | 0
3 |  | 6764 | 943 | 2 | IC | 450 |  | SB | 99 | 1948 | FO2 |  |  | NG | FO2 |  | 0 | 450 | 450 | 0 |  | 0 | 0 | 0 | 0 | 0 | 0 | [6 empty] | 0 | 0 | 0 | 0 | 1948 | 0 | 0 | E | [6 empty] | 0
3 |  | 6764 | 943 | 3 | IC | 645 |  | SB | 99 | 1953 | FO2 |  |  | FO2 |  |  | 0 | 645 | 645 | 0 |  | 0 | 0 | 0 | 0 | 0 | 0 | [6 empty] | 0 | 0 | 0 | 0 | 1953 | 0 | 0 | E | [6 empty] | 0
3 |  | 6764 | 943 | 4 | IC | 1000 |  | SB | 99 | 1959 | FO2 |  |  | FO2 |  |  | 0 | 1000 | 1000 | 0 |  | 0 | 0 | 0 | 0 | 0 | 0 | [6 empty] | 0 | 0 | 0 | 0 | 1959 | 0 | 0 | E | [6 empty] | 0
3 |  | 6764 | 943 | 5 | IC | 1870 |  | SB | 99 | 1966 | FO2 |  |  | NG |  |  | 0 | 1870 | 1870 | 0 |  | 0 | 0 | 0 | 0 | 0 | 0 | [6 empty] | 0 | 0 | 0 | 0 | 1966 | 0 | 0 | E | [6 empty] | 0
3 |  | 6764 | 943 | IC6 | IC | 2610 |  | OP | 7 | 1986 | FO2 |  |  | NG |  |  | 0 | 2610 | 2610 | 0 |  | 0 | 0 | 6 | 1985 | 0 | 0 | [6 empty] | 0 | 0 | 0 | 7 | 1985 | 0 | 0 | [7 empty] | 0
3 |  | 6775 | 2678 | 1 | IC | 2140 |  | OP | 88 | 1941 |  |  |  | FO2 |  |  | 0 | 1500 | 2000 | 0 |  | 0 | 0 | 0 | 0 | 0 | 0 | [6 empty] | 0 | 0 | 0 | 0 | 1941 | 0 | 0 | E | [6 empty] | 0
3 |  | 6775 | 2678 | 2 | IC | 2970 |  | OP | 88 | 1949 |  |  |  | FO2 |  |  | 0 | 2500 | 2750 | 0 |  | 0 | 0 | 0 | 0 | 0 | 0 | [6 empty] | 0 | 0 | 0 | 0 | 1949 | 0 | 0 | E | [6 empty] | 0
3 |  | 6775 | 2678 | 3 | IC | 3150 |  | OP | 88 | 1954 |  |  |  | FO2 |  |  | 0 | 2700 | 2900 | 0 |  | 0 | 0 | 0 | 0 | 0 | 0 | [6 empty] | 0 | 0 | 0 | 0 | 1954 | 0 | 0 | E | [6 empty] | 0
3 |  | 6775 | 2678 | 4 | IC | 5150 |  | OP | 10 | 1964 |  |  |  | FO2 |  |  | 0 | 4800 | 5000 | 0 |  | 0 | 0 | 0 | 0 | 0 | 0 | [6 empty] | 0 | 0 | 0 | 9 | 1964 | 0 | 0 | E | [6 empty] | 0
3 |  | 6775 | 2679 | 1 | IC | 9605 |  | OP | 3 | 1969 | FO2 |  |  | FO2 |  |  | 0 | 8000 | 9000 | 0 |  | 0 | 0 | 0 | 0 | 0 | 0 | [6 empty] | 0 | 0 | 0 | 2 | 1969 | 0 | 0 | E | [6 empty] | 0
3 |  | 6775 | 2679 | 2 | IC | 9605 |  | OP | 4 | 1969 |  |  |  | FO2 |  |  | 0 | 8000 | 9000 | 0 |  | 0 | 0 | 0 | 0 | 0 | 0 | [6 empty] | 0 | 0 | 0 | 3 | 1969 | 0 | 0 | E | [6 empty] | 0
3 |  | 6775 | 2679 | 3 | GT | 18180 |  | OP | 5 | 1973 |  |  |  | FO2 |  |  | 0 | 16800 | 18000 | 0 |  | 0 | 0 | 0 | 0 | 0 | 0 | [6 empty] | 0 | 0 | 0 | 4 | 1973 | 0 | 0 | E | [6 empty] | 0
3 |  | 6779 | 2239 | 1 | ST | 3000 |  |  | 99 | 1928 |  |  |  | BIT | NG |  | 0 | 0 | 0 | 0 | RE | 9 | 1976 | 0 | 0 | 0 | 0 | [6 empty] | 0 | 0 | 0 | 0 | 1928 | 0 | 0 | E | [6 empty] | 0
3 |  | 6779 | 2239 | 2 | ST | 2000 |  |  | 99 | 1924 |  |  |  | BIT | NG |  | 0 | 0 | 0 | 0 | RE | 9 | 1976 | 0 | 0 | 0 | 0 | [6 empty] | 0 | 0 | 0 | 0 | 1924 | 0 | 0 | E | [6 empty] | 0
3 |  | 6779 | 2239 | 3 | ST | 3000 |  |  | 99 | 1932 |  |  |  | BIT | NG |  | 0 | 0 | 0 | 0 | RE | 9 | 1976 | 0 | 0 | 0 | 0 | [6 empty] | 0 | 0 | 0 | 0 | 1932 | 0 | 0 | E | [6 empty] | 0
3 |  | 6779 | 2239 | 4 | ST | 5000 |  |  | 99 | 1946 |  |  |  | BIT | NG |  | 0 | 0 | 0 | 0 | RE | 9 | 1976 | 0 | 0 | 0 | 0 | [6 empty] | 0 | 0 | 0 | 0 | 1946 | 0 | 0 | E | [6 empty] | 0
3 |  | 6779 | 2239 | 5 | ST | 10000 |  |  | 99 | 1950 |  |  |  | BIT | NG |  | 0 | 0 | 0 | 0 | RE | 9 | 1976 | 0 | 0 | 0 | 0 | [6 empty] | 0 | 0 | 0 | 0 | 1950 | 0 | 0 | E | [6 empty] | 0
3 |  | 6779 | 2240 | 6 | ST | 16500 | C | OP | 8 | 1957 | NG | LPG |  | BIT | NG |  | 12350 | 15000 | 15000 | 0 |  | 0 | 0 | 0 | 0 | 0 | 0 | [6 empty] | 0 | 0 | 0 | 7 | 1957 | 0 | 0 | E | [6 empty] | 0
3 |  | 6779 | 2240 | 7 | ST | 22000 | C | OP | 8 | 1963 | NG | LPG |  | SUB | NG |  | 13833 | 20000 | 20000 | 0 |  | 0 | 0 | 0 | 0 | 0 | 0 | [6 empty] | 0 | 0 | 0 | 6 | 1963 | 0 | 0 | E | [6 empty] | 0
3 |  | 6779 | 2240 | 8 | ST | 91502 | C | OP | 1 | 1977 | NG | LPG |  | SUB | NG |  | 11225 | 85000 | 85000 | 0 |  | 0 | 0 | 0 | 0 | 0 | 0 | [6 empty] | 0 | 0 | 0 | 10 | 1976 | 0 | 0 | E | [6 empty] | 0
3 |  | 6839 | 2126 | 1 | ST | 1000 |  |  | 99 | 1935 |  |  |  | COL | NG |  | 0 | 0 | 0 | 0 | RE | 12 | 1982 | 0 | 0 | 0 | 0 | [6 empty] | 0 | 0 | 0 | 0 | 1935 | 0 | 0 | E | [6 empty] | 0
3 |  | 6839 | 2126 | 2 | ST | 2000 |  |  | 99 | 1940 |  |  |  | COL | NG |  | 0 | 0 | 0 | 0 | RE | 12 | 1982 | 0 | 0 | 0 | 0 | [6 empty] | 0 | 0 | 0 | 0 | 1940 | 0 | 0 | E | [6 empty] | 0
3 |  | 6839 | 2126 | 3 | ST | 3000 |  |  | 99 | 1949 |  |  |  | COL | NG |  | 0 | 0 | 0 | 0 | RE | 12 | 1982 | 0 | 0 | 0 | 0 | [6 empty] | 0 | 0 | 0 | 0 | 1949 | 0 | 0 | E | [6 empty] | 0
3 |  | 6839 | 2126 | 4 | ST | 6000 |  |  | 99 | 1959 |  |  |  | COL | NG |  | 0 | 0 | 0 | 0 | RE | 12 | 1982 | 0 | 0 | 0 | 0 | [6 empty] | 0 | 0 | 0 | 0 | 1959 | 0 | 0 | E | [6 empty] | 0
3 |  | 6839 | 2126 | GT4 | GT | 18100 | P | OP | 8 | 1972 | FO2 |  |  | NG | FO2 |  | 12628 | 18300 | 20000 | 0 |  | 0 | 0 | 0 | 0 | 0 | 0 | [6 empty] | 0 | 0 | 0 | 7 | 1972 | 0 | 0 | E | [6 empty] | 0
3 |  | 6839 | 2126 | IC1 | IC | 4150 |  | OP | 9 | 1966 | FO2 |  |  | NG | FO2 |  | 9685 | 4150 | 4500 | 0 |  | 0 | 0 | 0 | 0 | 0 | 0 | [6 empty] | 0 | 0 | 0 | 8 | 1966 | 0 | 0 | E | [6 empty] | 0
3 |  | 6839 | 2126 | IC2 | IC | 4150 |  | OP | 10 | 1966 | FO2 |  |  | NG | FO2 |  | 9685 | 4150 | 4500 | 0 |  | 0 | 0 | 0 | 0 | 0 | 0 | [6 empty] | 0 | 0 | 0 | 9 | 1966 | 0 | 0 | E | [6 empty] | 0
3 |  | 6839 | 2126 | IC3 | IC | 6250 |  | OP | 5 | 1975 | FO2 |  |  | NG | FO2 |  | 9685 | 6250 | 6800 | 0 |  | 0 | 0 | 0 | 0 | 0 | 0 | [6 empty] | 0 | 0 | 0 | 4 | 1975 | 0 | 0 | E | [6 empty] | 0
3 |  | 6885 | 536 | 1 | HC | 250 | C | OP | 88 | 1946 |  |  |  | WAT |  |  | 0 | 170 | 170 | 0 |  | 0 | 0 | 0 | 0 | 0 | 0 | [6 empty] | 0 | 0 | 0 | 0 | 1946 | 0 | 0 | E | [6 empty] | 0
3 |  | 6909 | 663 | 1 | ST | 75000 | C | OP | 8 | 1972 | NG | FO6 |  | NG | FO6 |  | 10541 | 81000 | 81000 | 0 |  | 0 | 0 | 0 | 0 | 0 | 0 | [6 empty] | 0 | 0 | 0 | 5 | 1972 | 0 | 0 | E | [6 empty] | 0
3 |  | 6909 | 663 | 2 | ST | 250750 | B | OP | 10 | 1981 | FO2 | NG |  | BIT |  |  | 10200 | 218000 | 218000 | 0 |  | 0 | 0 | 0 | 0 | 0 | 0 | [6 empty] | 0 | 0 | 0 | 6 | 1981 | 0 | 0 | E | [6 empty] | 0
3 |  | 6909 | 663 | GT1 | GT | 24600 | P | OP | 8 | 1976 | FO2 | NG |  | NG | FO2 |  | 14471 | 17500 | 20000 | 0 |  | 0 | 0 | 0 | 0 | 0 | 0 | [6 empty] | 0 | 0 | 0 | 7 | 1976 | 0 | 0 | E | [6 empty] | 0
3 |  | 6909 | 663 | GT2 | GT | 24600 | P | OP | 8 | 1976 | FO2 | NG |  | NG | FO2 |  | 14471 | 17500 | 20000 | 0 |  | 0 | 0 | 0 | 0 | 0 | 0 | [6 empty] | 0 | 0 | 0 | 7 | 1976 | 0 | 0 | E | [6 empty] | 0
3 |  | 6909 | 663 | NA1 | GT | 0 |  |  | 0 | 0 | [6 empty] | 0 | 0 | 0 | 35000 | PL | 0 | 0 | 6 | 1998 | 6 | 1998 |  |  |  | NG | FO2 |  | 35000 | 35000 | 0 | 0 | 0 | 29254 | 35111 | [7 empty] | 0
3 |  | 6909 | 663 | NA2 | GT | 0 |  |  | 0 | 0 | [6 empty] | 0 | 0 | 0 | 35000 | PL | 0 | 0 | 6 | 1999 | 6 | 1999 |  |  |  | NG | FO2 |  | 35000 | 35000 | 0 | 0 | 0 | 29254 | 35111 | [7 empty] | 0
3 |  | 6909 | 664 | 4 | ST | 5000 |  |  | 1 | 1948 |  |  |  | FO6 | NG |  | 0 | 0 | 0 | 0 | RE | 5 | 1976 | 0 | 0 | 0 | 0 | [6 empty] | 0 | 0 | 0 | 0 | 1948 | 0 | 0 | E | [6 empty] | 0
3 |  | 6909 | 664 | 5 | ST | 11000 |  |  | 4 | 1955 |  |  |  | FO6 | NG |  | 0 | 0 | 0 | 0 | RE | 5 | 1976 | 0 | 0 | 0 | 0 | [6 empty] | 0 | 0 | 0 | 0 | 1955 | 0 | 0 | E | [6 empty] | 0
3 |  | 6909 | 664 | 6 | ST | 18750 | P | SC | 3 | 1958 | FO6 | NG |  | NG | FO6 |  | 22818 | 14500 | 14500 | 0 | RT | 1 | 2000 | 0 | 0 | 0 | 0 | [6 empty] | 0 | 0 | 0 | 2 | 1958 | 0 | 0 | E | [6 empty] | 0
3 |  | 6909 | 664 | 7 | ST | 25000 | P | OP | 8 | 1961 | FO6 | NG |  | NG | FO6 |  | 14931 | 19500 | 19500 | 0 | RT | 1 | 1998 | 0 | 0 | 0 | 0 | [6 empty] | 0 | 0 | 0 | 6 | 1961 | 0 | 0 | E | [6 empty] | 0
3 |  | 6909 | 664 | 8 | ST | 50000 | P | OP | 4 | 1965 | FO6 | NG |  | NG | FO6 |  | 12725 | 41000 | 43000 | 0 | RT | 1 | 2000 | 0 | 0 | 0 | 0 | [6 empty] | 0 | 0 | 0 | 2 | 1965 | 0 | 0 | E | [6 empty] | 0
3 |  | 6909 | 664 | D1 | IC | 1000 |  |  | 9 | 1949 |  |  |  | FO2 | NG |  | 0 | 0 | 0 | 0 | RE | 1 | 1983 | 0 | 0 | 0 | 0 | [6 empty] | 0 | 0 | 0 | 0 | 1949 | 0 | 0 | E | [6 empty] | 0
3 |  | 6909 | 664 | GT1 | GT | 16320 | P | OP | 5 | 1968 | FO2 | NG |  | NG | FO2 |  | 16571 | 14000 | 15000 | 0 |  | 0 | 0 | 0 | 0 | 0 | 0 | [6 empty] | 0 | 0 | 0 | 4 | 1968 | 0 | 0 | E | [6 empty] | 0
3 |  | 6909 | 664 | GT2 | GT | 16320 | P | OP | 9 | 1968 | FO2 | NG |  | NG | FO2 |  | 16571 | 14000 | 15000 | 0 |  | 0 | 0 | 0 | 0 | 0 | 0 | [6 empty] | 0 | 0 | 0 | 8 | 1968 | 0 | 0 | E | [6 empty] | 0
3 |  | 6909 | 664 | GT3 | GT | 16320 | P | OP | 2 | 1969 | FO2 | NG |  | NG | FO2 |  | 16571 | 14000 | 15000 | 0 |  | 0 | 0 | 0 | 0 | 0 | 0 | [6 empty] | 0 | 0 | 0 | 1 | 1969 | 0 | 0 | E | [6 empty] | 0
3 |  | 6924 | 2127 | 1 | IC | 100 | P |  | 0 | 1936 | FO2 |  |  | FO2 |  |  | 11500 | 100 | 100 | 0 | RE | 1 | 1987 | 0 | 0 | 0 | 0 | [6 empty] | 0 | 0 | 0 | 0 | 1936 | 0 | 0 | E | [6 empty] | 0
3 |  | 6924 | 2127 | 2 | IC | 200 | P | SB | 99 | 1939 | FO2 |  |  | FO2 |  |  | 11500 | 150 | 150 | 0 |  | 0 | 0 | 0 | 0 | 0 | 0 | [6 empty] | 0 | 0 | 0 | 0 | 1939 | 0 | 0 | E | [6 empty] | 0
3 |  | 6924 | 2127 | 3 | IC | 200 | P | SB | 99 | 1947 | FO2 |  |  | FO2 |  |  | 11500 | 150 | 150 | 0 |  | 0 | 0 | 0 | 0 | 0 | 0 | [6 empty] | 0 | 0 | 0 | 0 | 1947 | 0 | 0 | E | [6 empty] | 0
3 |  | 6924 | 2127 | 4 | IC | 2500 |  |  | 99 | 1947 |  |  |  | FO2 |  |  | 0 | 2500 | 2500 | 0 | RE | 9 | 1983 | 0 | 0 | 0 | 0 | [6 empty] | 0 | 0 | 0 | 0 | 1947 | 0 | 0 | E | [6 empty] | 0
3 |  | 6924 | 2127 | 5 | IC | 1100 | P | SB | 99 | 1960 | FO2 |  |  | FO2 |  |  | 11500 | 1000 | 1000 | 0 |  | 0 | 0 | 0 | 0 | 0 | 0 | [6 empty] | 0 | 0 | 0 | 0 | 1960 | 0 | 0 | E | [6 empty] | 0
3 |  | 6924 | 2127 | IC4 | IC | 2500 | P | SB | 9 | 1983 | FO2 |  |  | FO2 |  |  | 10200 | 2500 | 2500 | 0 |  | 0 | 0 | 0 | 0 | 0 | 0 | [6 empty] | 0 | 0 | 0 | 8 | 1983 | 0 | 0 | E | [6 empty] | 0
3 |  | 6924 | 2127 | IC6 | IC | 2500 | P | SB | 12 | 1977 | FO2 |  |  | FO2 |  |  | 10200 | 2500 | 2500 | 0 |  | 0 | 0 | 0 | 0 | 0 | 0 | [6 empty] | 0 | 0 | 0 | 11 | 1977 | 0 | 0 | E | [6 empty] | 0
3 |  | 6957 | 3699 | 1 | HC | 1400 | B | OP | 8 | 1958 |  |  |  | WAT |  |  | 0 | 1400 | 1400 | 0 |  | 0 | 0 | 0 | 0 | 0 | 0 | [6 empty] | 0 | 0 | 0 | 5 | 1958 | 0 | 0 | E | [6 empty] | 0
3 |  | 6957 | 3699 | 2 | HC | 1400 | B | OP | 8 | 1958 |  |  |  | WAT |  |  | 0 | 1400 | 1400 | 0 |  | 0 | 0 | 0 | 0 | 0 | 0 | [6 empty] | 0 | 0 | 0 | 5 | 1958 | 0 | 0 | E | [6 empty] | 0
3 |  | 6957 | 3699 | 3 | HC | 1400 | B | OP | 9 | 1961 |  |  |  | WAT |  |  | 0 | 1400 | 1400 | 0 |  | 0 | 0 | 0 | 0 | 0 | 0 | [6 empty] | 0 | 0 | 0 | 6 | 1961 | 0 | 0 | E | [6 empty] | 0
3 |  | 6957 | 3700 | 1 | IC | 1000 |  |  | 99 | 1947 |  |  |  | FO2 |  |  | 0 | 0 | 0 | 0 | RE | 99 | 1974 | 0 | 0 | 0 | 0 | [6 empty] | 0 | 0 | 0 | 0 | 1947 | 0 | 0 | E | [6 empty] | 0
3 |  | 6957 | 3700 | 2 | IC | 1000 |  |  | 99 | 1954 |  |  |  | FO2 |  |  | 0 | 0 | 0 | 0 | RE | 99 | 1974 | 0 | 0 | 0 | 0 | [6 empty] | 0 | 0 | 0 | 0 | 1954 | 0 | 0 | E | [6 empty] | 0
3 |  | 6958 | 3574 | 1 | ST | 7500 | C | OP | 2 | 1957 | NG | FO2 |  | NG | FO2 |  | 15650 | 8000 | 8000 | 0 |  | 0 | 0 | 0 | 0 | 0 | 0 | [6 empty] | 0 | 0 | 0 | 1 | 1957 | 0 | 0 | E | [6 empty] | 0
3 |  | 6958 | 3574 | 2 | ST | 7500 | C | OP | 4 | 1957 | NG | FO2 |  | NG | FO2 |  | 15650 | 8000 | 8000 | 0 |  | 0 | 0 | 0 | 0 | 0 | 0 | [6 empty] | 0 | 0 | 0 | 3 | 1957 | 0 | 0 | E | [6 empty] | 0
3 |  | 6958 | 3574 | 3 | ST | 18750 | C | OP | 5 | 1960 | NG | FO2 |  | NG | FO2 |  | 12275 | 17000 | 17000 | 0 |  | 0 | 0 | 0 | 0 | 0 | 0 | [6 empty] | 0 | 0 | 0 | 4 | 1960 | 0 | 0 | E | [6 empty] | 0
3 |  | 6958 | 3574 | 4 | ST | 18750 | C | OP | 6 | 1961 | NG | FO2 |  | NG | FO2 |  | 12425 | 18000 | 18000 | 0 |  | 0 | 0 | 0 | 0 | 0 | 0 | [6 empty] | 0 | 0 | 0 | 4 | 1961 | 0 | 0 | E | [6 empty] | 0
3 |  | 6958 | 3574 | 5 | ST | 44000 | C | OP | 88 | 1963 | NG | FO2 |  | NG | FO6 |  | 12477 | 37000 | 37000 | 0 |  | 0 | 0 | 0 | 0 | 0 | 0 | [6 empty] | 0 | 0 | 0 | 0 | 1963 | 0 | 0 | E | [6 empty] | 0
3 |  | 6958 | 3575 | 1 | IC | 200 |  |  | 99 | 1941 |  |  |  | FO2 | GAS |  | 0 | 0 | 0 | 0 | RE | 99 | 1981 | 0 | 0 | 0 | 0 | [6 empty] | 0 | 0 | 0 | 0 | 1941 | 0 | 0 | E | [6 empty] | 0
3 |  | 6958 | 3575 | 2 | IC | 400 |  |  | 99 | 1941 |  |  |  | FO2 | GAS |  | 0 | 0 | 0 | 0 | RE | 99 | 1981 | 0 | 0 | 0 | 0 | [6 empty] | 0 | 0 | 0 | 0 | 1941 | 0 | 0 | E | [6 empty] | 0
3 |  | 6958 | 3575 | 3 | IC | 600 |  |  | 99 | 1941 |  |  |  | FO2 | GAS |  | 0 | 0 | 0 | 0 | RE | 99 | 1981 | 0 | 0 | 0 | 0 | [6 empty] | 0 | 0 | 0 | 0 | 1941 | 0 | 0 | E | [6 empty] | 0
3 |  | 6958 | 3575 | 4 | IC | 900 |  |  | 99 | 1948 |  |  |  | FO2 | GAS |  | 0 | 0 | 0 | 0 | RE | 99 | 1981 | 0 | 0 | 0 | 0 | [6 empty] | 0 | 0 | 0 | 0 | 1948 | 0 | 0 | E | [6 empty] | 0
3 |  | 6958 | 3575 | 5 | IC | 900 |  |  | 99 | 1948 |  |  |  | FO2 | GAS |  | 0 | 0 | 0 | 0 | RE | 99 | 1981 | 0 | 0 | 0 | 0 | [6 empty] | 0 | 0 | 0 | 0 | 1948 | 0 | 0 | E | [6 empty] | 0
3 |  | 6958 | 3575 | 6 | IC | 2300 |  |  | 99 | 1953 |  |  |  | FO2 | GAS |  | 0 | 0 | 0 | 0 | RE | 99 | 1981 | 0 | 0 | 0 | 0 | [6 empty] | 0 | 0 | 0 | 0 | 1953 | 0 | 0 | E | [6 empty] | 0
3 |  | 6958 | 3575 | 7 | IC | 3500 |  |  | 99 | 1954 |  |  |  | FO2 | GAS |  | 0 | 0 | 0 | 0 | RE | 99 | 1981 | 0 | 0 | 0 | 0 | [6 empty] | 0 | 0 | 0 | 0 | 1954 | 0 | 0 | E | [6 empty] | 0
3 |  | 6958 | 3576 | 1 | ST | 75000 | C | OP | 7 | 1967 | NG | FO2 |  | NG | FO2 |  | 11725 | 75000 | 75000 | 0 |  | 0 | 0 | 0 | 0 | 0 | 0 | [6 empty] | 0 | 0 | 0 | 5 | 1967 | 0 | 0 | E | [6 empty] | 0
3 |  | 6958 | 3576 | 2 | ST | 113400 | C | OP | 1 | 1971 | NG | FO2 |  | NG | FO6 |  | 10202 | 110000 | 110000 | 0 |  | 0 | 0 | 0 | 0 | 0 | 0 | [6 empty] | 0 | 0 | 0 | 10 | 1970 | 0 | 0 | E | [6 empty] | 0
3 |  | 6958 | 3576 | 3 | ST | 156600 | C | OP | 6 | 1976 | NG | FO2 |  | NG | FO6 |  | 10686 | 150000 | 150000 | 0 |  | 0 | 0 | 0 | 0 | 0 | 0 | [6 empty] | 0 | 0 | 0 | 3 | 1976 | 0 | 0 | E | [6 empty] | 0
3 |  | 6965 | 1278 | 1 | IC | 1500 | C | OP | 99 | 1961 | FO2 | NG |  | NG | FO2 |  | 13250 | 1350 | 1350 | 0 |  | 0 | 0 | 0 | 0 | 0 | 0 | [6 empty] | 0 | 0 | 0 | 0 | 1961 | 0 | 0 | E | [6 empty] | 0
3 |  | 6965 | 1278 | 2 | IC | 400 | C | OP | 99 | 1930 | FO2 | NG |  | FO2 |  |  | 13250 | 360 | 360 | 0 |  | 0 | 0 | 0 | 0 | 0 | 0 | [6 empty] | 0 | 0 | 0 | 0 | 1930 | 0 | 0 | E | [6 empty] | 0
3 |  | 6965 | 1278 | 3 | IC | 1500 | C | OP | 99 | 1955 | FO2 | NG |  | NG | FO2 |  | 13250 | 1350 | 1350 | 0 |  | 0 | 0 | 0 | 0 | 0 | 0 | [6 empty] | 0 | 0 | 0 | 0 | 1955 | 0 | 0 | E | [6 empty] | 0
3 |  | 6965 | 1278 | 4 | IC | 980 | C | OP | 99 | 1948 | FO2 | NG |  | NG | FO2 |  | 13250 | 882 | 882 | 0 |  | 0 | 0 | 0 | 0 | 0 | 0 | [6 empty] | 0 | 0 | 0 | 0 | 1948 | 0 | 0 | E | [6 empty] | 0
3 |  | 6965 | 1278 | 5 | IC | 3700 |  |  | 99 | 1972 |  |  |  | NG | FO2 |  | 0 | 0 | 0 | 0 | RE | 0 | 0 | 0 | 0 | 0 | 0 | [6 empty] | 0 | 0 | 0 | 0 | 1972 | 0 | 0 | E | [6 empty] | 0
3 |  | 6965 | 1278 | IC5 | IC | 2412 | P | OP | 99 | 1981 | FO2 | NG |  | NG | FO2 |  | 13250 | 2170 | 2170 | 0 |  | 0 | 0 | 0 | 0 | 0 | 0 | [6 empty] | 0 | 0 | 0 | 0 | 1981 | 0 | 0 | E | [6 empty] | 0
3 |  | 6965 | 1278 | IC6 | IC | 2500 | P | OP | 99 | 1978 | FO2 |  |  | FO2 |  |  | 13250 | 2250 | 2250 | 0 |  | 0 | 0 | 0 | 0 | 0 | 0 | [6 empty] | 0 | 0 | 0 | 0 | 1978 | 0 | 0 | E | [6 empty] | 0
3 |  | 7095 | 944 | 1 | IC | 5600 | B | OP | 3 | 1974 | FO2 |  |  | NG | FO2 |  | 8900 | 5600 | 5600 | 0 |  | 0 | 0 | 0 | 0 | 0 | 0 | [6 empty] | 0 | 0 | 0 | 2 | 1974 | 0 | 0 | E | [6 empty] | 0
3 |  | 7095 | 944 | 2 | IC | 3500 | B | OP | 10 | 1967 | FO2 |  |  | NG | FO2 |  | 9600 | 3500 | 3500 | 0 |  | 0 | 0 | 0 | 0 | 0 | 0 | [6 empty] | 0 | 0 | 0 | 9 | 1967 | 0 | 0 | E | [6 empty] | 0
3 |  | 7095 | 944 | 3 | IC | 3500 | B | OP | 6 | 1966 | FO2 |  |  | NG | FO2 |  | 9600 | 3500 | 3500 | 0 |  | 0 | 0 | 0 | 0 | 0 | 0 | [6 empty] | 0 | 0 | 0 | 5 | 1966 | 0 | 0 | E | [6 empty] | 0
3 |  | 7095 | 944 | 4 | IC | 2000 | B | OP | 7 | 1957 | FO2 |  |  | NG | FO2 |  | 9700 | 2000 | 2000 | 0 |  | 0 | 0 | 0 | 0 | 0 | 0 | [6 empty] | 0 | 0 | 0 | 6 | 1957 | 0 | 0 | E | [6 empty] | 0
3 |  | 7095 | 944 | 5 | IC | 1180 | P |  | 11 | 1949 | FO2 |  |  | NG | FO2 |  | 0 | 1180 | 1180 | 4400 | RE | 1 | 1989 | 6 | 1990 | 0 | 0 |  |  |  | FO2 | NG |  | 4400 | 4400 | 0 | 10 | 1949 | 4084 | 4728 | [7 empty] | 0
3 |  | 7095 | 944 | 6 | IC | 1000 | P | OP | 12 | 1947 | FO2 |  |  | FO2 |  |  | 11000 | 1000 | 1000 | 0 |  | 0 | 0 | 0 | 0 | 0 | 0 | [6 empty] | 0 | 0 | 0 | 11 | 1947 | 0 | 0 | E | [6 empty] | 0
3 |  | 7095 | 944 | 7 | IC | 3000 | B | OP | 6 | 1961 | FO2 |  |  | NG | FO2 |  | 9600 | 4400 | 4400 | 0 |  | 0 | 0 | 0 | 0 | 0 | 0 | [6 empty] | 0 | 0 | 0 | 5 | 1961 | 0 | 0 | E | [6 empty] | 0
3 |  | 7095 | 944 | 8 | IC | 4400 | B | OP | 0 | 1974 | FO2 |  |  | FO2 | NG |  | 9600 | 4400 | 4400 | 0 |  | 0 | 0 | 0 | 0 | 0 | 0 | [6 empty] | 0 | 0 | 0 | 0 | 1974 | 0 | 0 | E | [6 empty] | 0
3 |  | 7140 | 649 | 1 | NP | 1160000 | B | OP | 5 | 1987 |  |  |  | UR |  |  | 10183 | 1104500 | 1104500 | 0 |  | 0 | 0 | 2 | 1978 | 0 | 0 | [6 empty] | 0 | 0 | 1210000 | 3 | 1987 | 0 | 0 | [7 empty] | 0
3 |  | 7140 | 649 | 2 | NP | 1160000 | B | OP | 5 | 1989 |  |  |  | UR |  |  | 10113 | 1102900 | 1102900 | 0 |  | 0 | 0 | 0 | 0 | 0 | 0 | [6 empty] | 0 | 0 | 1210000 | 3 | 1989 | 0 | 0 | [7 empty] | 0
3 |  | 7140 | 649 | 3 | NP | 0 |  |  | 0 | 0 | [6 empty] | 0 | 0 | 0 | 1113000 | CN | 88 | 1974 | 88 | 1988 | 88 | 1988 |  |  |  | UR |  |  | 0 | 0 | 0 | 0 | 0 | 0 | 0 | [7 empty] | 0
3 |  | 7140 | 649 | 4 | NP | 0 |  |  | 0 | 0 | [6 empty] | 0 | 0 | 0 | 1113000 | CN | 88 | 1974 | 88 | 1988 | 88 | 1988 |  |  |  | UR |  |  | 0 | 0 | 0 | 0 | 0 | 0 | 0 | [7 empty] | 0
3 |  | 7140 | 699 | 3 | ST | 40250 | P | OP | 12 | 1943 | FO2 | NG |  | BIT |  |  | 12580 | 44500 | 44500 | 0 | RT | 12 | 2001 | 0 | 0 | 0 | 0 | [6 empty] | 0 | 0 | 0 | 9 | 1943 | 0 | 0 | [7 empty] | 0
3 |  | 7140 | 699 | 4 | ST | 49000 | P | OP | 11 | 1948 | FO2 | NG |  | BIT |  |  | 12549 | 43900 | 43900 | 0 | RT | 12 | 2001 | 0 | 0 | 0 | 0 | [6 empty] | 0 | 0 | 0 | 11 | 1948 | 0 | 0 | [7 empty] | 0
3 |  | 7140 | 699 | 5A | GT | 16320 | P | OP | 8 | 1969 | FO2 | NG |  | FO2 | NG |  | 17395 | 13050 | 14500 | 0 | RT | 12 | 2001 | 0 | 0 | 0 | 0 | [6 empty] | 0 | 0 | 0 | 7 | 1969 | 0 | 0 | [7 empty] | 0
3 |  | 7140 | 699 | 5B | GT | 16320 | P | OP | 9 | 1969 | FO2 | NG |  | FO2 | NG |  | 17395 | 13050 | 14500 | 0 | RT | 12 | 2001 | 0 | 0 | 0 | 0 | [6 empty] | 0 | 0 | 0 | 8 | 1969 | 0 | 0 | [7 empty] | 0
3 |  | 7140 | 699 | ST1 | ST | 46000 | P | OP | 6 | 1941 | FO2 | NG |  | BIT |  |  | 13264 | 42900 | 42900 | 0 | RT | 12 | 2001 | 0 | 0 | 0 | 0 | [6 empty] | 0 | 0 | 0 | 6 | 1941 | 0 | 0 | [7 empty] | 0
3 |  | 7140 | 699 | ST2 | ST | 46000 | P | OP | 5 | 1942 | FO2 | NG |  | BIT |  |  | 13126 | 45000 | 45000 | 0 | RT | 12 | 2001 | 0 | 0 | 0 | 0 | [6 empty] | 0 | 0 | 0 | 5 | 1942 | 0 | 0 | [7 empty] | 0
3 |  | 7140 | 700 | 3 | ST | 63000 | P | OP | 10 | 1945 | FO2 | NG |  | FO2 | NG |  | 12964 | 62800 | 62800 | 60000 | RT | 12 | 1999 | 0 | 0 | 0 | 0 | [6 empty] | 0 | 0 | 0 | 10 | 1945 | 0 | 0 | [7 empty] | 0
3 |  | 7140 | 700 | 4 | ST | 75000 | P | OP | 11 | 1948 | FO2 | NG |  | FO2 | NG |  | 12980 | 61300 | 61300 | 0 | RT | 12 | 1999 | 0 | 0 | 0 | 0 | [6 empty] | 0 | 0 | 0 | 11 | 1948 | 0 | 0 | [7 empty] | 0
3 |  | 7140 | 700 | 5A | JE | 41850 | P | OP | 7 | 1970 | FO2 | NG |  | FO2 | NG |  | 13034 | 31300 | 34800 | 39360 | RT | 12 | 2001 | 0 | 0 | 0 | 0 | [6 empty] | 0 | 0 | 0 | 6 | 1970 | 0 | 0 | [7 empty] | 0
3 |  | 7140 | 700 | 5B | JE | 41850 | P | OP | 7 | 1970 | FO2 | NG |  | FO2 | NG |  | 13034 | 31300 | 34800 | 0 | RT | 12 | 2001 | 0 | 0 | 0 | 0 | [6 empty] | 0 | 0 | 0 | 6 | 1970 | 0 | 0 | [7 empty] | 0
3 |  | 7140 | 700 | ST1 | ST | 60000 | P | OP | 8 | 1930 | FO2 | NG |  | FO2 | NG |  | 16205 | 52600 | 52600 | 0 | RT | 12 | 1999 | 0 | 0 | 0 | 0 | [6 empty] | 0 | 0 | 0 | 8 | 1930 | 0 | 0 | [7 empty] | 0
3 |  | 7140 | 700 | ST2 | ST | 60000 | P | OP | 9 | 1941 | FO2 | NG |  | FO2 | NG |  | 15395 | 59300 | 59300 | 0 | RT | 12 | 1999 | 0 | 0 | 0 | 0 | [6 empty] | 0 | 0 | 0 | 9 | 1941 | 0 | 0 | [7 empty] | 0
3 |  | 7140 | 701 | 1 | HC | 700 | P | OP | 12 | 1910 |  |  |  | WAT |  |  | 0 | 415 | 475 | 0 |  | 0 | 0 | 0 | 0 | 0 | 0 | [6 empty] | 0 | 0 | 0 | 9 | 1910 | 0 | 0 | E | [6 empty] | 0
3 |  | 7140 | 701 | 2 | HC | 700 | P | OP | 12 | 1910 |  |  |  | WAT |  |  | 0 | 415 | 475 | 0 |  | 0 | 0 | 0 | 0 | 0 | 0 | [6 empty] | 0 | 0 | 0 | 9 | 1910 | 0 | 0 | E | [6 empty] | 0
3 |  | 7140 | 701 | 3 | HC | 700 | P | OP | 12 | 1910 |  |  |  | WAT |  |  | 0 | 415 | 475 | 0 |  | 0 | 0 | 0 | 0 | 0 | 0 | [6 empty] | 0 | 0 | 0 | 9 | 1910 | 0 | 0 | E | [6 empty] | 0
3 |  | 7140 | 701 | 4 | HC | 700 | P | OP | 12 | 1910 |  |  |  | WAT |  |  | 0 | 415 | 475 | 0 |  | 0 | 0 | 0 | 0 | 0 | 0 | [6 empty] | 0 | 0 | 0 | 9 | 1910 | 0 | 0 | E | [6 empty] | 0
3 |  | 7140 | 702 | 1 | HC | 15000 | P | OP | 12 | 1926 |  |  |  | WAT |  |  | 0 | 17725 | 17725 | 0 |  | 0 | 0 | 0 | 0 | 0 | 0 | [6 empty] | 0 | 0 | 0 | 9 | 1926 | 0 | 0 | E | [6 empty] | 0
3 |  | 7140 | 702 | 2 | HC | 15000 | P | OP | 12 | 1926 |  |  |  | WAT |  |  | 0 | 17725 | 17725 | 0 |  | 0 | 0 | 0 | 0 | 0 | 0 | [6 empty] | 0 | 0 | 0 | 9 | 1926 | 0 | 0 | E | [6 empty] | 0
3 |  | 7140 | 702 | 3 | HC | 15000 | P | OP | 12 | 1928 |  |  |  | WAT |  |  | 0 | 17725 | 17725 | 0 |  | 0 | 0 | 0 | 0 | 0 | 0 | [6 empty] | 0 | 0 | 0 | 9 | 1928 | 0 | 0 | E | [6 empty] | 0
3 |  | 7140 | 702 | 4 | HC | 20000 | P | OP | 12 | 1951 |  |  |  | WAT |  |  | 0 | 23625 | 23625 | 0 |  | 0 | 0 | 0 | 0 | 0 | 0 | [6 empty] | 0 | 0 | 0 | 12 | 1951 | 0 | 0 | [7 empty] | 0
3 |  | 7140 | 702 | 5 | HC | 54000 | P | OP | 10 | 1985 |  |  |  | WAT |  |  | 0 | 53950 | 53950 | 0 |  | 0 | 0 | 10 | 1985 | 10 | 1985 | [6 empty] | 0 | 0 | 0 | 8 | 1985 | 0 | 0 | [7 empty] | 0
3 |  | 7140 | 702 | 6 | HC | 54000 | P | OP | 11 | 1985 |  |  |  | WAT |  |  | 0 | 53950 | 53950 | 0 |  | 0 | 0 | 11 | 1985 | 11 | 1985 | [6 empty] | 0 | 0 | 0 | 8 | 1985 | 0 | 0 | [7 empty] | 0
3 |  | 7140 | 703 | 1 | ST | 805800 | B | OP | 10 | 1971 | FO2 |  |  | BIT |  |  | 9457 | 669900 | 669900 | 0 | RT | 12 | 2016 | 0 | 0 | 0 | 0 | [6 empty] | 0 | 0 | 0 | 7 | 1971 | 0 | 0 | [7 empty] | 0
3 |  | 7140 | 703 | 2 | ST | 788800 | B | OP | 9 | 1972 | FO2 |  |  | BIT |  |  | 9604 | 678800 | 678800 | 0 | RT | 12 | 2019 | 0 | 0 | 0 | 0 | [6 empty] | 0 | 0 | 0 | 6 | 1972 | 0 | 0 | [7 empty] | 0
3 |  | 7140 | 703 | 3 | ST | 952000 | B | OP | 12 | 1974 | FO2 |  |  | BIT |  |  | 9396 | 871900 | 871900 | 0 | RT | 12 | 2021 | 0 | 0 | 0 | 0 | [6 empty] | 0 | 0 | 0 | 6 | 1974 | 0 | 0 | [7 empty] | 0
3 |  | 7140 | 703 | 4 | ST | 952000 | B | OP | 11 | 1975 | FO2 |  |  | BIT |  |  | 9253 | 876600 | 876600 | 0 | RT | 12 | 2024 | 0 | 0 | 0 | 0 | [6 empty] | 0 | 0 | 0 | 7 | 1975 | 0 | 0 | [7 empty] | 0
3 |  | 7140 | 703 | 6 | JE | 41850 | P | OP | 5 | 1971 | FO2 |  |  | FO2 |  |  | 14916 | 31300 | 34800 | 0 | RT | 12 | 2001 | 0 | 0 | 0 | 0 | [6 empty] | 0 | 0 | 0 | 5 | 1971 | 0 | 0 | [7 empty] | 0
3 |  | 7140 | 704 | 1 | HC | 3060 | P | OP | 9 | 1927 |  |  |  | WAT |  |  | 0 | 3440 | 3415 | 0 |  | 0 | 0 | 0 | 0 | 0 | 0 | [6 empty] | 0 | 0 | 0 | 9 | 1927 | 0 | 0 | [7 empty] | 0
3 |  | 7140 | 704 | 2 | HC | 3060 | P | OP | 9 | 1927 |  |  |  | WAT |  |  | 0 | 3440 | 3415 | 0 |  | 0 | 0 | 0 | 0 | 0 | 0 | [6 empty] | 0 | 0 | 0 | 9 | 1927 | 0 | 0 | [7 empty] | 0
3 |  | 7140 | 705 | 1 | HC | 240 | B | OP | 12 | 1928 |  |  |  | WAT |  |  | 0 | 140 | 160 | 0 |  | 0 | 0 | 0 | 0 | 0 | 0 | [6 empty] | 0 | 0 | 0 | 9 | 1928 | 0 | 0 | E | [6 empty] | 0
3 |  | 7140 | 706 | 1 | HC | 1800 | P | OP | 12 | 1921 |  |  |  | WAT |  |  | 0 | 1867 | 1700 | 0 |  | 0 | 0 | 0 | 0 | 0 | 0 | [6 empty] | 0 | 0 | 0 | 9 | 1921 | 0 | 0 | E | [6 empty] | 0
3 |  | 7140 | 706 | 2 | HC | 1800 | P | OP | 12 | 1921 |  |  |  | WAT |  |  | 0 | 1867 | 1700 | 0 |  | 0 | 0 | 0 | 0 | 0 | 0 | [6 empty] | 0 | 0 | 0 | 9 | 1921 | 0 | 0 | E | [6 empty] | 0
3 |  | 7140 | 706 | 3 | HC | 1800 | P | OP | 12 | 1925 |  |  |  | WAT |  |  | 0 | 1867 | 1700 | 0 |  | 0 | 0 | 0 | 0 | 0 | 0 | [6 empty] | 0 | 0 | 0 | 9 | 1925 | 0 | 0 | E | [6 empty] | 0
3 |  | 7140 | 707 | 1 | HC | 3000 | P | OP | 12 | 1912 |  |  |  | WAT |  |  | 0 | 3230 | 3230 | 0 |  | 0 | 0 | 0 | 0 | 0 | 0 | [6 empty] | 0 | 0 | 0 | 9 | 1912 | 0 | 0 | E | [6 empty] | 0
3 |  | 7140 | 707 | 2 | HC | 3000 | P | OP | 12 | 1912 |  |  |  | WAT |  |  | 0 | 3230 | 3230 | 0 |  | 0 | 0 | 0 | 0 | 0 | 0 | [6 empty] | 0 | 0 | 0 | 9 | 1912 | 0 | 0 | E | [6 empty] | 0
3 |  | 7140 | 707 | 3 | HC | 5000 | P | OP | 12 | 1915 |  |  |  | WAT |  |  | 0 | 5385 | 5385 | 0 |  | 0 | 0 | 0 | 0 | 0 | 0 | [6 empty] | 0 | 0 | 0 | 9 | 1915 | 0 | 0 | E | [6 empty] | 0
3 |  | 7140 | 707 | 4 | HC | 5000 | P | OP | 12 | 1920 |  |  |  | WAT |  |  | 0 | 5385 | 5385 | 0 |  | 0 | 0 | 0 | 0 | 0 | 0 | [6 empty] | 0 | 0 | 0 | 9 | 1920 | 0 | 0 | E | [6 empty] | 0
3 |  | 7140 | 707 | 5 | HC | 5000 | P | OP | 12 | 1955 |  |  |  | WAT |  |  | 0 | 5385 | 5385 | 0 |  | 0 | 0 | 0 | 0 | 0 | 0 | [6 empty] | 0 | 0 | 0 | 12 | 1955 | 0 | 0 | [7 empty] | 0
3 |  | 7140 | 707 | 6 | HC | 5000 | P | OP | 2 | 1956 |  |  |  | WAT |  |  | 0 | 5385 | 5385 | 0 |  | 0 | 0 | 0 | 0 | 0 | 0 | [6 empty] | 0 | 0 | 0 | 2 | 1956 | 0 | 0 | [7 empty] | 0
3 |  | 7140 | 707 | 7 | HC | 0 |  |  | 0 | 0 | [6 empty] | 0 | 0 | 0 | 33500 | CN | 10 | 1985 | 10 | 1988 | 0 | 0 |  |  |  | WAT |  |  | 0 | 0 | 0 | 0 | 0 | 36349 | 34489 | [7 empty] | 0
3 |  | 7140 | 707 | 8 | HC | 0 |  |  | 0 | 0 | [6 empty] | 0 | 0 | 0 | 33500 | CN | 10 | 1985 | 11 | 1988 | 0 | 0 |  |  |  | WAT |  |  | 0 | 0 | 0 | 0 | 0 | 36349 | 34489 | [7 empty] | 0
3 |  | 7140 | 708 | 1 | ST | 125000 | C | OP | 6 | 1954 | FO2 |  |  | BIT |  |  | 10377 | 107600 | 107600 | 0 | RT | 12 | 2000 | 0 | 0 | 0 | 0 | [6 empty] | 0 | 0 | 0 | 6 | 1954 | 0 | 0 | [7 empty] | 0
3 |  | 7140 | 708 | 2 | ST | 125000 | C | OP | 9 | 1954 | FO2 |  |  | BIT |  |  | 10681 | 106100 | 106100 | 0 | RT | 12 | 2002 | 0 | 0 | 0 | 0 | [6 empty] | 0 | 0 | 0 | 9 | 1954 | 0 | 0 | [7 empty] | 0
3 |  | 7140 | 708 | 3 | ST | 125000 | C | OP | 6 | 1955 | FO2 |  |  | BIT |  |  | 10527 | 108700 | 108700 | 0 | RT | 12 | 2004 | 0 | 0 | 0 | 0 | [6 empty] | 0 | 0 | 0 | 6 | 1955 | 0 | 0 | [7 empty] | 0
3 |  | 7140 | 708 | 4 | ST | 578000 | C | OP | 12 | 1970 | FO2 |  |  | BIT |  |  | 10083 | 470800 | 470800 | 0 | RT | 12 | 2015 | 0 | 0 | 0 | 0 | [6 empty] | 0 | 0 | 0 | 6 | 1970 | 0 | 0 | [7 empty] | 0
3 |  | 7140 | 709 | 1 | ST | 299200 | C | OP | 6 | 1965 | FO2 |  |  | BIT |  |  | 9762 | 252200 | 252200 | 0 | RT | 12 | 2013 | 0 | 0 | 0 | 0 | [6 empty] | 0 | 0 | 0 | 4 | 1965 | 0 | 0 | [7 empty] | 0
3 |  | 7140 | 709 | 2 | ST | 359040 | C | OP | 6 | 1967 | FO2 |  |  | BIT |  |  | 9675 | 308300 | 308300 | 0 | RT | 12 | 2016 | 0 | 0 | 0 | 0 | [6 empty] | 0 | 0 | 0 | 4 | 1967 | 0 | 0 | [7 empty] | 0
3 |  | 7140 | 709 | 3 | ST | 544000 | C | OP | 7 | 1968 | FO2 |  |  | BIT |  |  | 9625 | 472500 | 472500 | 0 | RT | 12 | 2017 | 0 | 0 | 0 | 0 | [6 empty] | 0 | 0 | 0 | 6 | 1968 | 0 | 0 | [7 empty] | 0
3 |  | 7140 | 709 | 4 | ST | 544000 | C | OP | 6 | 1969 | FO2 |  |  | BIT |  |  | 9826 | 473600 | 473600 | 0 | RT | 12 | 2020 | 0 | 0 | 0 | 0 | [6 empty] | 0 | 0 | 0 | 5 | 1969 | 0 | 0 | [7 empty] | 0
3 |  | 7140 | 710 | 1 | ST | 299200 | C | OP | 8 | 1963 | FO2 | NG |  | BIT | NG |  | 9737 | 252700 | 252700 | 0 | RT | 12 | 2008 | 0 | 0 | 0 | 0 | [6 empty] | 0 | 0 | 0 | 7 | 1963 | 0 | 0 | [7 empty] | 0
3 |  | 7140 | 710 | 2 | ST | 299200 | C | OP | 6 | 1964 | FO2 | NG |  | BIT | NG |  | 9582 | 251700 | 251700 | 0 | RT | 12 | 2011 | 0 | 0 | 0 | 0 | [6 empty] | 0 | 0 | 0 | 5 | 1964 | 0 | 0 | [7 empty] | 0
3 |  | 7140 | 710 | 3A | JE | 41850 | P | OP | 5 | 1971 | FO2 | NG |  | FO2 | NG |  | 13034 | 31300 | 34800 | 0 | RT | 12 | 2001 | 0 | 0 | 0 | 0 | [6 empty] | 0 | 0 | 0 | 5 | 1971 | 0 | 0 | [7 empty] | 0
3 |  | 7140 | 710 | 3B | JE | 41850 | P | OP | 5 | 1971 | FO2 | NG |  | FO2 | NG |  | 13034 | 31300 | 34800 | 0 | RT | 12 | 2001 | 0 | 0 | 0 | 0 | [6 empty] | 0 | 0 | 0 | 5 | 1971 | 0 | 0 | [7 empty] | 0
3 |  | 7140 | 711 | 5 | HC | 520 | P | OP | 12 | 1924 |  |  |  | WAT |  |  | 0 | 310 | 360 | 0 |  | 0 | 0 | 0 | 0 | 0 | 0 | [6 empty] | 0 | 0 | 0 | 9 | 1924 | 0 | 0 | E | [6 empty] | 0
3 |  | 7140 | 711 | 6 | HC | 520 | P | OP | 12 | 1926 |  |  |  | WAT |  |  | 0 | 310 | 360 | 0 |  | 0 | 0 | 0 | 0 | 0 | 0 | [6 empty] | 0 | 0 | 0 | 9 | 1926 | 0 | 0 | E | [6 empty] | 0
3 |  | 7140 | 712 | 1 | HC | 2400 | P | OP | 2 | 1911 |  |  |  | WAT |  |  | 0 | 3500 | 3050 | 0 |  | 0 | 0 | 0 | 0 | 0 | 0 | [6 empty] | 0 | 0 | 0 | 2 | 1911 | 0 | 0 | [7 empty] | 0
3 |  | 7140 | 712 | 2 | HC | 2400 | P | OP | 2 | 1911 |  |  |  | WAT |  |  | 0 | 3500 | 3050 | 0 |  | 0 | 0 | 0 | 0 | 0 | 0 | [6 empty] | 0 | 0 | 0 | 2 | 1911 | 0 | 0 | [7 empty] | 0
3 |  | 7140 | 712 | 3 | HC | 2400 | P | OP | 3 | 1911 |  |  |  | WAT |  |  | 0 | 3500 | 3050 | 0 |  | 0 | 0 | 0 | 0 | 0 | 0 | [6 empty] | 0 | 0 | 0 | 3 | 1911 | 0 | 0 | [7 empty] | 0
3 |  | 7140 | 712 | 4 | HC | 2400 | P | OP | 3 | 1911 |  |  |  | WAT |  |  | 0 | 3500 | 3050 | 0 |  | 0 | 0 | 0 | 0 | 0 | 0 | [6 empty] | 0 | 0 | 0 | 3 | 1911 | 0 | 0 | [7 empty] | 0
3 |  | 7140 | 712 | 5 | HC | 2400 | P | OP | 12 | 1916 |  |  |  | WAT |  |  | 0 | 3500 | 3050 | 0 |  | 0 | 0 | 0 | 0 | 0 | 0 | [6 empty] | 0 | 0 | 0 | 12 | 1916 | 0 | 0 | [7 empty] | 0
3 |  | 7140 | 712 | 6 | HC | 2400 | P | OP | 1 | 1917 |  |  |  | WAT |  |  | 0 | 3500 | 3050 | 0 |  | 0 | 0 | 0 | 0 | 0 | 0 | [6 empty] | 0 | 0 | 0 | 1 | 1917 | 0 | 0 | [7 empty] | 0
3 |  | 7140 | 715 | 1 | ST | 50000 | P | OP | 11 | 1952 | FO2 |  |  | FO6 |  |  | 11879 | 39600 | 39600 | 0 | RT | 12 | 2001 | 0 | 0 | 0 | 0 | [6 empty] | 0 | 0 | 0 | 11 | 1952 | 0 | 0 | [7 empty] | 0
3 |  | 7140 | 715 | 2 | ST | 93750 | P | OP | 6 | 1959 | FO2 |  |  | FO6 |  |  | 10152 | 75000 | 75000 | 0 | RT | 12 | 2000 | 0 | 0 | 0 | 0 | [6 empty] | 0 | 0 | 0 | 5 | 1959 | 0 | 0 | [7 empty] | 0
3 |  | 7140 | 715 | 3A | GT | 55400 | P | OP | 1 | 1972 | FO2 |  |  | FO2 |  |  | 13786 | 41640 | 46270 | 0 | RT | 12 | 2002 | 0 | 0 | 0 | 0 | [6 empty] | 0 | 0 | 0 | 12 | 1971 | 0 | 0 | [7 empty] | 0
3 |  | 7140 | 715 | 3B | GT | 55400 | P | OP | 1 | 1972 | FO2 |  |  | FO2 |  |  | 13786 | 41630 | 46270 | 0 | RT | 12 | 2002 | 0 | 0 | 0 | 0 | [6 empty] | 0 | 0 | 0 | 12 | 1971 | 0 | 0 | [7 empty] | 0
3 |  | 7140 | 715 | 3C | GT | 55400 | P | OP | 1 | 1972 | FO2 |  |  | FO2 |  |  | 13786 | 41630 | 46260 | 0 | RT | 12 | 2002 | 0 | 0 | 0 | 0 | [6 empty] | 0 | 0 | 0 | 12 | 1971 | 0 | 0 | [7 empty] | 0
3 |  | 7140 | 715 | 4A | GT | 55400 | P | OP | 12 | 1972 | FO2 |  |  | FO2 |  |  | 13726 | 42600 | 47340 | 0 | RT | 12 | 2003 | 0 | 0 | 0 | 0 | [6 empty] | 0 | 0 | 0 | 11 | 1972 | 0 | 0 | [7 empty] | 0
3 |  | 7140 | 715 | 4B | GT | 55400 | P | OP | 12 | 1972 | FO2 |  |  | FO2 |  |  | 13726 | 42600 | 47340 | 0 | RT | 12 | 2003 | 0 | 0 | 0 | 0 | [6 empty] | 0 | 0 | 0 | 11 | 1972 | 0 | 0 | [7 empty] | 0
3 |  | 7140 | 715 | 4C | GT | 55400 | P | OP | 12 | 1972 | FO2 |  |  | FO2 |  |  | 13726 | 42600 | 47330 | 0 | RT | 12 | 2003 | 0 | 0 | 0 | 0 | [6 empty] | 0 | 0 | 0 | 11 | 1972 | 0 | 0 | [7 empty] | 0
3 |  | 7140 | 715 | 4D | GT | 55400 | P | OP | 12 | 1972 | FO2 |  |  | FO2 |  |  | 13726 | 42600 | 47330 | 0 | RT | 12 | 2003 | 0 | 0 | 0 | 0 | [6 empty] | 0 | 0 | 0 | 11 | 1972 | 0 | 0 | [7 empty] | 0
3 |  | 7140 | 715 | 4E | GT | 55400 | P | OP | 12 | 1972 | FO2 |  |  | FO2 |  |  | 13726 | 42600 | 47330 | 0 | RT | 12 | 2003 | 0 | 0 | 0 | 0 | [6 empty] | 0 | 0 | 0 | 12 | 1972 | 0 | 0 | [7 empty] | 0
3 |  | 7140 | 715 | 4F | GT | 55400 | P | OP | 12 | 1972 | FO2 |  |  | FO2 |  |  | 13726 | 42600 | 47330 | 0 | RT | 12 | 2003 | 0 | 0 | 0 | 0 | [6 empty] | 0 | 0 | 0 | 12 | 1972 | 0 | 0 | [7 empty] | 0
3 |  | 7140 | 715 | IC1 | IC | 2000 | P | OP | 1 | 1964 | FO2 |  |  | FO2 |  |  | 10000 | 1800 | 2000 | 0 | RT | 12 | 2002 | 0 | 0 | 0 | 0 | [6 empty] | 0 | 0 | 0 | 1 | 1964 | 0 | 0 | [7 empty] | 0
3 |  | 7140 | 717 | 1 | HC | 2400 | P | OP | 12 | 1903 |  |  |  | WAT |  |  | 0 | 2000 | 2000 | 0 |  | 0 | 0 | 0 | 0 | 0 | 0 | [6 empty] | 0 | 0 | 0 | 9 | 1903 | 0 | 0 | [7 empty] | 0
3 |  | 7140 | 717 | 2 | HC | 2400 | P | OP | 12 | 1903 |  |  |  | WAT |  |  | 0 | 2000 | 2000 | 0 |  | 0 | 0 | 0 | 0 | 0 | 0 | [6 empty] | 0 | 0 | 0 | 9 | 1903 | 0 | 0 | [7 empty] | 0
3 |  | 7140 | 717 | 3 | HC | 2400 | P | OP | 12 | 1903 |  |  |  | WAT |  |  | 0 | 2000 | 2000 | 0 |  | 0 | 0 | 0 | 0 | 0 | 0 | [6 empty] | 0 | 0 | 0 | 9 | 1903 | 0 | 0 | [7 empty] | 0
3 |  | 7140 | 717 | 4 | HC | 2400 | P | OP | 12 | 1903 |  |  |  | WAT |  |  | 0 | 2000 | 2000 | 0 |  | 0 | 0 | 0 | 0 | 0 | 0 | [6 empty] | 0 | 0 | 0 | 9 | 1903 | 0 | 0 | [7 empty] | 0
3 |  | 7140 | 717 | 5 | HC | 2400 | P | OP | 12 | 1903 |  |  |  | WAT |  |  | 0 | 2000 | 2000 | 0 |  | 0 | 0 | 0 | 0 | 0 | 0 | [6 empty] | 0 | 0 | 0 | 9 | 1903 | 0 | 0 | [7 empty] | 0
3 |  | 7140 | 717 | 6 | HC | 2400 | P | OP | 12 | 1903 |  |  |  | WAT |  |  | 0 | 2000 | 2000 | 0 |  | 0 | 0 | 0 | 0 | 0 | 0 | [6 empty] | 0 | 0 | 0 | 9 | 1903 | 0 | 0 | [7 empty] | 0
3 |  | 7140 | 717 | 7 | HC | 2400 | P | OP | 12 | 1903 |  |  |  | WAT |  |  | 0 | 2000 | 2000 | 0 |  | 0 | 0 | 0 | 0 | 0 | 0 | [6 empty] | 0 | 0 | 0 | 9 | 1903 | 0 | 0 | [7 empty] | 0
3 |  | 7140 | 718 | 1 | HC | 2400 | P | OP | 10 | 1926 |  |  |  | WAT |  |  | 0 | 2690 | 2675 | 0 |  | 0 | 0 | 0 | 0 | 0 | 0 | [6 empty] | 0 | 0 | 0 | 10 | 1926 | 0 | 0 | [7 empty] | 0
3 |  | 7140 | 718 | 2 | HC | 2400 | P | OP | 12 | 1926 |  |  |  | WAT |  |  | 0 | 2690 | 2675 | 0 |  | 0 | 0 | 0 | 0 | 0 | 0 | [6 empty] | 0 | 0 | 0 | 12 | 1926 | 0 | 0 | [7 empty] | 0
3 |  | 7140 | 719 | 1 | HC | 9200 | P | OP | 2 | 1963 |  |  |  | WAT |  |  | 0 | 11250 | 11250 | 0 |  | 0 | 0 | 0 | 0 | 0 | 0 | [6 empty] | 0 | 0 | 0 | 2 | 1963 | 0 | 0 | [7 empty] | 0
3 |  | 7140 | 719 | 2 | HC | 9200 | P | OP | 3 | 1963 |  |  |  | WAT |  |  | 0 | 11250 | 11250 | 0 |  | 0 | 0 | 0 | 0 | 0 | 0 | [6 empty] | 0 | 0 | 0 | 3 | 1963 | 0 | 0 | [7 empty] | 0
3 |  | 7140 | 719 | 3 | HC | 9200 | P | OP | 1 | 1963 |  |  |  | WAT |  |  | 0 | 11250 | 11250 | 0 |  | 0 | 0 | 0 | 0 | 0 | 0 | [6 empty] | 0 | 0 | 0 | 1 | 1963 | 0 | 0 | [7 empty] | 0
3 |  | 7140 | 719 | 4 | HC | 2000 | P | OP | 1 | 1963 |  |  |  | WAT |  |  | 0 | 2450 | 2450 | 0 |  | 0 | 0 | 0 | 0 | 0 | 0 | [6 empty] | 0 | 0 | 0 | 1 | 1963 | 0 | 0 | [7 empty] | 0
3 |  | 7140 | 720 | 1 | HC | 18000 | P | OP | 7 | 1959 |  |  |  | WAT |  |  | 0 | 18000 | 18000 | 0 |  | 0 | 0 | 0 | 0 | 0 | 0 | [6 empty] | 0 | 0 | 0 | 7 | 1959 | 0 | 0 | [7 empty] | 0
3 |  | 7140 | 720 | 2 | HC | 18000 | P | OP | 8 | 1959 |  |  |  | WAT |  |  | 0 | 18000 | 18000 | 0 |  | 0 | 0 | 0 | 0 | 0 | 0 | [6 empty] | 0 | 0 | 0 | 8 | 1959 | 0 | 0 | [7 empty] | 0
3 |  | 7140 | 720 | 3 | HC | 18000 | P | OP | 8 | 1959 |  |  |  | WAT |  |  | 0 | 18000 | 18000 | 0 |  | 0 | 0 | 0 | 0 | 0 | 0 | [6 empty] | 0 | 0 | 0 | 8 | 1959 | 0 | 0 | [7 empty] | 0
3 |  | 7140 | 720 | 4 | HC | 6000 | P | OP | 11 | 1959 |  |  |  | WAT |  |  | 0 | 6000 | 6000 | 0 |  | 0 | 0 | 0 | 0 | 0 | 0 | [6 empty] | 0 | 0 | 0 | 11 | 1959 | 0 | 0 | [7 empty] | 0
3 |  | 7140 | 721 | 1 | HC | 240 | P | OP | 12 | 1918 |  |  |  | WAT |  |  | 0 | 140 | 160 | 0 |  | 0 | 0 | 0 | 0 | 0 | 0 | [6 empty] | 0 | 0 | 0 | 9 | 1918 | 0 | 0 | E | [6 empty] | 0
3 |  | 7140 | 721 | 2 | HC | 240 | P | OP | 12 | 1918 |  |  |  | WAT |  |  | 0 | 140 | 160 | 0 |  | 0 | 0 | 0 | 0 | 0 | 0 | [6 empty] | 0 | 0 | 0 | 9 | 1918 | 0 | 0 | E | [6 empty] | 0
3 |  | 7140 | 722 | 1 | HC | 22500 | P | OP | 2 | 1953 |  |  |  | WAT |  |  | 0 | 23000 | 23000 | 0 |  | 0 | 0 | 0 | 0 | 0 | 0 | [6 empty] | 0 | 0 | 0 | 2 | 1953 | 0 | 0 | [7 empty] | 0
3 |  | 7140 | 722 | 2 | HC | 22500 | P | OP | 2 | 1953 |  |  |  | WAT |  |  | 0 | 23000 | 23000 | 0 |  | 0 | 0 | 0 | 0 | 0 | 0 | [6 empty] | 0 | 0 | 0 | 2 | 1953 | 0 | 0 | [7 empty] | 0
3 |  | 7140 | 723 | 1 | HC | 12000 | P | OP | 9 | 1913 |  |  |  | WAT |  |  | 0 | 13490 | 13390 | 0 |  | 0 | 0 | 0 | 0 | 0 | 0 | [6 empty] | 0 | 0 | 0 | 9 | 1913 | 0 | 0 | [7 empty] | 0
3 |  | 7140 | 723 | 2 | HC | 12000 | P | OP | 10 | 1913 |  |  |  | WAT |  |  | 0 | 13490 | 13390 | 0 |  | 0 | 0 | 0 | 0 | 0 | 0 | [6 empty] | 0 | 0 | 0 | 10 | 1913 | 0 | 0 | [7 empty] | 0
3 |  | 7140 | 723 | 3 | HC | 12000 | P | OP | 9 | 1914 |  |  |  | WAT |  |  | 0 | 13490 | 13390 | 0 |  | 0 | 0 | 0 | 0 | 0 | 0 | [6 empty] | 0 | 0 | 0 | 9 | 1914 | 0 | 0 | [7 empty] | 0
3 |  | 7140 | 723 | 4 | HC | 12000 | P | OP | 12 | 1913 |  |  |  | WAT |  |  | 0 | 13490 | 13390 | 0 |  | 0 | 0 | 0 | 0 | 0 | 0 | [6 empty] | 0 | 0 | 0 | 12 | 1913 | 0 | 0 | [7 empty] | 0
3 |  | 7140 | 723 | 5 | HC | 12000 | P | OP | 12 | 1913 |  |  |  | WAT |  |  | 0 | 13490 | 13390 | 0 |  | 0 | 0 | 0 | 0 | 0 | 0 | [6 empty] | 0 | 0 | 0 | 12 | 1913 | 0 | 0 | [7 empty] | 0
3 |  | 7140 | 723 | 6 | HC | 12000 | P | OP | 3 | 1920 |  |  |  | WAT |  |  | 0 | 13490 | 13390 | 0 |  | 0 | 0 | 0 | 0 | 0 | 0 | [6 empty] | 0 | 0 | 0 | 3 | 1920 | 0 | 0 | [7 empty] | 0
3 |  | 7140 | 724 | 1 | HC | 8000 | P | OP | 7 | 1925 |  |  |  | WAT |  |  | 0 | 9000 | 8930 | 0 |  | 0 | 0 | 0 | 0 | 0 | 0 | [6 empty] | 0 | 0 | 0 | 7 | 1925 | 0 | 0 | [7 empty] | 0
3 |  | 7140 | 724 | 2 | HC | 8000 | P | OP | 3 | 1925 |  |  |  | WAT |  |  | 0 | 9000 | 8930 | 0 |  | 0 | 0 | 0 | 0 | 0 | 0 | [6 empty] | 0 | 0 | 0 | 3 | 1925 | 0 | 0 | [7 empty] | 0
3 |  | 7140 | 725 | 1 | HC | 11250 | P | OP | 10 | 1923 |  |  |  | WAT |  |  | 0 | 12645 | 12550 | 0 |  | 0 | 0 | 0 | 0 | 0 | 0 | [6 empty] | 0 | 0 | 0 | 10 | 1923 | 0 | 0 | [7 empty] | 0
3 |  | 7140 | 725 | 2 | HC | 11250 | P | OP | 11 | 1923 |  |  |  | WAT |  |  | 0 | 12645 | 12550 | 0 |  | 0 | 0 | 0 | 0 | 0 | 0 | [6 empty] | 0 | 0 | 0 | 11 | 1923 | 0 | 0 | [7 empty] | 0
3 |  | 7140 | 725 | 3 | HC | 11250 | P | OP | 4 | 1924 |  |  |  | WAT |  |  | 0 | 12645 | 12550 | 0 |  | 0 | 0 | 0 | 0 | 0 | 0 | [6 empty] | 0 | 0 | 0 | 4 | 1924 | 0 | 0 | [7 empty] | 0
3 |  | 7140 | 725 | 4 | HC | 11250 | P | OP | 4 | 1924 |  |  |  | WAT |  |  | 0 | 12645 | 12550 | 0 |  | 0 | 0 | 0 | 0 | 0 | 0 | [6 empty] | 0 | 0 | 0 | 4 | 1924 | 0 | 0 | [7 empty] | 0
3 |  | 7140 | 727 | 1 | ST | 27563 | P | OP | 11 | 1948 | FO2 |  |  | BIT |  |  | 12690 | 21100 | 21100 | 0 | RT | 12 | 2000 | 0 | 0 | 0 | 0 | [6 empty] | 0 | 0 | 0 | 11 | 1948 | 0 | 0 | [7 empty] | 0
3 |  | 7140 | 727 | 2 | ST | 27563 | P | OP | 3 | 1949 | FO2 |  |  | BIT |  |  | 13155 | 20900 | 20900 | 0 | RT | 12 | 2000 | 0 | 0 | 0 | 0 | [6 empty] | 0 | 0 | 0 | 3 | 1949 | 0 | 0 | [7 empty] | 0
3 |  | 7140 | 727 | 3 | ST | 163200 | C | OP | 5 | 1964 | FO2 |  |  | BIT |  |  | 9784 | 157100 | 157100 | 0 | RT | 12 | 2009 | 0 | 0 | 0 | 0 | [6 empty] | 0 | 0 | 0 | 4 | 1964 | 0 | 0 | [7 empty] | 0
3 |  | 7140 | 727 | 4A | JE | 41850 | P | OP | 5 | 1971 | FO2 |  |  | FO2 |  |  | 13475 | 31400 | 34800 | 0 | RT | 12 | 2001 | 0 | 0 | 0 | 0 | [6 empty] | 0 | 0 | 0 | 4 | 1971 | 0 | 0 | [7 empty] | 0
3 |  | 7140 | 727 | 4B | JE | 41850 | P | OP | 6 | 1971 | FO2 |  |  | FO2 |  |  | 13475 | 31300 | 34800 | 0 | RT | 12 | 2001 | 0 | 0 | 0 | 0 | [6 empty] | 0 | 0 | 0 | 5 | 1971 | 0 | 0 | [7 empty] | 0
3 |  | 7140 | 727 | 4C | JE | 41850 | P | OP | 5 | 1971 | FO2 |  |  | FO2 |  |  | 13475 | 31300 | 34800 | 0 | RT | 12 | 2001 | 0 | 0 | 0 | 0 | [6 empty] | 0 | 0 | 0 | 5 | 1971 | 0 | 0 | [7 empty] | 0
3 |  | 7140 | 728 | 1 | ST | 122500 | C | OP | 9 | 1950 | FO2 |  |  | BIT |  |  | 11222 | 100100 | 100100 | 0 | RT | 12 | 2001 | 0 | 0 | 0 | 0 | [6 empty] | 0 | 0 | 0 | 9 | 1950 | 0 | 0 | [7 empty] | 0
3 |  | 7140 | 728 | 2 | ST | 122500 | C | OP | 11 | 1950 | FO2 |  |  | BIT |  |  | 11651 | 99300 | 99300 | 0 | RT | 12 | 2003 | 0 | 0 | 0 | 0 | [6 empty] | 0 | 0 | 0 | 11 | 1950 | 0 | 0 | [7 empty] | 0
3 |  | 7140 | 728 | 3 | ST | 122500 | C | OP | 8 | 1952 | FO2 |  |  | BIT |  |  | 11904 | 100200 | 100200 | 0 | RT | 12 | 2005 | 0 | 0 | 0 | 0 | [6 empty] | 0 | 0 | 0 | 8 | 1952 | 0 | 0 | [7 empty] | 0
3 |  | 7140 | 728 | 4 | ST | 156250 | C | OP | 6 | 1957 | FO2 |  |  | BIT |  |  | 10225 | 125800 | 125800 | 0 | RT | 12 | 2006 | 0 | 0 | 0 | 0 | [6 empty] | 0 | 0 | 0 | 6 | 1957 | 0 | 0 | [7 empty] | 0
3 |  | 7140 | 728 | 5 | ST | 156250 | C | OP | 5 | 1958 | FO2 |  |  | BIT |  |  | 10327 | 128100 | 128100 | 0 | RT | 12 | 2009 | 0 | 0 | 0 | 0 | [6 empty] | 0 | 0 | 0 | 5 | 1958 | 0 | 0 | [7 empty] | 0
3 |  | 7140 | 728 | 6 | ST | 403750 | C | OP | 7 | 1974 | FO2 |  |  | BIT |  |  | 9850 | 342700 | 342700 | 0 | RT | 12 | 2019 | 0 | 0 | 0 | 0 | [6 empty] | 0 | 0 | 0 | 6 | 1974 | 0 | 0 | [7 empty] | 0
3 |  | 7140 | 728 | 7 | ST | 403750 | C | OP | 4 | 1974 | FO2 |  |  | BIT |  |  | 9743 | 343200 | 343200 | 0 | RT | 12 | 2022 | 0 | 0 | 0 | 0 | [6 empty] | 0 | 0 | 0 | 1 | 1974 | 0 | 0 | [7 empty] | 0
3 |  | 7140 | 729 | 1 | HC | 7500 | P | OP | 10 | 1925 |  |  |  | WAT |  |  | 0 | 8440 | 8375 | 0 |  | 0 | 0 | 0 | 0 | 0 | 0 | [6 empty] | 0 | 0 | 0 | 10 | 1925 | 0 | 0 | [7 empty] | 0
3 |  | 7140 | 729 | 2 | HC | 7500 | P | OP | 11 | 1925 |  |  |  | WAT |  |  | 0 | 8440 | 8375 | 0 |  | 0 | 0 | 0 | 0 | 0 | 0 | [6 empty] | 0 | 0 | 0 | 11 | 1925 | 0 | 0 | [7 empty] | 0
3 |  | 7140 | 729 | 3 | HC | 7500 | P | OP | 12 | 1925 |  |  |  | WAT |  |  | 0 | 8440 | 8375 | 0 |  | 0 | 0 | 0 | 0 | 0 | 0 | [6 empty] | 0 | 0 | 0 | 12 | 1925 | 0 | 0 | [7 empty] | 0
3 |  | 7140 | 5052 | G1 | ST | 0 |  |  | 0 | 0 | [6 empty] | 0 | 0 | 0 | 825000 | CN | 99 | 9999 | 0 | 0 | 6 | 1986 |  |  |  | COL |  |  | 0 | 0 | 0 | 0 | 0 | 761000 | 777000 | [7 empty] | 0
3 |  | 7140 | 5052 | G2 | ST | 0 |  |  | 0 | 0 | [6 empty] | 0 | 0 | 0 | 825000 | CN | 99 | 9999 | 0 | 0 | 6 | 1987 |  |  |  | COL |  |  | 0 | 0 | 0 | 0 | 0 | 761000 | 777000 | [7 empty] | 0
3 |  | 7140 | 6051 | 1 | NB | 810000 | B | OP | 12 | 1975 | UR |  |  | UR |  |  | 11217 | 744300 | 744300 | 0 |  | 0 | 0 | 0 | 0 | 0 | 0 | [6 empty] | 0 | 0 | 777000 | 10 | 1974 | 0 | 0 | [7 empty] | 0
3 |  | 7140 | 6051 | 2 | NB | 820000 | B | OP | 9 | 1979 | UR |  |  | UR |  |  | 10865 | 762400 | 762400 | 0 |  | 0 | 0 | 0 | 0 | 0 | 0 | [6 empty] | 0 | 0 | 784000 | 6 | 1978 | 0 | 0 | [7 empty] | 0
3 |  | 7140 | 6052 | 1 | ST | 952000 | B | OP | 12 | 1976 | FO2 |  |  | BIT |  |  | 9357 | 846500 | 846500 | 0 | RT | 12 | 2016 | 0 | 0 | 0 | 0 | [6 empty] | 0 | 0 | 0 | 8 | 1976 | 0 | 0 | [7 empty] | 0
3 |  | 7140 | 6052 | 2 | ST | 952000 | B | OP | 4 | 1978 | FO2 |  |  | BIT |  |  | 9312 | 848100 | 848100 | 0 | RT | 12 | 2018 | 0 | 0 | 0 | 0 | [6 empty] | 0 | 0 | 0 | 1 | 1978 | 0 | 0 | [7 empty] | 0
3 |  | 7140 | 6052 | 5A | GT | 52800 | P | OP | 11 | 1980 | FO2 |  |  | FO2 |  |  | 11940 | 42600 | 47300 | 0 | RT | 12 | 2009 | 0 | 0 | 0 | 0 | [6 empty] | 0 | 0 | 0 | 2 | 1980 | 0 | 0 | [7 empty] | 0
3 |  | 7140 | 6087 | 1 | HR | 52200 | P | OP | 7 | 1980 |  |  |  | WAT |  |  | 0 | 52900 | 52900 | 0 |  | 0 | 0 | 0 | 0 | 0 | 0 | [6 empty] | 0 | 0 | 0 | 7 | 1980 | 0 | 0 | [7 empty] | 0
3 |  | 7140 | 6087 | 2 | HR | 52200 | P | OP | 12 | 1980 |  |  |  | WAT |  |  | 0 | 52900 | 52900 | 0 |  | 0 | 0 | 0 | 0 | 0 | 0 | [6 empty] | 0 | 0 | 0 | 6 | 1980 | 0 | 0 | [7 empty] | 0
3 |  | 7140 | 6087 | 3 | HC | 56250 | P | OP | 2 | 1980 |  |  |  | WAT |  |  | 0 | 56700 | 56700 | 0 |  | 0 | 0 | 0 | 0 | 0 | 0 | [6 empty] | 0 | 0 | 0 | 2 | 1980 | 0 | 0 | [7 empty] | 0
3 |  | 7140 | 6087 | 4 | HC | 56250 | P | OP | 4 | 1980 |  |  |  | WAT |  |  | 0 | 56700 | 56700 | 0 |  | 0 | 0 | 0 | 0 | 0 | 0 | [6 empty] | 0 | 0 | 0 | 3 | 1980 | 0 | 0 | [7 empty] | 0
3 |  | 7140 | 6087 | 5 | HR | 52200 | P | OP | 1 | 1980 |  |  |  | WAT |  |  | 0 | 52900 | 52900 | 0 |  | 0 | 0 | 0 | 0 | 0 | 0 | [6 empty] | 0 | 0 | 0 | 12 | 1979 | 0 | 0 | [7 empty] | 0
3 |  | 7140 | 6087 | 6 | HR | 52200 | P | OP | 12 | 1979 |  |  |  | WAT |  |  | 0 | 52900 | 52900 | 0 |  | 0 | 0 | 0 | 0 | 0 | 0 | [6 empty] | 0 | 0 | 0 | 11 | 1979 | 0 | 0 | [7 empty] | 0
3 |  | 7140 | 6257 | 1 | ST | 891000 | C | OP | 3 | 1982 | FO2 |  |  | BIT |  |  | 9591 | 843400 | 843400 | 0 | RT | 12 | 2022 | 0 | 0 | 0 | 0 | [6 empty] | 0 | 0 | 0 | 11 | 1981 | 0 | 0 | [7 empty] | 0
3 |  | 7140 | 6257 | 2 | ST | 891000 | C | OP | 2 | 1984 | FO2 |  |  | BIT |  |  | 9411 | 843300 | 843300 | 0 | RT | 12 | 2024 | 0 | 0 | 0 | 0 | [6 empty] | 0 | 0 | 0 | 11 | 1983 | 0 | 0 | [7 empty] | 0
3 |  | 7140 | 6257 | 3 | ST | 891000 | C | OP | 1 | 1987 | FO2 |  |  | BIT |  |  | 9321 | 841400 | 841400 | 0 | RT | 12 | 2027 | 0 | 0 | 0 | 0 | [6 empty] | 0 | 0 | 0 | 10 | 1986 | 0 | 0 | [7 empty] | 0
3 |  | 7140 | 6257 | 4 | ST | 891000 | C | OP | 2 | 1989 | FO2 |  |  | BIT |  |  | 9131 | 845200 | 845200 | 0 | RT | 12 | 2029 | 2 | 1982 | 0 | 0 | [6 empty] | 0 | 0 | 0 | 12 | 1988 | 0 | 0 | [7 empty] | 0
3 |  | 7140 | 6258 | 5A | GT | 53125 | P | OP | 12 | 1972 | FO2 |  |  | FO2 |  |  | 13950 | 43590 | 48420 | 0 | RT | 12 | 2003 | 0 | 0 | 0 | 0 | [6 empty] | 0 | 0 | 0 | 12 | 1972 | 0 | 0 | [7 empty] | 0
3 |  | 7140 | 6258 | 5B | GT | 53125 | P | OP | 12 | 1972 | FO2 |  |  | FO2 |  |  | 13950 | 43590 | 48420 | 0 | RT | 12 | 2003 | 0 | 0 | 0 | 0 | [6 empty] | 0 | 0 | 0 | 12 | 1972 | 0 | 0 | [7 empty] | 0
3 |  | 7140 | 6258 | 5C | GT | 53125 | P | OP | 12 | 1972 | FO2 |  |  | FO2 |  |  | 13950 | 43580 | 48420 | 0 | RT | 12 | 2003 | 0 | 0 | 0 | 0 | [6 empty] | 0 | 0 | 0 | 12 | 1972 | 0 | 0 | [7 empty] | 0
3 |  | 7140 | 6258 | 5D | GT | 53125 | P | OP | 2 | 1973 | FO2 |  |  | FO2 |  |  | 13950 | 43580 | 48420 | 0 | RT | 12 | 2003 | 0 | 0 | 0 | 0 | [6 empty] | 0 | 0 | 0 | 1 | 1973 | 0 | 0 | [7 empty] | 0
3 |  | 7140 | 6258 | 5E | GT | 53125 | P | OP | 4 | 1973 | FO2 |  |  | FO2 |  |  | 13950 | 43580 | 48410 | 0 | RT | 12 | 2003 | 0 | 0 | 0 | 0 | [6 empty] | 0 | 0 | 0 | 3 | 1973 | 0 | 0 | [7 empty] | 0
3 |  | 7140 | 6258 | 5F | GT | 53125 | P | OP | 4 | 1973 | FO2 |  |  | FO2 |  |  | 13950 | 43580 | 48410 | 0 | RT | 12 | 2003 | 0 | 0 | 0 | 0 | [6 empty] | 0 | 0 | 0 | 3 | 1973 | 0 | 0 | [7 empty] | 0
3 |  | 7140 | 6258 | IC1 | IC | 2600 | P | OP | 12 | 1972 | FO2 |  |  | FO2 |  |  | 12500 | 2700 | 3000 | 0 | RT | 12 | 2003 | 0 | 0 | 0 | 0 | [6 empty] | 0 | 0 | 0 | 11 | 1972 | 0 | 0 | [7 empty] | 0
3 |  | 7257 | 1279 | 1 | IC | 1425 | P | OS | 99 | 1955 | FO2 | NG |  | NG | FO2 |  | 0 | 1140 | 1280 | 0 |  | 0 | 0 | 0 | 0 | 0 | 0 | [6 empty] | 0 | 0 | 0 | 0 | 1955 | 0 | 0 | E | [6 empty] | 0
3 |  | 7257 | 1279 | 2 | IC | 800 | P |  | 0 | 1937 | FO2 |  |  | FO2 |  |  | 0 | 725 | 800 | 0 | RE | 1 | 1991 | 0 | 0 | 0 | 0 | [6 empty] | 0 | 0 | 0 | 0 | 1937 | 0 | 0 | [7 empty] | 0
3 |  | 7257 | 1279 | 3 | IC | 500 | P |  | 0 | 1937 | FO2 |  |  | FO2 |  |  | 0 | 425 | 500 | 0 | RE | 1 | 1991 | 0 | 0 | 0 | 0 | [6 empty] | 0 | 0 | 0 | 0 | 1937 | 0 | 0 | [7 empty] | 0
3 |  | 7257 | 1279 | 4 | IC | 2250 | P | OS | 99 | 1962 | FO2 | NG |  | NG | FO2 |  | 2250 | 1800 | 2025 | 0 |  | 0 | 0 | 0 | 0 | 0 | 0 | [6 empty] | 0 | 0 | 0 | 0 | 1962 | 0 | 0 | E | [6 empty] | 0
3 |  | 7257 | 1279 | 5 | IC | 2700 |  |  | 0 | 1971 | [6 empty] | 0 | 2000 | 3000 | 0 | RE | 5 | 1981 | 4 | 1971 | 4 | 1971 | FI | [5 empty] | 0 | 0 | 0 | 0 | 1971 | 0 | 0 |  | E | E |  |  |  |  | 0
3 |  | 7257 | 1279 | 6 | IC | 0 |  |  | 0 | 0 | [6 empty] | 0 | 0 | 0 | 3500 | CO | 0 | 0 | 7 | 1992 | 1 | 1993 | DE | EQ |  | NG | FO2 |  | 2800 | 3150 | 0 | 0 | 0 | 3242 | 3739 | [7 empty] | 0
3 |  | 7257 | 1279 | 7 | IC | 0 |  |  | 0 | 0 | [6 empty] | 0 | 0 | 0 | 3750 | CO | 0 | 0 | 7 | 1992 | 1 | 1993 | DE | EQ |  | NG | FO2 |  | 3000 | 3375 | 0 | 0 | 0 | 3475 | 4013 | [7 empty] | 0
3 |  | 7264 | 697 | 1 | IC | 3000 |  |  | 99 | 1948 |  |  |  | UNK |  |  | 0 | 0 | 0 | 0 | RE | 1 | 1975 | 0 | 0 | 0 | 0 | [6 empty] | 0 | 0 | 0 | 0 | 1948 | 0 | 0 | E | [6 empty] | 0
3 |  | 7264 | 697 | 2 | IC | 3000 |  |  | 99 | 1948 |  |  |  | UNK |  |  | 0 | 0 | 0 | 0 | RE | 1 | 1975 | 0 | 0 | 0 | 0 | [6 empty] | 0 | 0 | 0 | 0 | 1948 | 0 | 0 | E | [6 empty] | 0
3 |  | 7264 | 697 | 3 | IC | 3000 |  |  | 99 | 1952 |  |  |  | UNK |  |  | 0 | 0 | 0 | 0 | RE | 1 | 1975 | 0 | 0 | 0 | 0 | [6 empty] | 0 | 0 | 0 | 0 | 1952 | 0 | 0 | E | [6 empty] | 0
3 |  | 7265 | 1824 | 1 | ST | 3000 |  |  | 99 | 1955 |  |  |  | BIT |  |  | 0 | 0 | 0 | 0 | RE | 12 | 1980 | 0 | 0 | 0 | 0 | [6 empty] | 0 | 0 | 0 | 0 | 1955 | 0 | 0 | E | [6 empty] | 0
3 |  | 7265 | 1824 | 2 | ST | 3000 |  |  | 99 | 1955 |  |  |  | BIT |  |  | 0 | 0 | 0 | 0 | RE | 12 | 1980 | 0 | 0 | 0 | 0 | [6 empty] | 0 | 0 | 0 | 0 | 1955 | 0 | 0 | E | [6 empty] | 0
3 |  | 7292 | 1975 | 3 | IC | 1000 |  |  | 11 | 1939 |  |  |  | NG | FO2 |  | 0 | 0 | 0 | 1000 | RE | 7 | 1984 | 0 | 0 | 0 | 0 | [6 empty] | 0 | 0 | 0 | 0 | 1939 | 0 | 0 | E | [6 empty] | 0
3 |  | 7292 | 1975 | 4 | IC | 1000 |  |  | 4 | 1946 |  |  |  | NG | FO2 |  | 0 | 0 | 0 | 1000 | RE | 7 | 1984 | 0 | 0 | 0 | 0 | [6 empty] | 0 | 0 | 0 | 0 | 1946 | 0 | 0 | E | [6 empty] | 0
3 |  | 7292 | 1975 | 5 | IC | 1360 | C | OP | 6 | 1957 | FO2 |  |  | NG | FO2 |  | 0 | 1088 | 1088 | 0 |  | 0 | 0 | 0 | 0 | 0 | 0 | [6 empty] | 0 | 0 | 0 | 5 | 1957 | 0 | 0 | E | [6 empty] | 0
3 |  | 7292 | 1975 | 6 | IC | 1360 | C | OP | 10 | 1961 | FO2 |  |  | NG | FO2 |  | 0 | 1088 | 1088 | 0 |  | 0 | 0 | 0 | 0 | 0 | 0 | [6 empty] | 0 | 0 | 0 | 9 | 1961 | 0 | 0 | E | [6 empty] | 0
3 |  | 7292 | 1975 | 7 | IC | 4100 | C | OP | 11 | 1966 | FO2 |  |  | NG | FO2 |  | 0 | 3280 | 3280 | 0 |  | 0 | 0 | 0 | 0 | 0 | 0 | [6 empty] | 0 | 0 | 0 | 10 | 1966 | 0 | 0 | E | [6 empty] | 0
3 |  | 7292 | 1975 | 8 | IC | 5600 | C | OP | 7 | 1969 | FO2 |  |  | NG | FO2 |  | 0 | 4480 | 4480 | 0 |  | 0 | 0 | 0 | 0 | 0 | 0 | [6 empty] | 0 | 0 | 0 | 6 | 1969 | 0 | 0 | E | [6 empty] | 0
3 |  | 7292 | 1975 | 9 | IC | 7150 | C | OP | 8 | 1973 | FO2 |  |  | NG | FO2 |  | 0 | 5720 | 5720 | 0 |  | 0 | 0 | 0 | 0 | 0 | 0 | [6 empty] | 0 | 0 | 0 | 7 | 1973 | 0 | 0 | E | [6 empty] | 0
3 |  | 7292 | 1975 | 10 | IC | 7060 | C | OP | 10 | 1985 | FO2 |  |  | FO2 |  |  | 0 | 5650 | 5650 | 0 |  | 0 | 0 | 0 | 0 | 0 | 0 | [6 empty] | 0 | 0 | 0 | 9 | 1985 | 0 | 0 | E | [6 empty] | 0
3 |  | 7294 | 377 | 1 | CW | 20000 | C | OP | 7 | 1977 | NG | FO6 |  | WH |  |  | 8800 | 20000 | 20000 | 0 |  | 0 | 0 | 0 | 0 | 0 | 0 | [6 empty] | 0 | 0 | 0 | 4 | 1977 | 0 | 0 | E |  |  |  | Y | Gen 1 & 2 in simultaneous operation is 27 Mw Sum Winter Max net summer winter net capability with units 20 Mw ea |  | 0
3 |  | 7294 | 377 | 2 | CW | 20000 | C | OP | 7 | 1977 | NG | FO6 |  | WH |  |  | 8800 | 20000 | 20000 | 0 |  | 0 | 0 | 0 | 0 | 0 | 0 | [6 empty] | 0 | 0 | 0 | 4 | 1977 | 0 | 0 | E | [6 empty] | 0
3 |  | 7294 | 377 | 3 | ST | 20000 | C | OP | 12 | 1953 | NG | FO6 |  | NG | FO6 |  | 12000 | 20000 | 21000 | 0 |  | 0 | 0 | 0 | 0 | 0 | 0 | [6 empty] | 0 | 0 | 0 | 11 | 1953 | 0 | 0 | E | [6 empty] | 0
3 |  | 7294 | 377 | 4 | ST | 44000 | C | OP | 9 | 1959 | NG | FO6 |  | NG | FO6 |  | 11000 | 44000 | 45000 | 0 |  | 0 | 0 | 0 | 0 | 0 | 0 | [6 empty] | 0 | 0 | 0 | 8 | 1959 | 0 | 0 | E | [6 empty] | 0
3 |  | 7294 | 377 | 5 | ST | 44000 | C | OP | 11 | 1964 | NG | FO6 |  | FO6 | NG |  | 10500 | 44000 | 45000 | 0 |  | 0 | 0 | 0 | 0 | 0 | 0 | [6 empty] | 0 | 0 | 0 | 9 | 1964 | 0 | 0 | E | [6 empty] | 0
3 |  | 7294 | 377 | 6 | GT | 22000 | P | OP | 4 | 1972 | NG | FO2 |  | NG | FO2 |  | 13000 | 15000 | 18000 | 0 |  | 0 | 0 | 0 | 0 | 0 | 0 | [6 empty] | 0 | 0 | 0 | 3 | 1972 | 0 | 0 | E | [6 empty] | 0
3 |  | 7294 | 377 | 7 | GT | 31000 | P | OP | 2 | 1974 | NG | FO2 |  | NG | FO2 |  | 12500 | 20000 | 23000 | 0 |  | 0 | 0 | 0 | 0 | 0 | 0 | [6 empty] | 0 | 0 | 0 | 1 | 1974 | 0 | 0 | [7 empty] | 0
3 |  | 7294 | 377 | 8A | CT | 26400 | C | OP | 7 | 1977 | NG | FO2 |  | NG | FO6 |  | 8900 | 26000 | 30000 | 0 |  | 0 | 0 | 0 | 0 | 0 | 0 | [6 empty] | 0 | 0 | 0 | 6 | 1977 | 0 | 0 | E | [6 empty] | 0
3 |  | 7294 | 377 | 8BC | CT | 55100 | C | OP | 7 | 1977 | NG | FO2 |  | NG | FO6 |  | 8800 | 54000 | 60000 | 0 |  | 0 | 0 | 0 | 0 | 0 | 0 | [6 empty] | 0 | 0 | 0 | 6 | 1977 | 0 | 0 | E | [6 empty] | 0
3 |  | 7294 | 4216 | IC1 | IC | 600 | B |  | 4 | 1983 | REF |  |  | REF |  |  | 15000 | 600 | 600 | 0 | RE | 12 | 1987 | 0 | 0 | 0 | 0 | [6 empty] | 0 | 0 | 0 | 0 | 1983 | 0 | 0 | E | [6 empty] | 0
3 |  | 7294 | 4216 | IC2 | IC | 600 | B |  | 4 | 1983 | REF |  |  | REF |  |  | 15000 | 600 | 600 | 0 | RE | 12 | 1987 | 0 | 0 | 0 | 0 | [6 empty] | 0 | 0 | 0 | 0 | 1983 | 0 | 0 | E | [6 empty] | 0
3 |  | 7294 | 4216 | IC3 | IC | 600 | B |  | 4 | 1983 | REF |  |  | REF |  |  | 15000 | 600 | 600 | 0 | RE | 12 | 1987 | 0 | 0 | 0 | 0 | [6 empty] | 0 | 0 | 0 | 0 | 1983 | 0 | 0 | E | [6 empty] | 0
3 |  | 7294 | 4216 | IC4 | IC | 0 |  |  | 0 | 0 | [6 empty] | 0 | 0 | 0 | 600 | CN | 12 | 1987 | 4 | 1986 | 0 | 0 | RE |  |  | REF |  |  | 600 | 600 | 0 | 0 | 0 | 546 | 613 | [7 empty] | 0
3 |  | 7294 | 4217 | IC1 | IC | 0 |  |  | 0 | 0 | [6 empty] | 0 | 0 | 0 | 8000 | CN | 12 | 1987 | 7 | 1987 | 7 | 1992 | RE |  |  | REF |  |  | 8000 | 8000 | 0 | 0 | 0 | 7469 | 8726 | [7 empty] | 0
3 |  | 7294 | 4217 | IC2 | IC | 0 |  |  | 0 | 0 | [6 empty] | 0 | 0 | 0 | 8000 | CN | 12 | 1987 | 7 | 1987 | 6 | 1992 | RE |  |  | REF |  |  | 8000 | 8000 | 0 | 0 | 0 | 7469 | 8726 | [7 empty] | 0
3 |  | 7353 | 6285 | 1 | GT | 64700 |  | OP | 12 | 1976 | FO2 |  |  | FO4 |  |  | 10180 | 53000 | 65000 | 0 |  | 0 | 0 | 0 | 0 | 0 | 0 | [6 empty] | 0 | 0 | 0 | 11 | 1976 | 0 | 0 | E | [6 empty] | 0
3 |  | 7353 | 6285 | 2 | GT | 64700 |  | OP | 2 | 1977 | FO2 |  |  | FO4 |  |  | 10180 | 53000 | 65000 | 0 |  | 0 | 0 | 0 | 0 | 0 | 0 | [6 empty] | 0 | 0 | 0 | 1 | 1977 | 0 | 0 | E | [6 empty] | 0
3 |  | 7353 | 6285 | 3 | GT | 0 |  |  | 0 | 0 | [6 empty] | 0 | 0 | 0 | 0 | IP | 12 | 1990 | 0 | 1991 | 0 | 2000 |  |  |  | FO2 |  |  | 0 | 0 | 0 | 0 | 0 | 0 | 0 | [7 empty] | 0
3 |  | 7353 | 6286 | 3 | IC | 2000 |  |  | 10 | 1964 | FO2 | FO4 |  | FO2 | FO4 |  | 11200 | 2000 | 2000 | 0 | SD | 10 | 1989 | 0 | 0 | 0 | 0 | [6 empty] | 0 | 0 | 0 | 9 | 1964 | 0 | 0 | E | [6 empty] | 0
3 |  | 7353 | 6286 | 4 | IC | 3000 |  |  | 10 | 1964 |  |  |  | FO2 | FO4 |  | 0 | 0 | 0 | 0 | RE | 12 | 1981 | 0 | 0 | 0 | 0 | [6 empty] | 0 | 0 | 0 | 0 | 1964 | 0 | 0 | E | [6 empty] | 0
3 |  | 7353 | 6286 | 5 | IC | 2600 |  | OP | 5 | 1970 | FO2 |  |  | FO2 | FO4 |  | 11200 | 2600 | 2600 | 0 |  | 0 | 0 | 0 | 0 | 0 | 0 | [6 empty] | 0 | 0 | 0 | 4 | 1970 | 0 | 0 | E | [6 empty] | 0
3 |  | 7353 | 6286 | 6 | IC | 2600 |  | OP | 9 | 1970 | FO2 | FO4 |  | FO2 | FO4 |  | 11200 | 2600 | 2600 | 0 |  | 0 | 0 | 0 | 0 | 0 | 0 | [6 empty] | 0 | 0 | 0 | 8 | 1970 | 0 | 0 | E | [6 empty] | 0
3 |  | 7353 | 6286 | 7 | IC | 2800 |  |  | 88 | 1970 | FO2 | FO4 |  | FO2 | FO4 |  | 11200 | 2800 | 2800 | 0 | SD | 10 | 1989 | 0 | 0 | 0 | 0 | [6 empty] | 0 | 0 | 0 | 6 | 1970 | 0 | 0 | [7 empty] | 0
3 |  | 7353 | 6286 | 8 | IC | 2800 |  |  | 6 | 1970 | FO2 | FO4 |  | FO2 | FO4 |  | 11200 | 2800 | 2800 | 0 | SD | 10 | 1989 | 0 | 0 | 0 | 0 | [6 empty] | 0 | 0 | 0 | 5 | 1970 | 0 | 0 | [7 empty] | 0
3 |  | 7353 | 6286 | GT1 | GT | 17600 |  | OP | 5 | 1971 | FO2 |  |  | FO2 | FO4 |  | 14700 | 16000 | 18000 | 0 |  | 0 | 0 | 0 | 0 | 0 | 0 | [6 empty] | 0 | 0 | 0 | 4 | 1971 | 0 | 0 | E | [6 empty] | 0
3 |  | 7353 | 6286 | GT2 | GT | 17600 |  | OP | 11 | 1972 | FO2 |  |  | FO2 | FO4 |  | 14700 | 16300 | 18000 | 0 |  | 0 | 0 | 0 | 0 | 0 | 0 | [6 empty] | 0 | 0 | 0 | 10 | 1972 | 0 | 0 | E | [6 empty] | 0
3 |  | 7353 | 6286 | IC1 | IC | 2000 |  |  | 88 | 1961 | FO2 | FO4 |  | FO2 | FO4 |  | 11200 | 2000 | 2000 | 0 | SD | 10 | 1989 | 0 | 0 | 0 | 0 | [6 empty] | 0 | 0 | 0 | 0 | 1961 | 0 | 0 | E | [6 empty] | 0
3 |  | 7353 | 6286 | IC2 | IC | 2000 |  |  | 88 | 1961 | FO2 | FO4 |  | FO2 | FO4 |  | 11200 | 2000 | 2000 | 0 | SD | 10 | 1989 | 0 | 0 | 0 | 0 | [6 empty] | 0 | 0 | 0 | 0 | 1961 | 0 | 0 | E | [6 empty] | 0
3 |  | 7353 | 6288 | 1 | ST | 25000 |  | OP | 11 | 1967 | FO2 |  |  | SUB |  |  | 13200 | 27000 | 27000 | 0 |  | 0 | 0 | 0 | 0 | 0 | 0 | [6 empty] | 0 | 0 | 0 | 9 | 1967 | 0 | 0 | E | [6 empty] | 0
3 |  | 7353 | 6288 | 2 | ST | 0 |  |  | 0 | 0 | [6 empty] | 0 | 0 | 0 | 115000 | CN | 99 | 9999 | 88 | 1979 | 9 | 1988 |  |  |  | BIT |  |  | 0 | 0 | 0 | 0 | 0 | 109000 | 112000 | [7 empty] | 0
3 |  | 7353 | 6288 | IC1 | IC | 2500 |  | OP | 9 | 1967 | FO2 |  |  | FO2 |  |  | 11200 | 2500 | 2500 | 0 |  | 0 | 0 | 0 | 0 | 0 | 0 | [6 empty] | 0 | 0 | 0 | 8 | 1967 | 0 | 0 | E | [6 empty] | 0
3 |  | 7374 | 1280 | 1 | IC | 400 |  |  | 99 | 1937 |  |  |  | FO2 | NG |  | 0 | 0 | 0 | 0 | RE | 0 | 0 | 0 | 0 | 0 | 0 | [6 empty] | 0 | 0 | 0 | 0 | 1937 | 0 | 0 | E | [6 empty] | 0
3 |  | 7374 | 1280 | 2 | IC | 800 |  |  | 99 | 1939 |  |  |  | FO2 | NG |  | 0 | 0 | 0 | 0 | RE | 0 | 0 | 0 | 0 | 0 | 0 | [6 empty] | 0 | 0 | 0 | 0 | 1939 | 0 | 0 | E | [6 empty] | 0
3 |  | 7374 | 1280 | 3 | IC | 770 | C | OP | 3 | 1939 | FO2 |  |  | FO2 |  |  | 9910 | 770 | 770 | 0 |  | 0 | 0 | 0 | 0 | 0 | 0 | [6 empty] | 0 | 0 | 0 | 2 | 1939 | 0 | 0 | [7 empty] | 0
3 |  | 7374 | 1280 | 4 | IC | 1000 | C | OP | 7 | 1947 | FO2 |  |  | NG | FO2 |  | 9960 | 850 | 1000 | 0 |  | 0 | 0 | 0 | 0 | 0 | 0 | [6 empty] | 0 | 0 | 0 | 6 | 1947 | 0 | 0 | E | [6 empty] | 0
3 |  | 7374 | 1280 | 5 | IC | 1250 | C | OP | 8 | 1950 | FO2 |  |  | NG | FO2 |  | 9910 | 1000 | 1250 | 0 |  | 0 | 0 | 0 | 0 | 0 | 0 | [6 empty] | 0 | 0 | 0 | 7 | 1950 | 0 | 0 | E | [6 empty] | 0
3 |  | 7374 | 1280 | 6 | IC | 2270 | C | OP | 7 | 1962 | FO2 |  |  | NG | FO2 |  | 9550 | 2000 | 2270 | 0 |  | 0 | 0 | 0 | 0 | 0 | 0 | [6 empty] | 0 | 0 | 0 | 6 | 1962 | 0 | 0 | E | [6 empty] | 0
3 |  | 7374 | 1280 | 7 | IC | 2270 | C | OP | 2 | 1966 | FO2 |  |  | NG | FO2 |  | 9550 | 2000 | 2270 | 0 |  | 0 | 0 | 0 | 0 | 0 | 0 | [6 empty] | 0 | 0 | 0 | 1 | 1966 | 0 | 0 | E | [6 empty] | 0
3 |  | 7374 | 1280 | 8 | IC | 5010 | C | OP | 5 | 1975 | FO2 |  |  | NG | FO2 |  | 8750 | 4800 | 5010 | 0 |  | 0 | 0 | 0 | 0 | 0 | 0 | [6 empty] | 0 | 0 | 0 | 4 | 1975 | 0 | 0 | E | [6 empty] | 0
3 |  | 7374 | 1280 | 9 | IC | 2070 | C | OP | 6 | 1970 | FO2 |  |  | NG | FO2 |  | 9550 | 1800 | 2070 | 0 |  | 0 | 0 | 0 | 0 | 0 | 0 | [6 empty] | 0 | 0 | 0 | 5 | 1970 | 0 | 0 | E | [6 empty] | 0
3 |  | 7374 | 1280 | 10 | IC | 2070 | C | OP | 7 | 1971 | FO2 |  |  | NG | FO2 |  | 9550 | 1800 | 2070 | 0 |  | 0 | 0 | 0 | 0 | 0 | 0 | [6 empty] | 0 | 0 | 0 | 6 | 1971 | 0 | 0 | E | [6 empty] | 0
3 |  | 7374 | 1280 | 11 | IC | 4300 | C | OP | 9 | 1978 | FO2 |  |  | NG | FO2 |  | 8750 | 3800 | 4300 | 0 |  | 0 | 0 | 0 | 0 | 0 | 0 | [6 empty] | 0 | 0 | 0 | 8 | 1978 | 0 | 0 | E | [6 empty] | 0
3 |  | 7422 | 2680 | 1 | HC | 100 |  | OP | 88 | 1926 |  |  |  | WAT |  |  | 0 | 200 | 200 | 0 |  | 0 | 0 | 0 | 0 | 0 | 0 | [6 empty] | 0 | 0 | 0 | 0 | 1926 | 0 | 0 | E | [6 empty] | 0
3 |  | 7422 | 2680 | 2 | HC | 100 |  | OP | 88 | 1926 |  |  |  | WAT |  |  | 0 | 160 | 160 | 0 |  | 0 | 0 | 0 | 0 | 0 | 0 | [6 empty] | 0 | 0 | 0 | 0 | 1926 | 0 | 0 | E | [6 empty] | 0
3 |  | 7423 | 2388 | 1 | NB | 650000 | B | OP | 12 | 1969 | UR |  |  | UR |  |  | 10630 | 610000 | 628000 | 0 | RT | 8 | 2009 | 0 | 0 | 0 | 0 | [6 empty] | 0 | 0 | 650000 | 8 | 1969 | 0 | 0 | [7 empty] | 0
3 |  | 7423 | 8011 | 1 | NP | 871000 | B | OP | 9 | 1974 | UR |  |  | UR |  |  | 10498 | 808000 | 832000 | 0 | RT | 4 | 2014 | 0 | 0 | 0 | 0 | [6 empty] | 0 | 0 | 819000 | 6 | 1974 | 0 | 0 | [7 empty] | 0
3 |  | 7423 | 8011 | 2 | NP | 961000 |  |  | 12 | 1978 |  |  |  | UR |  |  | 10400 | 880000 | 906000 | 0 | RE | 7 | 1979 | 0 | 0 | 0 | 0 | [6 empty] | 0 | 0 | 906000 | 2 | 1978 | 0 | 0 | [7 empty] | 0
3 |  | 7424 | 1141 | 1 | IC | 1250 |  | OP | 88 | 1959 | FO2 |  |  | FO2 |  |  | 0 | 1000 | 1000 | 0 |  | 0 | 0 | 0 | 0 | 0 | 0 | [6 empty] | 0 | 0 | 0 | 0 | 1959 | 0 | 0 | E | [6 empty] | 0
3 |  | 7424 | 1141 | 2 | IC | 1250 |  | OP | 88 | 1968 | FO2 |  |  | FO2 |  |  | 0 | 1000 | 1000 | 0 |  | 0 | 0 | 0 | 0 | 0 | 0 | [6 empty] | 0 | 0 | 0 | 0 | 1968 | 0 | 0 | E | [6 empty] | 0
3 |  | 7424 | 1141 | 3 | IC | 350 |  | SB | 88 | 1949 | FO2 |  |  | FO2 |  |  | 0 | 350 | 350 | 0 |  | 0 | 0 | 0 | 0 | 0 | 0 | [6 empty] | 0 | 0 | 0 | 0 | 1949 | 0 | 0 | E | [6 empty] | 0
3 |  | 7424 | 1141 | 4 | IC | 750 |  | SB | 88 | 1954 | FO2 |  |  | FO2 |  |  | 0 | 750 | 750 | 0 |  | 0 | 0 | 0 | 0 | 0 | 0 | [6 empty] | 0 | 0 | 0 | 0 | 1954 | 0 | 0 | E | [6 empty] | 0
3 |  | 7443 | 1142 | 1 | IC | 200 |  | SB | 88 | 1941 | FO2 |  |  | FO2 |  |  | 0 | 180 | 180 | 0 |  | 0 | 0 | 0 | 0 | 0 | 0 | [6 empty] | 0 | 0 | 0 | 0 | 1941 | 0 | 0 | E | [6 empty] | 0
3 |  | 7443 | 1142 | 2 | IC | 200 |  |  | 88 | 1941 |  |  |  | FO2 |  |  | 0 | 180 | 198 | 0 | RE | 9 | 1989 | 0 | 0 | 0 | 0 | [6 empty] | 0 | 0 | 0 | 0 | 1941 | 0 | 0 | E | E | E |  |  |  |  | 0
3 |  | 7443 | 1142 | 3 | IC | 200 |  |  | 88 | 1946 |  |  |  | FO2 |  |  | 0 | 180 | 180 | 0 | RE | 9 | 1989 | 0 | 0 | 0 | 0 | [6 empty] | 0 | 0 | 0 | 0 | 1946 | 0 | 0 | E | [6 empty] | 0
3 |  | 7443 | 1142 | 4 | IC | 500 |  | SB | 88 | 1957 | FO2 |  |  | FO2 |  |  | 0 | 440 | 440 | 0 |  | 0 | 0 | 0 | 0 | 0 | 0 | [6 empty] | 0 | 0 | 0 | 0 | 1957 | 0 | 0 | E | [6 empty] | 0
3 |  | 7443 | 1142 | 5 | IC | 1136 |  | SB | 12 | 1990 |  |  |  | FO2 |  |  | 0 | 1040 | 1180 | 0 |  | 0 | 0 | 0 | 0 | 0 | 0 | [6 empty] | 0 | 0 | 0 | 12 | 1990 | 0 | 0 | [7 empty] | 0
3 |  | 7444 | 2811 | 1 | IC | 600 |  | SB | 88 | 1937 | FO2 |  |  | FO2 |  |  | 0 | 600 | 600 | 0 |  | 0 | 0 | 0 | 0 | 0 | 0 | [6 empty] | 0 | 0 | 0 | 0 | 1937 | 0 | 0 | E | [6 empty] | 0
3 |  | 7444 | 2811 | 2 | IC | 840 |  | SB | 88 | 1949 | FO2 |  |  | FO2 |  |  | 0 | 840 | 840 | 0 |  | 0 | 0 | 0 | 0 | 0 | 0 | [6 empty] | 0 | 0 | 0 | 0 | 1949 | 0 | 0 | E | [6 empty] | 0
3 |  | 7444 | 2811 | 3 | IC | 1320 |  | SB | 9 | 1956 | FO2 |  |  | FO2 |  |  | 0 | 1320 | 1320 | 0 |  | 0 | 0 | 0 | 0 | 0 | 0 | [6 empty] | 0 | 0 | 0 | 8 | 1956 | 0 | 0 | E | [6 empty] | 0
3 |  | 7444 | 2811 | 4 | IC | 1320 |  | SB | 9 | 1956 | FO2 |  |  | FO2 |  |  | 0 | 1320 | 1320 | 0 |  | 0 | 0 | 0 | 0 | 0 | 0 | [6 empty] | 0 | 0 | 0 | 8 | 1956 | 0 | 0 | E | [6 empty] | 0
3 |  | 7483 | 1825 | 1 | ST | 10000 | B | SC | 8 | 1961 | WD | FO2 |  | BIT |  |  | 13800 | 10000 | 10000 | 0 |  | 0 | 0 | 0 | 0 | 0 | 0 | [6 empty] | 0 | 0 | 0 | 6 | 1961 | 0 | 0 | E | [6 empty] | 0
3 |  | 7483 | 1825 | 2 | ST | 10000 | B | SC | 88 | 1961 | WD | FO2 |  | BIT |  |  | 13800 | 10000 | 10000 | 0 |  | 0 | 0 | 0 | 0 | 0 | 0 | [6 empty] | 0 | 0 | 0 | 0 | 1961 | 0 | 0 | E | [6 empty] | 0
3 |  | 7483 | 1825 | 3 | ST | 65000 | B | OP | 8 | 1983 | NG | FO2 |  | BIT |  |  | 11080 | 64000 | 64000 | 0 |  | 0 | 0 | 0 | 0 | 0 | 0 | [6 empty] | 0 | 0 | 0 | 4 | 1983 | 0 | 0 | [7 empty] | 0
3 |  | 7483 | 1826 | 1 | IC | 7000 | P | OP | 2 | 1974 | FO2 |  |  | FO2 | NG |  | 9815 | 6000 | 6000 | 0 |  | 0 | 0 | 0 | 0 | 0 | 0 | [6 empty] | 0 | 0 | 0 | 1 | 1974 | 0 | 0 | E | [6 empty] | 0
3 |  | 7483 | 1826 | 2 | IC | 2715 | P | OP | 4 | 1942 | FO2 |  |  | FO5 |  |  | 11636 | 2200 | 2200 | 0 |  | 0 | 0 | 0 | 0 | 0 | 0 | [6 empty] | 0 | 0 | 0 | 3 | 1942 | 0 | 0 | E | [6 empty] | 0
3 |  | 7483 | 1826 | 3 | IC | 1000 |  |  | 99 | 1931 |  |  |  | FO2 | NG |  | 0 | 0 | 0 | 0 | RE | 12 | 1977 | 0 | 0 | 0 | 0 | [6 empty] | 0 | 0 | 0 | 0 | 1931 | 0 | 0 | E | [6 empty] | 0
3 |  | 7483 | 1826 | 4 | IC | 1000 |  |  | 99 | 1931 |  |  |  | FO2 | NG |  | 0 | 0 | 0 | 0 | RE | 12 | 1977 | 0 | 0 | 0 | 0 | [6 empty] | 0 | 0 | 0 | 0 | 1931 | 0 | 0 | E | [6 empty] | 0
3 |  | 7483 | 1826 | 5 | IC | 3000 | P | OP | 7 | 1954 | FO2 |  |  | FO2 |  |  | 11772 | 2500 | 2500 | 0 |  | 0 | 0 | 0 | 0 | 0 | 0 | [6 empty] | 0 | 0 | 0 | 6 | 1954 | 0 | 0 | E | [6 empty] | 0
3 |  | 7483 | 1826 | 6 | IC | 2715 | P | OP | 5 | 1948 | FO2 |  |  | FO2 | NG |  | 11394 | 2200 | 2200 | 0 |  | 0 | 0 | 0 | 0 | 0 | 0 | [6 empty] | 0 | 0 | 0 | 4 | 1948 | 0 | 0 | E | [6 empty] | 0
3 |  | 7483 | 1826 | 7 | IC | 5500 | P | OP | 4 | 1952 | FO2 |  |  | FO5 |  |  | 11290 | 4500 | 4500 | 0 |  | 0 | 0 | 0 | 0 | 0 | 0 | [6 empty] | 0 | 0 | 0 | 3 | 1952 | 0 | 0 | E | [6 empty] | 0
3 |  | 7483 | 1826 | 8 | IC | 1000 |  | OP | 88 | 1951 | FO2 |  |  | FO2 |  |  | 11413 | 800 | 800 | 0 |  | 0 | 0 | 0 | 0 | 0 | 0 | [6 empty] | 0 | 0 | 0 | 0 | 1951 | 0 | 0 | E | [6 empty] | 0
3 |  | 7483 | 1826 | 9 | IC | 1000 |  | OP | 88 | 1951 | FO2 |  |  | FO2 |  |  | 11403 | 800 | 800 | 0 |  | 0 | 0 | 0 | 0 | 0 | 0 | [6 empty] | 0 | 0 | 0 | 0 | 1951 | 0 | 0 | E | [6 empty] | 0
3 |  | 7486 | 1143 | 1 | IC | 560 | P | OP | 7 | 1952 | FO2 |  |  | FO2 | NG |  | 0 | 487 | 487 | 0 |  | 0 | 0 | 0 | 0 | 0 | 0 | [6 empty] | 0 | 0 | 0 | 6 | 1952 | 0 | 0 | E | [6 empty] | 0
3 |  | 7486 | 1143 | 2 | IC | 1000 |  |  | 99 | 1932 |  |  |  | FO2 |  |  | 0 | 0 | 0 | 0 | RE | 99 | 1975 | 0 | 0 | 0 | 0 | [6 empty] | 0 | 0 | 0 | 0 | 1932 | 0 | 0 | E | [6 empty] | 0
3 |  | 7486 | 1143 | 3 | IC | 1000 |  |  | 99 | 1947 |  |  |  | FO2 |  |  | 0 | 0 | 0 | 0 | RE | 99 | 1975 | 0 | 0 | 0 | 0 | [6 empty] | 0 | 0 | 0 | 0 | 1947 | 0 | 0 | E | [6 empty] | 0
3 |  | 7486 | 1143 | 4 | IC | 1000 |  |  | 99 | 1959 |  |  |  | FO2 |  |  | 0 | 0 | 0 | 0 | RE | 99 | 1975 | 0 | 0 | 0 | 0 | [6 empty] | 0 | 0 | 0 | 0 | 1959 | 0 | 0 | E | [6 empty] | 0
3 |  | 7486 | 1143 | 5 | IC | 1000 |  |  | 99 | 1968 |  |  |  | FO2 |  |  | 0 | 0 | 0 | 0 | RE | 99 | 1977 | 0 | 0 | 0 | 0 | [6 empty] | 0 | 0 | 0 | 0 | 1968 | 0 | 0 | E | [6 empty] | 0
3 |  | 7487 | 1976 | 1 | IC | 577 | C | SB | 12 | 1950 | FO2 |  |  | FO2 |  |  | 0 | 577 | 577 | 0 |  | 0 | 0 | 0 | 0 | 0 | 0 | [6 empty] | 0 | 0 | 0 | 11 | 1950 | 0 | 0 | E | [6 empty] | 0
3 |  | 7487 | 1976 | 2 | IC | 675 | C | SB | 4 | 1956 | FO2 |  |  | FO2 |  |  | 0 | 675 | 675 | 0 |  | 0 | 0 | 0 | 0 | 0 | 0 | [6 empty] | 0 | 0 | 0 | 3 | 1956 | 0 | 0 | E | [6 empty] | 0
3 |  | 7487 | 1976 | 3 | IC | 290 | C | SB | 4 | 1947 | FO2 |  |  | FO2 |  |  | 0 | 200 | 200 | 0 |  | 0 | 0 | 0 | 0 | 0 | 0 | [6 empty] | 0 | 0 | 0 | 3 | 1947 | 0 | 0 | E | [6 empty] | 0
3 |  | 7487 | 1976 | 4 | IC | 148 | C | SB | 10 | 1940 | FO2 |  |  | FO2 |  |  | 0 | 100 | 100 | 0 |  | 0 | 0 | 0 | 0 | 0 | 0 | [6 empty] | 0 | 0 | 0 | 9 | 1940 | 0 | 0 | E | [6 empty] | 0
3 |  | 7487 | 1976 | 5 | IC | 1136 | C | SB | 7 | 1962 | FO2 |  |  | FO2 |  |  | 0 | 1136 | 1136 | 0 |  | 0 | 0 | 0 | 0 | 0 | 0 | [6 empty] | 0 | 0 | 0 | 6 | 1962 | 0 | 0 | E | [6 empty] | 0
3 |  | 7487 | 1976 | 6 | IC | 1208 | C | SB | 12 | 1969 | FO2 |  |  | FO2 |  |  | 0 | 1208 | 1208 | 0 |  | 0 | 0 | 0 | 0 | 0 | 0 | [6 empty] | 0 | 0 | 0 | 11 | 1969 | 0 | 0 | E | [6 empty] | 0
3 |  | 7490 | 165 | 1 | ST | 490000 | B | OP | 7 | 1981 | FO2 | NG |  | BIT |  |  | 10698 | 490000 | 490000 | 0 |  | 0 | 0 | 0 | 0 | 0 | 0 | [6 empty] | 0 | 0 | 0 | 3 | 1981 | 0 | 0 | E | [6 empty] | 0
3 |  | 7490 | 165 | 2 | ST | 520000 | B | OP | 4 | 1986 | FO2 | NG |  | BIT |  |  | 10751 | 520000 | 520000 | 0 |  | 0 | 0 | 88 | 1985 | 0 | 0 | [6 empty] | 0 | 0 | 0 | 4 | 1986 | 0 | 0 | [7 empty] | 0
3 |  | 7490 | 2979 | 1 | ST | 6300 |  |  | 99 | 1942 |  |  |  | NG |  |  | 0 | 0 | 0 | 0 | RE | 1 | 1983 | 0 | 0 | 0 | 0 | [6 empty] | 0 | 0 | 0 | 0 | 1942 | 0 | 0 | E | [6 empty] | 0
3 |  | 7490 | 2979 | 2 | ST | 6300 |  |  | 99 | 1942 |  |  |  | NG |  |  | 0 | 0 | 0 | 0 | RE | 1 | 1983 | 0 | 0 | 0 | 0 | [6 empty] | 0 | 0 | 0 | 0 | 1942 | 0 | 0 | E | [6 empty] | 0
3 |  | 7490 | 2979 | 3 | ST | 6300 |  |  | 99 | 1942 |  |  |  | NG |  |  | 0 | 0 | 0 | 0 | RE | 1 | 1983 | 0 | 0 | 0 | 0 | [6 empty] | 0 | 0 | 0 | 0 | 1942 | 0 | 0 | E | [6 empty] | 0
3 |  | 7490 | 2979 | 4 | ST | 6300 |  |  | 99 | 1942 |  |  |  | NG |  |  | 0 | 0 | 0 | 0 | RE | 1 | 1983 | 0 | 0 | 0 | 0 | [6 empty] | 0 | 0 | 0 | 0 | 1942 | 0 | 0 | E | [6 empty] | 0
3 |  | 7490 | 2979 | 5 | ST | 12500 |  |  | 99 | 1950 |  |  |  | NG |  |  | 0 | 0 | 0 | 0 | RE | 1 | 1983 | 0 | 0 | 0 | 0 | [6 empty] | 0 | 0 | 0 | 0 | 1950 | 0 | 0 | E | [6 empty] | 0
3 |  | 7490 | 2979 | 6 | ST | 18800 |  |  | 99 | 1951 |  |  |  | NG |  |  | 0 | 0 | 0 | 0 | RE | 1 | 1983 | 0 | 0 | 0 | 0 | [6 empty] | 0 | 0 | 0 | 0 | 1951 | 0 | 0 | E | [6 empty] | 0
3 |  | 7490 | 2980 | 1 | HC | 27000 |  | OP | 5 | 1964 |  |  |  | WAT |  |  | 0 | 28500 | 28500 | 0 |  | 0 | 0 | 0 | 0 | 0 | 0 | [6 empty] | 0 | 0 | 0 | 2 | 1964 | 0 | 0 | E | [6 empty] | 0
3 |  | 7490 | 2980 | 2 | HC | 27000 |  | OP | 5 | 1964 |  |  |  | WAT |  |  | 0 | 28500 | 28500 | 0 |  | 0 | 0 | 0 | 0 | 0 | 0 | [6 empty] | 0 | 0 | 0 | 2 | 1964 | 0 | 0 | E | [6 empty] | 0
3 |  | 7490 | 2980 | 3 | HC | 27000 |  | OP | 5 | 1964 |  |  |  | WAT |  |  | 0 | 28500 | 28500 | 0 |  | 0 | 0 | 0 | 0 | 0 | 0 | [6 empty] | 0 | 0 | 0 | 2 | 1964 | 0 | 0 | E | [6 empty] | 0
3 |  | 7490 | 2980 | 4 | HC | 27000 |  | OP | 5 | 1964 |  |  |  | WAT |  |  | 0 | 28500 | 28500 | 0 |  | 0 | 0 | 0 | 0 | 0 | 0 | [6 empty] | 0 | 0 | 0 | 2 | 1964 | 0 | 0 | E | [6 empty] | 0
3 |  | 7490 | 2981 | A | HC | 500 |  | OP | 88 | 1940 |  |  |  | WAT |  |  | 0 | 500 | 500 | 0 |  | 0 | 0 | 0 | 0 | 0 | 0 | [6 empty] | 0 | 0 | 0 | 0 | 1940 | 0 | 0 | E | [6 empty] | 0
3 |  | 7490 | 2981 | 1 | HC | 14300 |  | OP | 88 | 1940 |  |  |  | WAT |  |  | 0 | 15000 | 15000 | 0 |  | 0 | 0 | 0 | 0 | 0 | 0 | [6 empty] | 0 | 0 | 0 | 0 | 1940 | 0 | 0 | E | [6 empty] | 0
3 |  | 7490 | 2981 | 2 | HC | 14300 |  | OP | 88 | 1940 |  |  |  | WAT |  |  | 0 | 15000 | 15000 | 0 |  | 0 | 0 | 0 | 0 | 0 | 0 | [6 empty] | 0 | 0 | 0 | 0 | 1940 | 0 | 0 | E | [6 empty] | 0
3 |  | 7490 | 2981 | 3 | HC | 14300 |  | OP | 88 | 1940 |  |  |  | WAT |  |  | 0 | 15000 | 15000 | 0 |  | 0 | 0 | 0 | 0 | 0 | 0 | [6 empty] | 0 | 0 | 0 | 0 | 1940 | 0 | 0 | E | [6 empty] | 0
3 |  | 7490 | 2981 | 4 | HC | 14300 |  | OP | 88 | 1940 |  |  |  | WAT |  |  | 0 | 15000 | 15000 | 0 |  | 0 | 0 | 0 | 0 | 0 | 0 | [6 empty] | 0 | 0 | 0 | 0 | 1940 | 0 | 0 | E | [6 empty] | 0
3 |  | 7490 | 2981 | 5 | HC | 14300 |  | OP | 88 | 1946 |  |  |  | WAT |  |  | 0 | 15000 | 15000 | 0 |  | 0 | 0 | 0 | 0 | 0 | 0 | [6 empty] | 0 | 0 | 0 | 0 | 1946 | 0 | 0 | E | [6 empty] | 0
3 |  | 7490 | 2981 | 6 | HC | 14300 |  | OP | 88 | 1952 |  |  |  | WAT |  |  | 0 | 15000 | 15000 | 0 |  | 0 | 0 | 0 | 0 | 0 | 0 | [6 empty] | 0 | 0 | 0 | 0 | 1952 | 0 | 0 | E | [6 empty] | 0
3 |  | 7490 | 2982 | 1 | HR | 48000 |  | OP | 5 | 1968 |  |  |  | WAT |  |  | 0 | 43300 | 43300 | 0 |  | 0 | 0 | 0 | 0 | 0 | 0 | [6 empty] | 0 | 0 | 0 | 0 | 1968 | 0 | 0 | E | [6 empty] | 0
3 |  | 7490 | 2982 | 2 | HR | 48000 |  | OP | 5 | 1968 |  |  |  | WAT |  |  | 0 | 43300 | 43300 | 0 |  | 0 | 0 | 0 | 0 | 0 | 0 | [6 empty] | 0 | 0 | 0 | 0 | 1968 | 0 | 0 | E | [6 empty] | 0
3 |  | 7490 | 2982 | 3 | HR | 48000 |  | OP | 5 | 1968 |  |  |  | WAT |  |  | 0 | 43300 | 43300 | 0 |  | 0 | 0 | 0 | 0 | 0 | 0 | [6 empty] | 0 | 0 | 0 | 0 | 1968 | 0 | 0 | E | [6 empty] | 0
3 |  | 7490 | 2982 | 4 | HR | 48000 |  | OP | 5 | 1971 |  |  |  | WAT |  |  | 0 | 43300 | 43300 | 0 |  | 0 | 0 | 0 | 0 | 0 | 0 | [6 empty] | 0 | 0 | 0 | 0 | 1971 | 0 | 0 | E | [6 empty] | 0
3 |  | 7490 | 2982 | 5 | HR | 48000 |  | OP | 5 | 1971 |  |  |  | WAT |  |  | 0 | 43300 | 43300 | 0 |  | 0 | 0 | 0 | 0 | 0 | 0 | [6 empty] | 0 | 0 | 0 | 0 | 1971 | 0 | 0 | E | [6 empty] | 0
3 |  | 7490 | 2982 | 6 | HR | 48000 |  | OP | 5 | 1971 |  |  |  | WAT |  |  | 0 | 43300 | 43300 | 0 |  | 0 | 0 | 0 | 0 | 0 | 0 | [6 empty] | 0 | 0 | 0 | 0 | 1971 | 0 | 0 | E | [6 empty] | 0
3 |  | 7494 | 1977 | 1 | HC | 300 | C | OP | 88 | 1940 | WAT |  |  | WAT |  |  | 0 | 250 | 250 | 0 |  | 0 | 0 | 0 | 0 | 0 | 0 | [6 empty] | 0 | 0 | 0 | 0 | 1940 | 0 | 0 | E | [6 empty] | 0
3 |  | 7494 | 1977 | 2 | HC | 250 | C | OP | 88 | 1932 |  |  |  | WAT |  |  | 0 | 250 | 250 | 0 |  | 0 | 0 | 0 | 0 | 0 | 0 | [6 empty] | 0 | 0 | 0 | 0 | 1932 | 0 | 0 | E | [6 empty] | 0
3 |  | 7494 | 1977 | HC3 | HC | 867 | C | OP | 6 | 1986 |  |  |  | WAT |  |  | 0 | 725 | 725 | 0 |  | 0 | 0 | 12 | 1985 | 0 | 0 | [6 empty] | 0 | 0 | 0 | 6 | 1986 | 0 | 0 | [7 empty] | 0
3 |  | 7601 | 3734 | GT1 | GT | 48600 | P | OP | 6 | 1972 | KER |  |  | KER |  |  | 11762 | 46000 | 55800 | 0 |  | 0 | 0 | 0 | 0 | 0 | 0 | [6 empty] | 0 | 0 | 0 | 5 | 1972 | 0 | 0 | E | [6 empty] | 0
3 |  | 7601 | 3735 | GT1 | GT | 17000 | P | OP | 10 | 1965 | FO2 |  |  | FO2 |  |  | 16769 | 11170 | 15300 | 0 |  | 0 | 0 | 0 | 0 | 0 | 0 | [6 empty] | 0 | 0 | 0 | 8 | 1965 | 0 | 0 | E | [6 empty] | 0
3 |  | 7601 | 3737 | H1 | HC | 1800 | P | OP | 88 | 1917 | WAT |  |  | WAT |  |  | 0 | 1950 | 1950 | 0 |  | 0 | 0 | 0 | 0 | 0 | 0 | [6 empty] | 0 | 0 | 0 | 0 | 1917 | 0 | 0 | E | [6 empty] | 0
3 |  | 7601 | 3737 | H2 | HC | 1800 | P | OP | 88 | 1917 | WAT |  |  | WAT |  |  | 0 | 1950 | 1950 | 0 |  | 0 | 0 | 0 | 0 | 0 | 0 | [6 empty] | 0 | 0 | 0 | 0 | 1917 | 0 | 0 | E | [6 empty] | 0
3 |  | 7601 | 3737 | H3 | HC | 1800 | P | OP | 88 | 1917 | WAT |  |  | WAT |  |  | 0 | 1950 | 1950 | 0 |  | 0 | 0 | 0 | 0 | 0 | 0 | [6 empty] | 0 | 0 | 0 | 0 | 1917 | 0 | 0 | E | [6 empty] | 0
3 |  | 7601 | 3737 | H4 | HC | 1800 | P | OP | 88 | 1917 | WAT |  |  | WAT |  |  | 0 | 1950 | 1950 | 0 |  | 0 | 0 | 0 | 0 | 0 | 0 | [6 empty] | 0 | 0 | 0 | 0 | 1917 | 0 | 0 | E | [6 empty] | 0
3 |  | 7601 | 3737 | IC5 | IC | 1000 | P | OP | 10 | 1947 | FO2 |  |  | FO2 |  |  | 10934 | 1000 | 1000 | 0 |  | 0 | 0 | 0 | 0 | 0 | 0 | [6 empty] | 0 | 0 | 0 | 9 | 1947 | 0 | 0 | E | [6 empty] | 0
3 |  | 7601 | 3737 | IC6 | IC | 1000 | P | OP | 10 | 1947 | FO2 |  |  | FO2 |  |  | 10934 | 1000 | 1000 | 0 |  | 0 | 0 | 0 | 0 | 0 | 0 | [6 empty] | 0 | 0 | 0 | 9 | 1947 | 0 | 0 | E | [6 empty] | 0
3 |  | 7601 | 3737 | IC7 | IC | 1000 | P | OP | 10 | 1947 | FO2 |  |  | FO2 |  |  | 10934 | 1000 | 1000 | 0 |  | 0 | 0 | 0 | 0 | 0 | 0 | [6 empty] | 0 | 0 | 0 | 9 | 1947 | 0 | 0 | E | [6 empty] | 0
3 |  | 7601 | 3737 | IC8 | IC | 1000 | P | OP | 10 | 1947 | FO2 |  |  | FO2 |  |  | 10934 | 1000 | 1000 | 0 |  | 0 | 0 | 0 | 0 | 0 | 0 | [6 empty] | 0 | 0 | 0 | 9 | 1947 | 0 | 0 | E | [6 empty] | 0
3 |  | 7601 | 3739 | 1 | HC | 5000 | P | OP | 88 | 1927 | WAT |  |  | WAT |  |  | 0 | 5000 | 5000 | 0 |  | 0 | 0 | 0 | 0 | 0 | 0 | [6 empty] | 0 | 0 | 0 | 0 | 1927 | 0 | 0 | E | [6 empty] | 0
3 |  | 7601 | 3740 | 1 | HC | 1600 | P | OP | 88 | 1928 | WAT |  |  | WAT |  |  | 0 | 1650 | 1650 | 0 |  | 0 | 0 | 0 | 0 | 0 | 0 | [6 empty] | 0 | 0 | 0 | 0 | 1928 | 0 | 0 | E | [6 empty] | 0
3 |  | 7601 | 3740 | 2 | HC | 1600 | P | OP | 88 | 1928 | WAT |  |  | WAT |  |  | 0 | 1650 | 1650 | 0 |  | 0 | 0 | 0 | 0 | 0 | 0 | [6 empty] | 0 | 0 | 0 | 0 | 1928 | 0 | 0 | E | [6 empty] | 0
3 |  | 7601 | 3743 | 1 | HC | 1000 | P | OP | 88 | 1917 | WAT |  |  | WAT |  |  | 0 | 1100 | 1100 | 0 |  | 0 | 0 | 0 | 0 | 0 | 0 | [6 empty] | 0 | 0 | 0 | 0 | 1917 | 0 | 0 | E | [6 empty] | 0
3 |  | 7601 | 6475 | 1 | HC | 3000 | P | OP | 88 | 1928 | WAT |  |  | WAT |  |  | 0 | 3300 | 3300 | 0 |  | 0 | 0 | 0 | 0 | 0 | 0 | [6 empty] | 0 | 0 | 0 | 0 | 1928 | 0 | 0 | E | [6 empty] | 0
3 |  | 7601 | 6519 | 1 | HC | 700 | P | OP | 88 | 1912 | WAT |  |  | WAT |  |  | 0 | 600 | 600 | 0 |  | 0 | 0 | 0 | 0 | 0 | 0 | [6 empty] | 0 | 0 | 0 | 0 | 1912 | 0 | 0 | E | [6 empty] | 0
3 |  | 7601 | 6519 | 2 | HC | 700 | P | OP | 88 | 1912 | WAT |  |  | WAT |  |  | 0 | 600 | 600 | 0 |  | 0 | 0 | 0 | 0 | 0 | 0 | [6 empty] | 0 | 0 | 0 | 0 | 1912 | 0 | 0 | E | [6 empty] | 0
3 |  | 7601 | 6519 | 4 | HC | 1000 | P | OP | 88 | 1943 | WAT |  |  | WAT |  |  | 0 | 900 | 900 | 0 |  | 0 | 0 | 0 | 0 | 0 | 0 | [6 empty] | 0 | 0 | 0 | 0 | 1943 | 0 | 0 | E | [6 empty] | 0
3 |  | 7601 | 6519 | 5 | IC | 2000 | P | OP | 11 | 1963 | FO2 |  |  | FO2 |  |  | 10460 | 2000 | 2000 | 0 |  | 0 | 0 | 0 | 0 | 0 | 0 | [6 empty] | 0 | 0 | 0 | 10 | 1963 | 0 | 0 | E | [6 empty] | 0
3 |  | 7601 | 6519 | 6 | IC | 2000 | P | OP | 11 | 1964 | FO2 |  |  | FO2 |  |  | 10460 | 2000 | 2000 | 0 |  | 0 | 0 | 0 | 0 | 0 | 0 | [6 empty] | 0 | 0 | 0 | 10 | 1964 | 0 | 0 | E | [6 empty] | 0
3 |  | 7601 | 6520 | 1 | HC | 5500 | P | OP | 6 | 1953 | WAT |  |  | WAT |  |  | 0 | 5340 | 5400 | 0 |  | 0 | 0 | 0 | 0 | 0 | 0 | [6 empty] | 0 | 0 | 0 | 3 | 1953 | 0 | 0 | E | [6 empty] | 0
3 |  | 7601 | 7056 | 1 | HC | 4412 | P | OP | 11 | 1986 | WAT |  |  | WAT |  |  | 0 | 3800 | 4100 | 0 |  | 0 | 0 | 0 | 0 | 0 | 0 | [6 empty] | 0 | 0 | 0 | 11 | 1986 | 0 | 0 | [7 empty] | 0
3 |  | 7601 | 7056 | 2 | HC | 4412 | P | OP | 11 | 1986 | WAT |  |  | WAT |  |  | 0 | 3800 | 4100 | 0 |  | 0 | 0 | 0 | 0 | 0 | 0 | [6 empty] | 0 | 0 | 0 | 11 | 1986 | 0 | 0 | [7 empty] | 0
3 |  | 7601 | 7260 | 1 | WT | 100 | C | OP | 12 | 1989 | WND |  |  | WND |  |  | 0 | 100 | 100 | 0 |  | 0 | 0 | 0 | 0 | 0 | 0 | [6 empty] | 0 | 0 | 0 | 12 | 1989 | 0 | 0 | [7 empty] | 0
3 |  | 7601 | 7260 | 2 | WT | 100 | C | OP | 12 | 1989 | WND |  |  | WND |  |  | 0 | 100 | 100 | 0 |  | 0 | 0 | 0 | 0 | 0 | 0 | [6 empty] | 0 | 0 | 0 | 12 | 1989 | 0 | 0 | [7 empty] | 0
3 |  | 7626 | 1144 | 1 | IC | 500 |  |  | 99 | 1961 |  |  |  | NG | FO2 |  | 0 | 0 | 0 | 0 | RE | 12 | 1981 | 0 | 0 | 0 | 0 | [6 empty] | 0 | 0 | 0 | 0 | 1961 | 0 | 0 | E | [6 empty] | 0
3 |  | 7626 | 1144 | 2 | IC | 500 | C |  | 88 | 1941 | FO2 |  |  | NG | FO2 |  | 0 | 500 | 500 | 0 | RE | 12 | 1986 | 0 | 0 | 0 | 0 | [6 empty] | 0 | 0 | 0 | 0 | 1941 | 0 | 0 | E | [6 empty] | 0
3 |  | 7626 | 1144 | 3 | IC | 1300 | C | SB | 88 | 1952 | FO2 |  |  | FO2 |  |  | 0 | 1000 | 1100 | 0 |  | 0 | 0 | 0 | 0 | 0 | 0 | [6 empty] | 0 | 0 | 0 | 0 | 1952 | 0 | 0 | E | [6 empty] | 0
3 |  | 7626 | 1144 | 4 | IC | 1800 | C | SB | 88 | 1961 | FO2 |  |  | FO2 |  |  | 0 | 1850 | 1900 | 0 |  | 0 | 0 | 0 | 0 | 0 | 0 | [6 empty] | 0 | 0 | 0 | 0 | 1961 | 0 | 0 | E | [6 empty] | 0
3 |  | 7626 | 1144 | 5 | IC | 3000 | C | SB | 88 | 1973 | FO2 |  |  | FO2 |  |  | 0 | 2750 | 2800 | 0 |  | 0 | 0 | 0 | 0 | 0 | 0 | [6 empty] | 0 | 0 | 0 | 0 | 1973 | 0 | 0 | E | [6 empty] | 0
3 |  | 7630 | 2681 | 1 | IC | 0 |  |  | 0 | 0 | [6 empty] | 0 | 0 | 0 | 400 | CN | 99 | 9999 | 0 | 0 | 0 | 0 |  |  |  | FO2 |  |  | 0 | 0 | 0 | 0 | 0 | 362 | 340 | [7 empty] | 0
3 |  | 7630 | 2681 | 3 | IC | 0 |  |  | 0 | 0 | [6 empty] | 0 | 0 | 0 | 700 | CN | 99 | 9999 | 0 | 0 | 0 | 0 |  |  |  | FO2 |  |  | 0 | 0 | 0 | 0 | 0 | 1000 | 1000 | [7 empty] | 0
3 |  | 7630 | 2681 | 4 | IC | 1250 | C | OP | 99 | 1957 | FO2 |  |  | FO2 | NG |  | 0 | 1000 | 1000 | 0 |  | 0 | 0 | 0 | 0 | 0 | 0 | [6 empty] | 0 | 0 | 0 | 0 | 1957 | 0 | 0 | E | [6 empty] | 0
3 |  | 7630 | 2681 | 5 | IC | 1875 | C | OP | 99 | 1965 | FO2 |  |  | FO2 | NG |  | 0 | 1500 | 1500 | 0 |  | 0 | 0 | 0 | 0 | 0 | 0 | [6 empty] | 0 | 0 | 0 | 0 | 1965 | 0 | 0 | E | [6 empty] | 0
3 |  | 7630 | 2681 | 6 | IC | 3840 | C | OP | 99 | 1971 | FO2 |  |  | FO2 | NG |  | 0 | 3000 | 3000 | 0 |  | 0 | 0 | 0 | 0 | 0 | 0 | [6 empty] | 0 | 0 | 0 | 0 | 1971 | 0 | 0 | E | [6 empty] | 0
3 |  | 7630 | 2681 | IC3 | IC | 720 |  | OS | 0 | 1948 | FO2 |  |  | FO2 | NG |  | 0 | 660 | 660 | 0 |  | 0 | 0 | 0 | 0 | 0 | 0 | [6 empty] | 0 | 0 | 0 | 0 | 1948 | 0 | 0 | [7 empty] | 0
3 |  | 7631 | 1281 | 1 | IC | 2100 |  | OP | 99 | 1966 | FO2 |  |  | NG | FO2 |  | 10500 | 2000 | 2000 | 0 |  | 0 | 0 | 0 | 0 | 0 | 0 | [6 empty] | 0 | 0 | 0 | 0 | 1966 | 0 | 0 | E | [6 empty] | 0
3 |  | 7631 | 1281 | 2 | IC | 700 |  |  | 99 | 1949 | FO2 |  |  | NG | FO2 |  | 10500 | 500 | 500 | 0 | RE | 3 | 1990 | 0 | 0 | 0 | 0 | [6 empty] | 0 | 0 | 0 | 0 | 1949 | 0 | 0 | E | [6 empty] | 0
3 |  | 7631 | 1281 | 3 | IC | 1100 |  | OP | 99 | 1963 | FO2 |  |  | NG | FO2 |  | 10500 | 1100 | 1100 | 0 |  | 0 | 0 | 0 | 0 | 0 | 0 | [6 empty] | 0 | 0 | 0 | 0 | 1963 | 0 | 0 | E | [6 empty] | 0
3 |  | 7631 | 1281 | 4 | IC | 1100 |  | OP | 99 | 1956 | FO2 |  |  | NG | FO2 |  | 10500 | 1100 | 1100 | 0 |  | 0 | 0 | 0 | 0 | 0 | 0 | [6 empty] | 0 | 0 | 0 | 0 | 1956 | 0 | 0 | E | [6 empty] | 0
3 |  | 7631 | 1281 | 5 | IC | 2100 |  | OP | 99 | 1972 | FO2 |  |  | NG | FO2 |  | 10500 | 1900 | 1900 | 0 |  | 0 | 0 | 0 | 0 | 0 | 0 | [6 empty] | 0 | 0 | 0 | 0 | 1972 | 0 | 0 | E | [6 empty] | 0
3 |  | 7631 | 1281 | 6 | IC | 1400 |  | OP | 5 | 1983 | FO2 |  |  | NG | FO2 |  | 10500 | 1250 | 1250 | 0 |  | 0 | 0 | 0 | 0 | 0 | 0 | [6 empty] | 0 | 0 | 0 | 5 | 1983 | 0 | 0 | [7 empty] | 0
3 |  | 7634 | 3580 | 4 | IC | 1690 | P | OS | 88 | 1942 | NG |  |  | NG |  |  | 11500 | 1096 | 1096 | 0 |  | 0 | 0 | 0 | 0 | 0 | 0 | [6 empty] | 0 | 0 | 0 | 0 | 1942 | 0 | 0 | E | [6 empty] | 0
3 |  | 7634 | 3580 | 5 | IC | 1980 | P | OS | 88 | 1947 | NG |  |  | NG |  |  | 11500 | 1286 | 1286 | 0 |  | 0 | 0 | 0 | 0 | 0 | 0 | [6 empty] | 0 | 0 | 0 | 0 | 1947 | 0 | 0 | E | [6 empty] | 0
3 |  | 7634 | 3580 | 6 | IC | 3500 | P | OS | 88 | 1951 | FO2 |  |  | FO2 | NG |  | 11200 | 3200 | 3200 | 0 |  | 0 | 0 | 0 | 0 | 0 | 0 | [6 empty] | 0 | 0 | 0 | 0 | 1951 | 0 | 0 | E | [6 empty] | 0
3 |  | 7634 | 3580 | 7 | IC | 3300 | P | OS | 88 | 1953 | FO2 |  |  | FO2 | NG |  | 11200 | 3200 | 3200 | 0 |  | 0 | 0 | 0 | 0 | 0 | 0 | [6 empty] | 0 | 0 | 0 | 0 | 1953 | 0 | 0 | E | [6 empty] | 0
3 |  | 7634 | 3580 | 8 | IC | 5000 | P | OS | 88 | 1961 | FO2 |  |  | FO2 | NG |  | 11000 | 4200 | 4200 | 0 |  | 0 | 0 | 0 | 0 | 0 | 0 | [6 empty] | 0 | 0 | 0 | 0 | 1961 | 0 | 0 | E | [6 empty] | 0
3 |  | 7634 | 3580 | IC1 | IC | 700 | P | OS | 88 | 1933 | FO2 |  |  | FO2 |  |  | 11300 | 455 | 455 | 0 |  | 0 | 0 | 0 | 0 | 0 | 0 | [6 empty] | 0 | 0 | 0 | 0 | 1933 | 0 | 0 | E | [6 empty] | 0
3 |  | 7634 | 3580 | IC2 | IC | 1000 | P | OS | 88 | 1933 | FO2 |  |  | FO2 |  |  | 11300 | 649 | 649 | 0 |  | 0 | 0 | 0 | 0 | 0 | 0 | [6 empty] | 0 | 0 | 0 | 0 | 1933 | 0 | 0 | E | [6 empty] | 0
3 |  | 7634 | 3580 | IC3 | IC | 1408 | P | OS | 88 | 1938 | FO2 |  |  | FO2 |  |  | 11300 | 914 | 914 | 0 |  | 0 | 0 | 0 | 0 | 0 | 0 | [6 empty] | 0 | 0 | 0 | 0 | 1938 | 0 | 0 | E | [6 empty] | 0
3 |  | 7634 | 4195 | ST1 | ST | 16500 | C | OP | 99 | 1966 | NG |  |  | NG | FO2 |  | 12760 | 20000 | 20000 | 0 |  | 0 | 0 | 0 | 0 | 0 | 0 | [6 empty] | 0 | 0 | 0 | 0 | 1966 | 0 | 0 | E | [6 empty] | 0
3 |  | 7634 | 4195 | ST2 | ST | 26500 | C | OP | 99 | 1969 | NG |  |  | NG | FO2 |  | 12801 | 26000 | 26000 | 0 |  | 0 | 0 | 0 | 0 | 0 | 0 | [6 empty] | 0 | 0 | 0 | 0 | 1969 | 0 | 0 | E | [6 empty] | 0
3 |  | 7634 | 4195 | ST3 | ST | 41500 | C | OP | 8 | 1977 | NG |  |  | NG | FO2 |  | 11750 | 40500 | 40500 | 0 |  | 0 | 0 | 0 | 0 | 0 | 0 | [6 empty] | 0 | 0 | 0 | 5 | 1977 | 0 | 0 | E | [6 empty] | 0
3 |  | 7651 | 2062 | 1 | ST | 12650 | B | OP | 0 | 1960 | NG | BIT |  | BIT | NG | FO6 | 11200 | 11600 | 11600 | 0 |  | 0 | 0 | 0 | 0 | 0 | 0 | [6 empty] | 0 | 0 | 0 | 0 | 1960 | 0 | 0 | [7 empty] | 0
3 |  | 7651 | 2062 | 2 | GT | 11250 | P | OP | 0 | 1962 | NG | FO2 |  | NG | FO2 |  | 17400 | 11600 | 11600 | 0 |  | 0 | 0 | 0 | 0 | 0 | 0 | [6 empty] | 0 | 0 | 0 | 0 | 1962 | 0 | 0 | [7 empty] | 0
3 |  | 7651 | 2062 | 3 | ST | 20000 | B | OP | 0 | 1967 | NG | BIT |  | BIT | FO6 | NG | 10900 | 18600 | 18600 | 0 |  | 0 | 0 | 0 | 0 | 0 | 0 | [6 empty] | 0 | 0 | 0 | 0 | 1967 | 0 | 0 | [7 empty] | 0
3 |  | 7651 | 2063 | 5 | ST | 2500 |  |  | 99 | 1926 |  |  |  | BIT | NG |  | 0 | 0 | 0 | 0 | RE | 12 | 1981 | 0 | 0 | 0 | 0 | [6 empty] | 0 | 0 | 0 | 0 | 1926 | 0 | 0 | E | [6 empty] | 0
3 |  | 7651 | 2063 | W1 | ST | 7500 | B | OP | 88 | 1948 | NG | FO6 |  | NG |  |  | 12530 | 8300 | 8300 | 0 |  | 0 | 0 | 0 | 0 | 0 | 0 | [6 empty] | 0 | 0 | 0 | 0 | 1948 | 0 | 0 | E | [6 empty] | 0
3 |  | 7651 | 2063 | W2 | ST | 5000 | B | OP | 99 | 1952 | NG | FO6 |  | NG | FO2 |  | 13000 | 5300 | 5300 | 0 |  | 0 | 0 | 0 | 0 | 0 | 0 | [6 empty] | 0 | 0 | 0 | 0 | 1952 | 0 | 0 | E | [6 empty] | 0
3 |  | 7651 | 2063 | W3 | ST | 5000 | C | OP | 88 | 1955 | NG | FO2 |  | NG | BIT | FO6 | 12530 | 5300 | 5300 | 0 |  | 0 | 0 | 0 | 0 | 0 | 0 | [6 empty] | 0 | 0 | 0 | 0 | 1955 | 0 | 0 | E | [6 empty] | 0
3 |  | 7651 | 2063 | W4 | ST | 3500 | C | OP | 88 | 1936 | NG | FO2 |  | NG | FO2 |  | 13000 | 4300 | 4300 | 0 |  | 0 | 0 | 0 | 0 | 0 | 0 | [6 empty] | 0 | 0 | 0 | 0 | 1936 | 0 | 0 | E | [6 empty] | 0
3 |  | 7665 | 4116 | 1 | IC | 100 |  |  | 11 | 1964 | FO2 |  |  | FO2 |  |  | 0 | 100 | 100 | 0 | RE | 6 | 1990 | 0 | 0 | 0 | 0 | [6 empty] | 0 | 0 | 0 | 10 | 1964 | 0 | 0 | E | [6 empty] | 0
3 |  | 7665 | 4116 | 2 | IC | 200 |  |  | 11 | 1964 | FO2 |  |  | FO2 |  |  | 0 | 200 | 200 | 0 | RE | 6 | 1990 | 0 | 0 | 0 | 0 | [6 empty] | 0 | 0 | 0 | 10 | 1964 | 0 | 0 | E | [6 empty] | 0
3 |  | 7665 | 4116 | 3 | IC | 200 |  |  | 11 | 1964 | FO2 |  |  | FO2 |  |  | 0 | 200 | 200 | 0 | RE | 6 | 1990 | 0 | 0 | 0 | 0 | [6 empty] | 0 | 0 | 0 | 10 | 1964 | 0 | 0 | E | [6 empty] | 0
3 |  | 7665 | 6454 | 1 | HC | 100 | B | OP | 88 | 1944 | WAT |  |  | WAT |  |  | 0 | 100 | 100 | 0 |  | 0 | 0 | 0 | 0 | 0 | 0 | [6 empty] | 0 | 0 | 0 | 0 | 1944 | 0 | 0 | E | [6 empty] | 0
3 |  | 7665 | 6454 | 2 | HC | 175 | B | OP | 88 | 1944 | WAT |  |  | WAT |  |  | 0 | 200 | 200 | 0 |  | 0 | 0 | 0 | 0 | 0 | 0 | [6 empty] | 0 | 0 | 0 | 0 | 1944 | 0 | 0 | E | [6 empty] | 0
3 |  | 7665 | 7812 | 1 | HC | 500 | B | OP | 88 | 1967 | WAT |  |  | WAT |  |  | 0 | 300 | 300 | 0 |  | 0 | 0 | 0 | 0 | 0 | 0 | [6 empty] | 0 | 0 | 0 | 0 | 1967 | 0 | 0 | E | [6 empty] | 0
3 |  | 7665 | 7812 | 2 | HC | 120 | B | OP | 88 | 1967 | WAT |  |  | WAT |  |  | 0 | 100 | 100 | 0 |  | 0 | 0 | 0 | 0 | 0 | 0 | [6 empty] | 0 | 0 | 0 | 0 | 1967 | 0 | 0 | E | [6 empty] | 0
3 |  | 7665 | 7812 | 3 | HC | 400 |  |  | 99 | 1967 |  |  |  | WAT |  |  | 0 | 0 | 0 | 0 | RE | 12 | 1981 | 0 | 0 | 0 | 0 | [6 empty] | 0 | 0 | 0 | 0 | 1967 | 0 | 0 | E | [6 empty] | 0
3 |  | 7743 | 1145 | 1 | ST | 1000 |  |  | 99 | 1946 |  |  |  | FO2 | NG |  | 0 | 0 | 0 | 0 | RE | 6 | 1973 | 0 | 0 | 0 | 0 | [6 empty] | 0 | 0 | 0 | 0 | 1946 | 0 | 0 | E | [6 empty] | 0
3 |  | 7743 | 1145 | 2 | ST | 1000 |  |  | 99 | 1931 |  |  |  | FO2 | NG |  | 0 | 0 | 0 | 0 | RE | 6 | 1973 | 0 | 0 | 0 | 0 | [6 empty] | 0 | 0 | 0 | 0 | 1931 | 0 | 0 | E | [6 empty] | 0
3 |  | 7743 | 1145 | IC1 | IC | 2250 | B | SB | 11 | 1963 | FO2 |  |  | FO2 | NG |  | 0 | 2250 | 2250 | 0 |  | 0 | 0 | 0 | 0 | 0 | 0 | [6 empty] | 0 | 0 | 0 | 10 | 1963 | 0 | 0 | E | [6 empty] | 0
3 |  | 7743 | 1145 | IC2 | IC | 3500 | B | SB | 3 | 1972 | FO2 |  |  | FO2 | NG |  | 0 | 3500 | 3500 | 0 |  | 0 | 0 | 0 | 0 | 0 | 0 | [6 empty] | 0 | 0 | 0 | 2 | 1972 | 0 | 0 | E | [6 empty] | 0
3 |  | 7743 | 1145 | IC3 | IC | 3000 | B | SB | 10 | 1990 | FO2 |  |  | FO2 | NG |  | 0 | 3000 | 3000 | 0 |  | 0 | 0 | 0 | 0 | 0 | 0 | [6 empty] | 0 | 0 | 0 | 10 | 1990 | 0 | 0 | [7 empty] | 0
3 |  | 7751 | 791 | 1 | HC | 3000 |  | OP | 1 | 1989 |  |  |  | WAT |  |  | 0 | 2974 | 2903 | 0 |  | 0 | 0 | 7 | 1986 | 0 | 0 | [6 empty] | 0 | 0 | 0 | 1 | 1989 | 0 | 0 |  | E | E |  |  |  |  | 0
3 |  | 7751 | 791 | 2 | HC | 3000 |  | OP | 1 | 1989 |  |  |  | WAT |  |  | 0 | 2974 | 2903 | 0 |  | 0 | 0 | 0 | 0 | 0 | 0 | [6 empty] | 0 | 0 | 0 | 1 | 1989 | 0 | 0 |  | E | E |  |  |  |  | 0
3 |  | 7751 | 3581 | 1 | HC | 1400 | C | OP | 88 | 1927 |  |  |  | WAT |  |  | 0 | 1400 | 1400 | 0 |  | 0 | 0 | 0 | 0 | 0 | 0 | [6 empty] | 0 | 0 | 0 | 0 | 1927 | 0 | 0 | E | [6 empty] | 0
3 |  | 7751 | 3581 | 2 | HC | 1400 | C | OP | 88 | 1927 |  |  |  | WAT |  |  | 0 | 1400 | 1400 | 0 |  | 0 | 0 | 0 | 0 | 0 | 0 | [6 empty] | 0 | 0 | 0 | 0 | 1927 | 0 | 0 | E | [6 empty] | 0
3 |  | 7751 | 3582 | 1 | HC | 1800 | C | OP | 88 | 1927 |  |  |  | WAT |  |  | 0 | 1800 | 1800 | 0 |  | 0 | 0 | 0 | 0 | 0 | 0 | [6 empty] | 0 | 0 | 0 | 0 | 1927 | 0 | 0 | E | [6 empty] | 0
3 |  | 7751 | 3582 | 2 | HC | 1800 | C | OP | 88 | 1927 |  |  |  | WAT |  |  | 0 | 1800 | 1800 | 0 |  | 0 | 0 | 0 | 0 | 0 | 0 | [6 empty] | 0 | 0 | 0 | 0 | 1927 | 0 | 0 | E | [6 empty] | 0
3 |  | 7751 | 3583 | 1 | HC | 2400 | C | OP | 88 | 1931 |  |  |  | WAT |  |  | 0 | 2400 | 2400 | 0 |  | 0 | 0 | 0 | 0 | 0 | 0 | [6 empty] | 0 | 0 | 0 | 0 | 1931 | 0 | 0 | E | [6 empty] | 0
3 |  | 7751 | 3584 | 1 | HC | 2400 | C | OP | 88 | 1931 |  |  |  | WAT |  |  | 0 | 2400 | 2400 | 0 |  | 0 | 0 | 0 | 0 | 0 | 0 | [6 empty] | 0 | 0 | 0 | 0 | 1931 | 0 | 0 | E | [6 empty] | 0
3 |  | 7751 | 3585 | 1 | HC | 1200 | C | OP | 88 | 1927 |  |  |  | WAT |  |  | 0 | 1200 | 1200 | 0 |  | 0 | 0 | 0 | 0 | 0 | 0 | [6 empty] | 0 | 0 | 0 | 0 | 1927 | 0 | 0 | E | [6 empty] | 0
3 |  | 7751 | 3585 | 2 | HC | 1200 | C | OP | 88 | 1927 |  |  |  | WAT |  |  | 0 | 1200 | 1200 | 0 |  | 0 | 0 | 0 | 0 | 0 | 0 | [6 empty] | 0 | 0 | 0 | 0 | 1927 | 0 | 0 | E | [6 empty] | 0
3 |  | 7751 | 3586 | 1 | HC | 2400 | C | OP | 88 | 1932 |  |  |  | WAT |  |  | 0 | 2400 | 2400 | 0 |  | 0 | 0 | 0 | 0 | 0 | 0 | [6 empty] | 0 | 0 | 0 | 0 | 1932 | 0 | 0 | E | [6 empty] | 0
3 |  | 7760 | 1436 | 1 | IC | 100 |  |  | 99 | 1921 | FO2 |  |  | FO2 |  |  | 250 | 100 | 100 | 0 | RE | 12 | 1989 | 0 | 0 | 0 | 0 | [6 empty] | 0 | 0 | 0 | 0 | 1921 | 0 | 0 | E | [6 empty] | 0
3 |  | 7760 | 1436 | 2 | IC | 100 |  |  | 0 | 1929 | FO2 |  |  | FO2 |  |  | 250 | 100 | 100 | 0 | RE | 12 | 1989 | 0 | 0 | 0 | 0 | [6 empty] | 0 | 0 | 0 | 0 | 1929 | 0 | 0 | E | [6 empty] | 0
3 |  | 7760 | 1436 | 3 | IC | 100 |  |  | 99 | 1923 |  |  |  | FO2 |  |  | 250 | 100 | 100 | 0 | RE | 99 | 1955 | 0 | 0 | 0 | 0 | [6 empty] | 0 | 0 | 0 | 0 | 1923 | 0 | 0 | E | [6 empty] | 0
3 |  | 7801 | 641 | 1 | ST | 28125 | C | OP | 1 | 1945 | NG | FO6 |  | NG | FO6 |  | 13600 | 23500 | 23500 | 0 | RT | 12 | 2004 | 0 | 0 | 0 | 0 | [6 empty] | 0 | 0 | 0 | 12 | 1944 | 0 | 0 | E | [6 empty] | 0
3 |  | 7801 | 641 | 2 | ST | 28125 | C | OP | 6 | 1949 | NG | FO6 |  | NG | FO6 |  | 13600 | 24900 | 24900 | 0 | RT | 12 | 2004 | 0 | 0 | 0 | 0 | [6 empty] | 0 | 0 | 0 | 5 | 1949 | 0 | 0 | E | [6 empty] | 0
3 |  | 7801 | 641 | 3 | ST | 37500 | C | OP | 9 | 1952 | NG | FO6 |  | NG | FO6 |  | 13900 | 38300 | 38300 | 0 | RT | 12 | 2004 | 0 | 0 | 0 | 0 | [6 empty] | 0 | 0 | 0 | 8 | 1952 | 0 | 0 | E | [6 empty] | 0
3 |  | 7801 | 641 | 4 | ST | 93750 | B | OP | 7 | 1959 | NG | FO2 |  | BIT | NG |  | 10400 | 89900 | 89900 | 0 | RT | 12 | 2014 | 0 | 0 | 0 | 0 | [6 empty] | 0 | 0 | 0 | 6 | 1959 | 0 | 0 | E | [6 empty] | 0
3 |  | 7801 | 641 | 5 | ST | 93750 | B | OP | 6 | 1961 | NG | FO2 |  | BIT | NG |  | 10400 | 88100 | 88100 | 0 | RT | 12 | 2016 | 0 | 0 | 0 | 0 | [6 empty] | 0 | 0 | 0 | 4 | 1961 | 0 | 0 | E | [6 empty] | 0
3 |  | 7801 | 641 | 6 | ST | 369750 | B | OP | 5 | 1970 | NG | FO2 |  | BIT | NG |  | 10100 | 331000 | 331000 | 0 | RT | 12 | 2015 | 0 | 0 | 0 | 0 | [6 empty] | 0 | 0 | 0 | 5 | 1970 | 0 | 0 | E | [6 empty] | 0
3 |  | 7801 | 641 | 7 | ST | 578000 | B | OP | 8 | 1973 | NG | FO2 |  | BIT | NG |  | 10200 | 513600 | 513600 | 0 | RT | 12 | 2018 | 0 | 0 | 0 | 0 | [6 empty] | 0 | 0 | 0 | 5 | 1973 | 0 | 0 | E | [6 empty] | 0
3 |  | 7801 | 642 | 1 | ST | 49000 | B | OP | 3 | 1953 | FO2 |  |  | BIT |  |  | 11500 | 47100 | 47100 | 0 | RT | 12 | 2008 | 0 | 0 | 0 | 0 | [6 empty] | 0 | 0 | 0 | 2 | 1953 | 0 | 0 | E | [6 empty] | 0
3 |  | 7801 | 642 | 2 | ST | 49000 | B | OP | 10 | 1953 | FO2 |  |  | BIT |  |  | 11700 | 47500 | 47500 | 0 | RT | 12 | 2008 | 0 | 0 | 0 | 0 | [6 empty] | 0 | 0 | 0 | 10 | 1953 | 0 | 0 | E | [6 empty] | 0
3 |  | 7801 | 642 | CT1 | GT | 0 |  |  | 0 | 0 | [6 empty] | 0 | 0 | 0 | 80000 | PL | 0 | 0 | 0 | 1995 | 0 | 1995 |  |  |  | NG |  |  | 80000 | 80000 | 0 | 0 | 0 | 65684 | 78861 | [7 empty] | 0
3 |  | 7801 | 642 | CT2 | GT | 0 |  |  | 0 | 0 | [6 empty] | 0 | 0 | 0 | 80000 | PL | 0 | 0 | 0 | 1996 | 0 | 1996 |  |  |  | NG |  |  | 80000 | 80000 | 0 | 0 | 0 | 65684 | 78861 | [7 empty] | 0
3 |  | 7801 | 643 | 1 | ST | 149600 | B | OP | 6 | 1965 | FO2 |  |  | BIT |  |  | 10000 | 164100 | 164100 | 0 | RT | 12 | 2015 | 0 | 0 | 0 | 0 | [6 empty] | 0 | 0 | 0 | 5 | 1965 | 0 | 0 | E | [6 empty] | 0
3 |  | 7801 | 643 | 2 | ST | 190400 | B | OP | 6 | 1967 | FO2 |  |  | BIT |  |  | 10200 | 192100 | 192100 | 0 | RT | 12 | 2017 | 0 | 0 | 0 | 0 | [6 empty] | 0 | 0 | 0 | 4 | 1967 | 0 | 0 | E | [6 empty] | 0
3 |  | 7801 | 643 | CT1 | GT | 41850 | P | OP | 5 | 1971 | FO2 |  |  | FO2 |  |  | 14000 | 35300 | 43600 | 0 | RT | 12 | 2001 | 0 | 0 | 0 | 0 | [6 empty] | 0 | 0 | 0 | 5 | 1971 | 0 | 0 | E | [6 empty] | 0
3 |  | 7801 | 5053 | 1 | IC | 0 |  |  | 0 | 0 | [6 empty] | 0 | 0 | 0 | 0 | CN | 99 | 0 | 5 | 1986 | 5 | 1986 |  |  |  | PET |  |  | 0 | 0 | 0 | 0 | 0 | 0 | 0 | [7 empty] | 0
3 | A518 | 7801 | 5054 | 3 | ST | 0 |  |  | 0 | 0 | [6 empty] | 0 | 0 | 0 | 0 | CN | 99 | 0 | 88 | 1991 | 0 | 0 |  |  |  | COL |  |  | 0 | 0 | 0 | 0 | 0 | 0 | 0 | [7 empty] | 0
3 | A518 | 7801 | 6084 | 1 | ST | 0 |  |  | 0 | 0 | [6 empty] | 0 | 0 | 0 | 553000 | CN | 99 | 9999 | 5 | 1985 | 0 | 0 |  |  |  | COL |  |  | 0 | 0 | 0 | 0 | 0 | 0 | 0 | [7 empty] | 0
3 |  | 7801 | 7289 | 3 | GT | 0 |  |  | 0 | 0 | [6 empty] | 0 | 0 | 0 | 80000 | PL | 0 | 0 | 0 | 1998 | 0 | 1999 |  |  |  | NG |  |  | 80000 | 80000 | 0 | 0 | 0 | 65684 | 78861 | [7 empty] | 0
3 |  | 7801 | 7289 | 4 | GT | 0 |  |  | 0 | 0 | [6 empty] | 0 | 0 | 0 | 79000 | IP | 12 | 1991 | 0 | 2000 | 0 | 0 |  |  |  | NG |  |  | 79000 | 79000 | 0 | 0 | 0 | 64881 | 77896 | [7 empty] | 0
3 | A518 | 7806 | 288 | 1 | ST | 0 |  |  | 0 | 0 | [6 empty] | 0 | 0 | 0 | 340000 | CN | 99 | 9999 | 1 | 1988 | 1 | 1990 |  |  |  | COL |  |  | 0 | 0 | 0 | 0 | 0 | 0 | 0 | [7 empty] | 0
3 | A518 | 7806 | 288 | 2 | ST | 0 |  |  | 0 | 0 | [6 empty] | 0 | 0 | 0 | 340000 | CN | 99 | 9999 | 1 | 1988 | 1 | 1991 |  |  |  | COL |  |  | 0 | 0 | 0 | 0 | 0 | 0 | 0 | [7 empty] | 0
3 |  | 7806 | 1391 | 1 | ST | 15000 | B |  | 6 | 1930 | NG | FO2 |  | NG | FO2 |  | 0 | 5000 | 5000 | 15000 | RE | 4 | 1986 | 0 | 0 | 0 | 0 | [6 empty] | 0 | 0 | 0 | 5 | 1930 | 0 | 0 | E | [6 empty] | 0
3 |  | 7806 | 1391 | 2 | ST | 15000 | B |  | 6 | 1930 | NG |  |  | NG | FO2 |  | 0 | 5000 | 5000 | 0 | RE | 4 | 1986 | 0 | 0 | 0 | 0 | [6 empty] | 0 | 0 | 0 | 5 | 1930 | 0 | 0 | E | [6 empty] | 0
3 |  | 7806 | 1391 | 3 | ST | 15000 | B |  | 5 | 1930 | NG |  |  | NG | FO2 |  | 0 | 5000 | 5000 | 0 | RE | 4 | 1986 | 0 | 0 | 0 | 0 | [6 empty] | 0 | 0 | 0 | 4 | 1930 | 0 | 0 | E | [6 empty] | 0
3 |  | 7806 | 1391 | 4 | ST | 20000 | B |  | 12 | 1938 | NG |  |  | NG | FO2 |  | 0 | 18500 | 18500 | 0 | RE | 4 | 1989 | 0 | 0 | 0 | 0 | [6 empty] | 0 | 0 | 0 | 11 | 1938 | 0 | 0 | E | [6 empty] | 0
3 |  | 7806 | 1391 | 5 | ST | 20000 | B |  | 1 | 1939 | NG |  |  | NG | FO2 |  | 0 | 5000 | 5000 | 0 | RE | 4 | 1986 | 0 | 0 | 0 | 0 | [6 empty] | 0 | 0 | 0 | 12 | 1938 | 0 | 0 | E | [6 empty] | 0
3 |  | 7806 | 1391 | 6 | ST | 20000 | B |  | 8 | 1943 | NG |  |  | NG | FO2 |  | 0 | 18500 | 18500 | 0 | RE | 4 | 1989 | 0 | 0 | 0 | 0 | [6 empty] | 0 | 0 | 0 | 7 | 1943 | 0 | 0 | E | [6 empty] | 0
3 |  | 7806 | 1391 | 1A | ST | 23000 | B | OP | 10 | 1951 | NG |  |  | NG | FO2 |  | 0 | 18500 | 18500 | 0 |  | 0 | 0 | 0 | 0 | 0 | 0 | [6 empty] | 0 | 0 | 0 | 9 | 1951 | 0 | 0 | E |  |  |  | Y | Steam is produced in conjunction with electricity at this station. |  | 0
3 |  | 7806 | 1391 | 2A | ST | 62500 | B | OP | 12 | 1954 | NG |  |  | NG | FO2 |  | 0 | 51000 | 51000 | 0 |  | 0 | 0 | 0 | 0 | 0 | 0 | [6 empty] | 0 | 0 | 0 | 11 | 1954 | 0 | 0 | E | [6 empty] | 0
3 |  | 7806 | 1391 | 3A | ST | 62500 | B | OP | 9 | 1954 | NG |  |  | NG | FO2 |  | 0 | 51000 | 51000 | 0 |  | 0 | 0 | 0 | 0 | 0 | 0 | [6 empty] | 0 | 0 | 0 | 8 | 1954 | 0 | 0 | E | [6 empty] | 0
3 |  | 7806 | 1391 | 4A | GT | 129100 | B | OP | 9 | 1982 | NG |  |  | NG | FO2 |  | 0 | 90000 | 90000 | 0 |  | 0 | 0 | 0 | 0 | 0 | 0 | [6 empty] | 0 | 0 | 0 | 3 | 1982 | 0 | 0 | [7 empty] | 0
3 |  | 7806 | 1392 | 7 | ST | 50000 | P | SC | 1 | 1950 | NG |  |  | NG |  |  | 0 | 40000 | 40000 | 0 |  | 0 | 0 | 0 | 0 | 0 | 0 | [6 empty] | 0 | 0 | 0 | 12 | 1949 | 0 | 0 | E | [6 empty] | 0
3 |  | 7806 | 1392 | 8 | ST | 50000 | P | SC | 11 | 1950 | NG |  |  | NG |  |  | 0 | 40000 | 40000 | 0 |  | 0 | 0 | 0 | 0 | 0 | 0 | [6 empty] | 0 | 0 | 0 | 10 | 1950 | 0 | 0 | E | [6 empty] | 0
3 |  | 7806 | 1392 | 9 | ST | 75000 | P | SC | 5 | 1953 | NG |  |  | NG |  |  | 0 | 60000 | 60000 | 0 |  | 0 | 0 | 0 | 0 | 0 | 0 | [6 empty] | 0 | 0 | 0 | 4 | 1953 | 0 | 0 | E | [6 empty] | 0
3 |  | 7806 | 1393 | 1 | ST | 113600 | B | OP | 3 | 1959 | NG |  |  | NG | FO2 |  | 10402 | 100000 | 100000 | 0 |  | 0 | 0 | 0 | 0 | 0 | 0 | [6 empty] | 0 | 0 | 0 | 2 | 1959 | 0 | 0 | E | [6 empty] | 0
3 |  | 7806 | 1393 | 2 | ST | 113600 | B | OP | 6 | 1959 | NG |  |  | NG | FO2 |  | 10345 | 100000 | 100000 | 0 |  | 0 | 0 | 0 | 0 | 0 | 0 | [6 empty] | 0 | 0 | 0 | 5 | 1959 | 0 | 0 | E | [6 empty] | 0
3 |  | 7806 | 1393 | 3 | ST | 163200 | B | OP | 3 | 1960 | NG |  |  | NG | FO2 |  | 10161 | 146000 | 146000 | 0 |  | 0 | 0 | 0 | 0 | 0 | 0 | [6 empty] | 0 | 0 | 0 | 3 | 1960 | 0 | 0 | [7 empty] | 0
3 |  | 7806 | 1393 | 4 | ST | 591800 | B | OP | 7 | 1970 | NG |  |  | NG | FO6 |  | 9978 | 500000 | 500000 | 0 |  | 0 | 0 | 0 | 0 | 0 | 0 | [6 empty] | 0 | 0 | 0 | 5 | 1970 | 0 | 0 | E | [6 empty] | 0
3 |  | 7806 | 1393 | 5 | ST | 0 |  |  | 0 | 0 | [6 empty] | 0 | 0 | 0 | 615000 | IP | 9 | 1984 | 2 | 1978 | 0 | 0 | LO |  |  | SUB |  |  | 0 | 0 | 0 | 0 | 0 | 570201 | 581815 | [7 empty] | 0
3 |  | 7806 | 1393 | 6 | ST | 614600 | B | OP | 5 | 1982 | FO2 |  |  | SUB |  |  | 10073 | 550000 | 550000 | 0 |  | 0 | 0 | 0 | 0 | 0 | 0 | [6 empty] | 0 | 0 | 0 | 3 | 1982 | 0 | 0 | [7 empty] | 0
3 |  | 7806 | 1393 | 8 | CT | 0 |  |  | 0 | 0 | [6 empty] | 0 | 0 | 0 | 60000 | CN | 99 | 9999 | 3 | 1982 | 12 | 1981 |  |  |  | PET |  |  | 0 | 0 | 0 | 0 | 0 | 51000 | 55000 | [7 empty] | 0
3 |  | 7806 | 1394 | 1 | ST | 163200 | B | OP | 3 | 1960 | NG |  |  | NG | FO2 |  | 10039 | 156000 | 156000 | 0 |  | 0 | 0 | 0 | 0 | 0 | 0 | [6 empty] | 0 | 0 | 0 | 3 | 1960 | 0 | 0 | [7 empty] | 0
3 |  | 7806 | 1394 | 2 | ST | 239400 | B | OP | 1 | 1964 | NG |  |  | NG | FO2 |  | 10149 | 198000 | 198000 | 0 |  | 0 | 0 | 0 | 0 | 0 | 0 | [6 empty] | 0 | 0 | 0 | 1 | 1964 | 0 | 0 | [7 empty] | 0
3 |  | 7806 | 1394 | 3 | ST | 591800 | B | OP | 12 | 1968 | NG |  |  | NG | FO6 |  | 10332 | 500000 | 500000 | 0 |  | 0 | 0 | 0 | 0 | 0 | 0 | [6 empty] | 0 | 0 | 0 | 12 | 1968 | 0 | 0 | [7 empty] | 0
3 |  | 7806 | 1394 | 4 | ST | 591600 | B | OP | 7 | 1973 | NG |  |  | NG | FO6 |  | 9678 | 500000 | 500000 | 0 |  | 0 | 0 | 0 | 0 | 0 | 0 | [6 empty] | 0 | 0 | 0 | 4 | 1973 | 0 | 0 | E | [6 empty] | 0
3 |  | 7806 | 1394 | 5 | ST | 591800 | B | OP | 7 | 1976 | NG |  |  | NG | FO6 |  | 9969 | 550000 | 550000 | 0 |  | 0 | 0 | 0 | 0 | 0 | 0 | [6 empty] | 0 | 0 | 0 | 12 | 1975 | 0 | 0 | [7 empty] | 0
3 |  | 7806 | 3457 | 1 | ST | 271400 | B | OP | 12 | 1970 | NG |  |  | NG | FO2 |  | 9857 | 260000 | 260000 | 0 |  | 0 | 0 | 0 | 0 | 0 | 0 | [6 empty] | 0 | 0 | 0 | 11 | 1970 | 0 | 0 | [7 empty] | 0
3 |  | 7806 | 3457 | 2 | ST | 271400 | B | OP | 5 | 1971 | NG |  |  | NG | FO2 |  | 9938 | 260000 | 260000 | 0 |  | 0 | 0 | 0 | 0 | 0 | 0 | [6 empty] | 0 | 0 | 0 | 3 | 1971 | 0 | 0 | [7 empty] | 0
3 |  | 7806 | 3458 | 3 | ST | 27500 |  |  | 6 | 1938 |  |  |  | NG |  |  | 0 | 0 | 0 | 0 | RE | 12 | 1984 | 0 | 0 | 0 | 0 |  |  |  | NG |  |  | 0 | 0 | 0 | 0 | 1938 | 0 | 0 | E | [6 empty] | 0
3 |  | 7806 | 3458 | 4 | ST | 44000 | B | SC | 4 | 1949 | NG |  |  | NG |  |  | 0 | 40000 | 40000 | 0 |  | 0 | 0 | 0 | 0 | 0 | 0 | [6 empty] | 0 | 0 | 0 | 3 | 1949 | 0 | 0 | E | [6 empty] | 0
3 |  | 7806 | 3458 | 5 | ST | 69100 | B | SC | 3 | 1951 | NG |  |  | NG |  |  | 0 | 60000 | 60000 | 0 |  | 0 | 0 | 0 | 0 | 0 | 0 | [6 empty] | 0 | 0 | 0 | 2 | 1951 | 0 | 0 | E | [6 empty] | 0
3 |  | 7806 | 3458 | 6 | ST | 69100 | B | SC | 4 | 1952 | NG |  |  | NG |  |  | 0 | 60000 | 60000 | 0 |  | 0 | 0 | 0 | 0 | 0 | 0 | [6 empty] | 0 | 0 | 0 | 3 | 1952 | 0 | 0 | E | [6 empty] | 0
3 |  | 7806 | 3458 | 7 | ST | 114000 |  |  | 3 | 1956 |  |  |  | NG | FO2 |  | 0 | 0 | 0 | 0 | RE | 10 | 1983 | 0 | 0 | 0 | 0 | [6 empty] | 0 | 0 | 0 | 0 | 1956 | 0 | 0 | E | [6 empty] | 0
3 |  | 7806 | 3458 | 8 | ST | 113600 | B | SC | 2 | 1959 | NG |  |  | NG | FO2 |  | 0 | 105000 | 105000 | 0 |  | 0 | 0 | 0 | 0 | 0 | 0 | [6 empty] | 0 | 0 | 0 | 1 | 1959 | 0 | 0 | E | [6 empty] | 0
3 |  | 7806 | 3459 | 1 | ST | 239400 | B | OP | 3 | 1962 | NG |  |  | NG |  |  | 9777 | 230000 | 230000 | 0 |  | 0 | 0 | 0 | 0 | 0 | 0 | [6 empty] | 0 | 0 | 0 | 1 | 1962 | 0 | 0 | E | [6 empty] | 0
3 |  | 7806 | 3459 | 2 | ST | 239400 | B | OP | 12 | 1962 | NG |  |  | NG |  |  | 9771 | 230000 | 230000 | 0 |  | 0 | 0 | 0 | 0 | 0 | 0 | [6 empty] | 0 | 0 | 0 | 10 | 1962 | 0 | 0 | E | [6 empty] | 0
3 |  | 7806 | 3459 | 3 | ST | 473300 | B | OP | 12 | 1966 | NG |  |  | NG | FO2 |  | 9906 | 420000 | 420000 | 0 |  | 0 | 0 | 0 | 0 | 0 | 0 | [6 empty] | 0 | 0 | 0 | 12 | 1966 | 0 | 0 | [7 empty] | 0
3 |  | 7806 | 3459 | 4 | ST | 591600 | B | OP | 8 | 1974 | NG |  |  | NG |  |  | 9306 | 530000 | 530000 | 0 |  | 0 | 0 | 0 | 0 | 0 | 0 | [6 empty] | 0 | 0 | 0 | 5 | 1974 | 0 | 0 | E | [6 empty] | 0
3 |  | 7806 | 3459 | 5 | ST | 507384 | B | OP | 12 | 1979 | NG |  |  | NG | FO6 |  | 10263 | 480000 | 480000 | 0 |  | 0 | 0 | 0 | 0 | 0 | 0 | [6 empty] | 0 | 0 | 0 | 12 | 1979 | 0 | 0 | [7 empty] | 0
3 |  | 7806 | 6252 | 1 | NP | 0 |  |  | 0 | 0 | [6 empty] | 0 | 0 | 0 | 930000 | CN | 88 | 1978 | 9 | 1980 | 9 | 1989 |  |  |  | UR |  |  | 0 | 0 | 0 | 0 | 0 | 0 | 0 | [7 empty] | 0
3 |  | 7806 | 6252 | 2 | NP | 0 |  |  | 0 | 0 | [6 empty] | 0 | 0 | 0 | 930000 | CN | 1 | 1983 | 9 | 1982 | 9 | 1991 |  |  |  | UR |  |  | 0 | 0 | 0 | 0 | 0 | 0 | 0 | [7 empty] | 0
3 |  | 7806 | 6462 | 1 | NB | 1035990 | B | OP | 6 | 1986 |  |  |  | UR |  |  | 10630 | 936000 | 936000 | 0 |  | 0 | 0 | 0 | 0 | 0 | 0 | [6 empty] | 0 | 0 | 934000 | 11 | 1985 | 0 | 0 | [7 empty] | 0
3 |  | 7806 | 6462 | 2 | NB | 0 |  |  | 0 | 0 | [6 empty] | 0 | 0 | 0 | 1036000 | CN | 1 | 1984 | 10 | 1981 | 9 | 1981 |  |  |  | UR |  |  | 0 | 0 | 0 | 0 | 0 | 0 | 0 | [7 empty] | 0
3 |  | 7806 | 6595 | 1 | HC | 40500 | P | OP | 2 | 1969 | WAT |  |  | WAT |  |  | 0 | 40500 | 40500 | 0 |  | 0 | 0 | 0 | 0 | 0 | 0 | [6 empty] | 0 | 0 | 0 | 11 | 1968 | 0 | 0 | E | [6 empty] | 0
3 |  | 7806 | 6595 | 2 | HC | 40500 | P | OP | 2 | 1969 | WAT |  |  | WAT |  |  | 0 | 40500 | 40500 | 0 |  | 0 | 0 | 0 | 0 | 0 | 0 | [6 empty] | 0 | 0 | 0 | 11 | 1968 | 0 | 0 | E | [6 empty] | 0
3 |  | 7833 | 7174 | 1 | IC | 600 | C | OP | 0 | 1955 | FO2 |  |  | FO2 |  |  | 0 | 350 | 550 | 0 |  | 0 | 0 | 0 | 0 | 0 | 0 | [6 empty] | 0 | 0 | 0 | 0 | 1955 | 0 | 0 | [7 empty] | 0
3 |  | 7833 | 7174 | 2 | IC | 400 | C | OP | 0 | 1955 | FO2 |  |  | FO2 |  |  | 0 | 350 | 400 | 0 |  | 0 | 0 | 0 | 0 | 0 | 0 | [6 empty] | 0 | 0 | 0 | 0 | 1955 | 0 | 0 | [7 empty] | 0
3 |  | 7833 | 7174 | 3 | IC | 285 | C | SB | 0 | 1955 | FO2 |  |  | FO2 |  |  | 0 | 200 | 200 | 0 |  | 0 | 0 | 0 | 0 | 0 | 0 | [6 empty] | 0 | 0 | 0 | 0 | 1955 | 0 | 0 | [7 empty] | 0
3 |  | 7833 | 7174 | 4 | IC | 560 | C | OP | 0 | 1955 | FO2 |  |  | FO2 |  |  | 0 | 350 | 500 | 0 |  | 0 | 0 | 0 | 0 | 0 | 0 | [6 empty] | 0 | 0 | 0 | 0 | 1955 | 0 | 0 | [7 empty] | 0
3 |  | 7908 | 1581 | 3 | ST | 5000 |  | OS | 88 | 1942 | FO2 | FO6 | BIT | FO6 | BIT |  | 11000 | 5000 | 5000 | 0 |  | 0 | 0 | 0 | 0 | 0 | 0 | [6 empty] | 0 | 0 | 0 | 0 | 1942 | 0 | 0 | E | [6 empty] | 0
3 |  | 7908 | 1581 | 4 | ST | 5000 |  | OS | 88 | 1951 | FO2 | FO6 | BIT | FO6 | BIT |  | 11000 | 5000 | 5000 | 0 |  | 0 | 0 | 0 | 0 | 0 | 0 | [6 empty] | 0 | 0 | 0 | 0 | 1951 | 0 | 0 | E | [6 empty] | 0
3 |  | 7908 | 1581 | 5 | ST | 12500 |  | OS | 88 | 1958 | FO2 | FO6 |  | FO6 | BIT |  | 9822 | 12500 | 12500 | 0 |  | 0 | 0 | 0 | 0 | 0 | 0 | [6 empty] | 0 | 0 | 0 | 0 | 1958 | 0 | 0 | E | [6 empty] | 0
3 |  | 7908 | 1581 | 6 | ST | 12500 |  | OS | 88 | 1960 | FO2 | FO6 |  | FO6 | BIT |  | 9822 | 12500 | 12500 | 0 |  | 0 | 0 | 0 | 0 | 0 | 0 | [6 empty] | 0 | 0 | 0 | 0 | 1960 | 0 | 0 | E | [6 empty] | 0
3 |  | 7908 | 1581 | IC4 | IC | 1000 | P | OS | 88 | 1976 | FO2 |  |  | FO2 |  |  | 0 | 1000 | 1000 | 0 |  | 0 | 0 | 0 | 0 | 0 | 0 | [6 empty] | 0 | 0 | 0 | 0 | 1976 | 0 | 0 | E | [6 empty] | 0
3 |  | 7913 | 69 | 1 | IC | 150 | C |  | 11 | 1960 | FO2 |  |  | FO2 |  |  | 0 | 150 | 150 | 0 | RE | 8 | 1986 | 0 | 0 | 0 | 0 | [6 empty] | 0 | 0 | 0 | 10 | 1960 | 0 | 0 | [7 empty] | 0
3 |  | 7913 | 69 | 2 | IC | 200 |  |  | 99 | 1960 |  |  |  | FO2 |  |  | 0 | 0 | 0 | 0 | RE | 0 | 0 | 0 | 0 | 0 | 0 | [6 empty] | 0 | 0 | 0 | 0 | 1960 | 0 | 0 | E | [6 empty] | 0
3 |  | 7913 | 69 | 3 | IC | 200 |  |  | 88 | 1956 |  |  |  | FO2 |  |  | 0 | 0 | 0 | 0 | RE | 10 | 1980 | 0 | 0 | 0 | 0 | [6 empty] | 0 | 0 | 0 | 0 | 1956 | 0 | 0 | E | [6 empty] | 0
3 |  | 7913 | 69 | 4 | IC | 300 | C |  | 11 | 1962 | FO2 |  |  | FO2 |  |  | 0 | 300 | 300 | 0 | RE | 8 | 1986 | 0 | 0 | 0 | 0 | [6 empty] | 0 | 0 | 0 | 10 | 1962 | 0 | 0 | [7 empty] | 0
3 |  | 7913 | 69 | 5 | IC | 600 | C | OP | 6 | 1968 | FO2 |  |  | FO2 |  |  | 0 | 600 | 600 | 0 |  | 0 | 0 | 0 | 0 | 0 | 0 | [6 empty] | 0 | 0 | 0 | 5 | 1968 | 0 | 0 | E | [6 empty] | 0
3 |  | 7913 | 69 | 6 | IC | 800 | C |  | 3 | 1969 | FO2 |  |  | FO2 |  |  | 0 | 800 | 800 | 0 | RE | 12 | 1990 | 0 | 0 | 0 | 0 | [6 empty] | 0 | 0 | 0 | 2 | 1969 | 0 | 0 | E | [6 empty] | 0
3 |  | 7913 | 69 | 7 | IC | 2100 | C | OP | 11 | 1973 | FO2 |  |  | FO2 |  |  | 0 | 2100 | 2100 | 0 |  | 0 | 0 | 0 | 0 | 0 | 0 | [6 empty] | 0 | 0 | 0 | 10 | 1973 | 0 | 0 | E | [6 empty] | 0
3 |  | 7913 | 69 | 9 | IC | 1135 | C | OP | 12 | 1989 | FO2 |  |  | FO2 |  |  | 0 | 1135 | 1135 | 0 |  | 0 | 0 | 0 | 0 | 0 | 0 | [6 empty] | 0 | 0 | 0 | 12 | 1989 | 0 | 0 | [7 empty] | 0
3 |  | 7913 | 69 | 10 | IC | 1135 | C | OP | 5 | 1991 | FO2 |  |  | FO2 |  |  | 0 | 1135 | 1135 | 0 |  | 0 | 0 | 0 | 0 | 0 | 0 | [6 empty] | 0 | 0 | 0 | 4 | 1991 | 0 | 0 | [7 empty] | 0
3 |  | 7913 | 69 | IC8 | IC | 800 | C | OP | 10 | 1985 | FO2 |  |  | FO2 |  |  | 0 | 800 | 800 | 0 |  | 0 | 0 | 4 | 1986 | 4 | 1986 | [6 empty] | 0 | 0 | 0 | 9 | 1985 | 0 | 0 | E | [6 empty] | 0
3 |  | 7958 | 6577 | 1 | IC | 200 |  |  | 99 | 1930 |  |  |  | FO2 |  |  | 0 | 0 | 0 | 0 | RE | 99 | 1979 | 0 | 0 | 0 | 0 | [6 empty] | 0 | 0 | 0 | 0 | 1930 | 0 | 0 | E | [6 empty] | 0
3 |  | 7958 | 6577 | 2 | IC | 200 |  |  | 99 | 1930 |  |  |  | FO2 |  |  | 0 | 0 | 0 | 0 | RE | 99 | 1979 | 0 | 0 | 0 | 0 | [6 empty] | 0 | 0 | 0 | 0 | 1930 | 0 | 0 | E | [6 empty] | 0
3 |  | 7958 | 6577 | 3 | IC | 300 |  |  | 99 | 1935 |  |  |  | FO2 |  |  | 0 | 0 | 0 | 0 | RE | 99 | 1979 | 0 | 0 | 0 | 0 | [6 empty] | 0 | 0 | 0 | 0 | 1935 | 0 | 0 | E | [6 empty] | 0
3 |  | 7958 | 6577 | 4 | IC | 500 |  |  | 99 | 1947 |  |  |  | FO2 |  |  | 0 | 0 | 0 | 0 | RE | 99 | 1979 | 0 | 0 | 0 | 0 | [6 empty] | 0 | 0 | 0 | 0 | 1947 | 0 | 0 | E | [6 empty] | 0
3 |  | 7969 | 8105 | 1 | IC | 600 | C | SB | 1 | 1955 | FO2 |  |  | FO2 |  |  | 0 | 600 | 600 | 0 |  | 0 | 0 | 0 | 0 | 0 | 0 | [6 empty] | 0 | 0 | 0 | 12 | 1954 | 0 | 0 | E | [6 empty] | 0
3 |  | 7969 | 8105 | 2 | IC | 300 | C | SB | 1 | 1940 | FO2 |  |  | FO2 |  |  | 0 | 300 | 300 | 0 |  | 0 | 0 | 0 | 0 | 0 | 0 | [6 empty] | 0 | 0 | 0 | 12 | 1939 | 0 | 0 | E | [6 empty] | 0
3 |  | 7969 | 8105 | 3 | IC | 200 | C | SB | 1 | 1947 | FO2 |  |  | FO2 |  |  | 0 | 175 | 200 | 0 |  | 0 | 0 | 0 | 0 | 0 | 0 | [6 empty] | 0 | 0 | 0 | 12 | 1946 | 0 | 0 | E | [6 empty] | 0
3 |  | 7977 | 2917 | 1 | ST | 3000 |  |  | 99 | 1929 |  |  |  | BIT | FO2 |  | 0 | 0 | 0 | 0 | RE | 99 | 1975 | 0 | 0 | 0 | 0 | [6 empty] | 0 | 0 | 0 | 0 | 1929 | 0 | 0 | E | [6 empty] | 0
3 |  | 7977 | 2917 | 2 | ST | 3000 |  |  | 99 | 1929 |  |  |  | BIT | FO2 |  | 0 | 0 | 0 | 0 | RE | 99 | 1975 | 0 | 0 | 0 | 0 | [6 empty] | 0 | 0 | 0 | 0 | 1929 | 0 | 0 | E | [6 empty] | 0
3 |  | 7977 | 2917 | 3 | ST | 7500 |  |  | 6 | 1929 | WD |  |  | BIT | FO2 | NG | 17000 | 5400 | 5400 | 0 | RE | 1 | 1986 | 0 | 0 | 0 | 0 | [6 empty] | 0 | 0 | 0 | 5 | 1929 | 0 | 0 | E | [6 empty] | 0
3 |  | 7977 | 2917 | 4 | ST | 10000 |  |  | 6 | 1976 | WD |  |  | BIT | FO2 | NG | 16500 | 8000 | 8000 | 0 | RE | 1 | 1986 | 0 | 0 | 0 | 0 | [6 empty] | 0 | 0 | 0 | 3 | 1976 | 0 | 0 | E | [6 empty] | 0
3 |  | 7977 | 2917 | 5 | ST | 10000 |  | OS | 3 | 1954 | NG |  |  | BIT | FO2 | NG | 16250 | 9000 | 10000 | 0 |  | 0 | 0 | 0 | 0 | 0 | 0 | [6 empty] | 0 | 0 | 0 | 2 | 1954 | 0 | 0 | E | [6 empty] | 0
3 |  | 7977 | 2917 | 7 | ST | 25000 | C | OS | 5 | 1960 | NG | FO2 |  | NG | FO2 |  | 14155 | 17000 | 19000 | 0 |  | 0 | 0 | 0 | 0 | 0 | 0 | [6 empty] | 0 | 0 | 0 | 4 | 1960 | 0 | 0 | E | [6 empty] | 0
3 |  | 7977 | 2917 | 8 | ST | 25000 | C | OP | 6 | 1965 | FO2 |  |  | BIT |  |  | 13500 | 23000 | 25000 | 0 |  | 0 | 0 | 0 | 0 | 0 | 0 | [6 empty] | 0 | 0 | 0 | 4 | 1965 | 0 | 0 | E | [6 empty] | 0
3 |  | 7977 | 2917 | 9 | ST | 50600 | C | OP | 10 | 1975 | NG |  |  | BIT | NG |  | 12345 | 49000 | 52000 | 0 |  | 0 | 0 | 0 | 0 | 0 | 0 | [6 empty] | 0 | 0 | 0 | 7 | 1975 | 0 | 0 | E | [6 empty] | 0
3 |  | 7977 | 2917 | GT1 | GT | 11200 | P | OP | 7 | 1964 | NG | FO2 |  | NG | FO2 |  | 18750 | 10000 | 10000 | 0 |  | 0 | 0 | 0 | 0 | 0 | 0 | [6 empty] | 0 | 0 | 0 | 6 | 1964 | 0 | 0 | E | [6 empty] | 0
3 |  | 7977 | 2917 | GT2 | GT | 16300 | P | OP | 6 | 1971 | NG | FO2 |  | NG | FO2 |  | 18500 | 14000 | 16000 | 0 |  | 0 | 0 | 0 | 0 | 0 | 0 | [6 empty] | 0 | 0 | 0 | 5 | 1971 | 0 | 0 | E | [6 empty] | 0
3 |  | 7977 | 4258 | 1 | HC | 23400 | B | OP | 12 | 1982 | WAT |  |  | WAT |  |  | 0 | 23400 | 23400 | 0 |  | 0 | 0 | 0 | 0 | 0 | 0 | [6 empty] | 0 | 0 | 0 | 9 | 1982 | 0 | 0 | E | [6 empty] | 0
3 |  | 7977 | 4258 | 2 | HC | 23400 | B | OP | 12 | 1982 | WAT |  |  | WAT |  |  | 0 | 23400 | 23400 | 0 |  | 0 | 0 | 0 | 0 | 0 | 0 | [6 empty] | 0 | 0 | 0 | 9 | 1982 | 0 | 0 | E | [6 empty] | 0
3 |  | 7977 | 4258 | 3 | HC | 23400 | B | OP | 12 | 1982 | WAT |  |  | WAT |  |  | 0 | 23400 | 23400 | 0 |  | 0 | 0 | 0 | 0 | 0 | 0 | [6 empty] | 0 | 0 | 0 | 9 | 1982 | 0 | 0 | E | [6 empty] | 0
3 |  | 7977 | 7807 | 1 | HC | 750 |  | OS | 99 | 1919 |  |  |  | WAT |  |  | 0 | 750 | 750 | 0 |  | 0 | 0 | 0 | 0 | 0 | 0 | [6 empty] | 0 | 0 | 0 | 0 | 1919 | 0 | 0 | E | [6 empty] | 0
3 |  | 7977 | 7807 | 2 | HC | 750 |  | OS | 99 | 1919 |  |  |  | WAT |  |  | 0 | 750 | 750 | 0 |  | 0 | 0 | 0 | 0 | 0 | 0 | [6 empty] | 0 | 0 | 0 | 0 | 1919 | 0 | 0 | E | [6 empty] | 0
3 |  | 7977 | 7807 | 3 | HC | 0 |  |  | 0 | 0 | [6 empty] | 0 | 0 | 0 | 875 | PL | 0 | 0 | 5 | 1994 | 5 | 1994 |  |  |  | WAT |  |  | 875 | 875 | 0 | 0 | 0 | 828 | 820 | [7 empty] | 0
3 |  | 7977 | 7807 | 4 | HC | 0 |  |  | 0 | 0 | [6 empty] | 0 | 0 | 0 | 875 | PL | 0 | 0 | 5 | 1994 | 5 | 1994 |  |  |  | WAT |  |  | 875 | 875 | 0 | 0 | 0 | 828 | 820 | [7 empty] | 0
3 |  | 8055 | 2129 | 1 | ST | 8000 |  |  | 99 | 1936 |  |  |  | BIT |  |  | 0 | 0 | 0 | 0 | RE | 0 | 0 | 0 | 0 | 0 | 0 | [6 empty] | 0 | 0 | 0 | 0 | 1936 | 0 | 0 | E | [6 empty] | 0
3 |  | 8055 | 2129 | 2 | ST | 10000 |  |  | 99 | 1951 |  |  |  | BIT |  |  | 0 | 0 | 0 | 0 | RE | 0 | 0 | 0 | 0 | 0 | 0 | [6 empty] | 0 | 0 | 0 | 0 | 1951 | 0 | 0 | E | [6 empty] | 0
3 |  | 8055 | 2129 | 3 | ST | 17000 |  |  | 99 | 1937 |  |  |  | BIT |  |  | 0 | 0 | 0 | 0 | RE | 0 | 0 | 0 | 0 | 0 | 0 | [6 empty] | 0 | 0 | 0 | 0 | 1937 | 0 | 0 | E | [6 empty] | 0
3 |  | 8104 | 6476 | 1 | IC | 600 | P | OP | 88 | 1948 | FO2 |  |  | FO2 |  |  | 0 | 500 | 600 | 0 |  | 0 | 0 | 0 | 0 | 0 | 0 | [6 empty] | 0 | 0 | 0 | 0 | 1948 | 0 | 0 | E | [6 empty] | 0
3 |  | 8104 | 6477 | 1 | HC | 1000 | C | OP | 88 | 1961 | WAT |  |  | WAT |  |  | 0 | 800 | 800 | 0 |  | 0 | 0 | 0 | 0 | 0 | 0 | [6 empty] | 0 | 0 | 0 | 0 | 1961 | 0 | 0 | E | [6 empty] | 0
3 |  | 8122 | 1146 | 1 | IC | 1500 | P |  | 7 | 1946 | FO2 |  |  | FO2 |  |  | 10200 | 1125 | 1125 | 0 | RE | 5 | 1988 | 0 | 0 | 0 | 0 | [6 empty] | 0 | 0 | 0 | 6 | 1946 | 0 | 0 | E | [6 empty] | 0
3 |  | 8122 | 1146 | 2 | IC | 346 | P |  | 3 | 1929 | FO2 |  |  | FO2 |  |  | 14600 | 259 | 259 | 0 | RE | 5 | 1988 | 0 | 0 | 0 | 0 | [6 empty] | 0 | 0 | 0 | 2 | 1929 | 0 | 0 | E | [6 empty] | 0
3 |  | 8122 | 1146 | 3 | IC | 430 | P |  | 11 | 1929 | FO2 |  |  | FO2 |  |  | 14000 | 323 | 323 | 0 | RE | 5 | 1988 | 0 | 0 | 0 | 0 | [6 empty] | 0 | 0 | 0 | 10 | 1929 | 0 | 0 | E | [6 empty] | 0
3 |  | 8122 | 1146 | 4 | IC | 700 | P |  | 4 | 1936 | FO2 |  |  | FO2 |  |  | 13200 | 525 | 525 | 0 | RE | 5 | 1988 | 0 | 0 | 0 | 0 | [6 empty] | 0 | 0 | 0 | 3 | 1936 | 0 | 0 | E | [6 empty] | 0
3 |  | 8122 | 1146 | 5 | IC | 1420 | P |  | 5 | 1938 | FO2 |  |  | FO2 |  |  | 10100 | 1065 | 1065 | 0 | RE | 5 | 1988 | 0 | 0 | 0 | 0 | [6 empty] | 0 | 0 | 0 | 4 | 1938 | 0 | 0 | E | [6 empty] | 0
3 |  | 8122 | 1146 | 6 | IC | 2000 | P |  | 8 | 1949 | FO2 |  |  | FO2 |  |  | 10000 | 1300 | 1300 | 0 | RE | 5 | 1988 | 0 | 0 | 0 | 0 | [6 empty] | 0 | 0 | 0 | 7 | 1949 | 0 | 0 | E | [6 empty] | 0
3 |  | 8199 | 6578 | 1 | IC | 2500 |  |  | 99 | 1963 |  |  |  | FO2 | NG |  | 0 | 0 | 0 | 0 | RE | 12 | 1980 | 0 | 0 | 0 | 0 | [6 empty] | 0 | 0 | 0 | 0 | 1963 | 0 | 0 | E | [6 empty] | 0
3 |  | 8199 | 6578 | 2 | IC | 4000 |  |  | 99 | 1968 |  |  |  | FO2 | NG |  | 0 | 0 | 0 | 0 | RE | 12 | 1980 | 0 | 0 | 0 | 0 | [6 empty] | 0 | 0 | 0 | 0 | 1968 | 0 | 0 | E | [6 empty] | 0
3 |  | 8199 | 6578 | 3 | IC | 700 |  |  | 99 | 1947 |  |  |  | FO2 | NG |  | 0 | 0 | 0 | 0 | RE | 12 | 1980 | 0 | 0 | 0 | 0 | [6 empty] | 0 | 0 | 0 | 0 | 1947 | 0 | 0 | E | [6 empty] | 0
3 |  | 8199 | 6578 | 4 | IC | 800 |  |  | 99 | 1953 |  |  |  | FO2 | NG |  | 0 | 0 | 0 | 0 | RE | 12 | 1980 | 0 | 0 | 0 | 0 | [6 empty] | 0 | 0 | 0 | 0 | 1953 | 0 | 0 | E | [6 empty] | 0
3 |  | 8199 | 6578 | 5 | IC | 1200 |  |  | 99 | 1956 |  |  |  | FO2 | NG |  | 0 | 0 | 0 | 0 | RE | 12 | 1980 | 0 | 0 | 0 | 0 | [6 empty] | 0 | 0 | 0 | 0 | 1956 | 0 | 0 | E | [6 empty] | 0
3 |  | 8199 | 6578 | 6 | IC | 6000 |  |  | 99 | 1974 |  |  |  | FO2 | NG |  | 0 | 0 | 0 | 0 | RE | 12 | 1980 | 0 | 0 | 0 | 0 | [6 empty] | 0 | 0 | 0 | 0 | 1974 | 0 | 0 | E | [6 empty] | 0
3 |  | 8205 | 1827 | 1 | IC | 400 |  |  | 88 | 1932 |  |  |  | FO2 |  |  | 0 | 372 | 372 | 0 | RE | 3 | 1985 | 0 | 0 | 0 | 0 | [6 empty] | 0 | 0 | 0 | 0 | 1932 | 0 | 0 | E | [6 empty] | 0
3 |  | 8205 | 1827 | 2 | IC | 600 | P | OP | 88 | 1938 | FO4 |  |  | FO2 |  |  | 0 | 564 | 564 | 0 |  | 0 | 0 | 0 | 0 | 0 | 0 | [6 empty] | 0 | 0 | 0 | 0 | 1938 | 0 | 0 | E | [6 empty] | 0
3 |  | 8205 | 1827 | 3 | IC | 1000 |  |  | 99 | 1948 |  |  |  | FO2 |  |  | 0 | 0 | 0 | 0 | RE | 99 | 1981 | 0 | 0 | 0 | 0 | [6 empty] | 0 | 0 | 0 | 0 | 1948 | 0 | 0 | E | [6 empty] | 0
3 |  | 8205 | 1827 | 4 | IC | 1700 | P | OP | 3 | 1964 | FO4 |  |  | NG | FO2 |  | 0 | 1686 | 1686 | 0 |  | 0 | 0 | 0 | 0 | 0 | 0 | [6 empty] | 0 | 0 | 0 | 2 | 1964 | 0 | 0 | E | [6 empty] | 0
3 |  | 8205 | 1827 | IC1 | IC | 1136 | C | OP | 3 | 1985 | FO4 |  |  | FO2 | NG |  | 0 | 1136 | 1136 | 0 |  | 0 | 0 | 0 | 0 | 0 | 0 | [6 empty] | 0 | 0 | 0 | 2 | 1985 | 0 | 0 | E | [6 empty] | 0
3 |  | 8205 | 1827 | IC3 | IC | 1360 | C | OP | 4 | 1985 | FO4 |  |  | FO2 | NG |  | 0 | 1360 | 1360 | 0 |  | 0 | 0 | 0 | 0 | 0 | 0 | [6 empty] | 0 | 0 | 0 | 3 | 1985 | 0 | 0 | E | [6 empty] | 0
3 |  | 8205 | 1828 | 1 | HC | 160 | C | OP | 11 | 1926 |  |  |  | WAT |  |  | 0 | 160 | 160 | 0 |  | 0 | 0 | 0 | 0 | 0 | 0 | [6 empty] | 0 | 0 | 0 | 8 | 1926 | 0 | 0 | E | [6 empty] | 0
3 |  | 8205 | 1828 | 2 | HC | 160 | C | OP | 11 | 1926 |  |  |  | WAT |  |  | 0 | 160 | 160 | 0 |  | 0 | 0 | 0 | 0 | 0 | 0 | [6 empty] | 0 | 0 | 0 | 8 | 1926 | 0 | 0 | E | [6 empty] | 0
3 |  | 8214 | 1147 | 1 | IC | 1000 | B | SB | 8 | 1953 | FO2 |  |  | FO2 |  |  | 0 | 1000 | 1000 | 0 |  | 0 | 0 | 0 | 0 | 0 | 0 | [6 empty] | 0 | 0 | 0 | 7 | 1953 | 0 | 0 | E | [6 empty] | 0
3 |  | 8214 | 1147 | 2 | IC | 700 | B | SB | 88 | 1947 | FO2 |  |  | FO2 |  |  | 0 | 700 | 700 | 0 |  | 0 | 0 | 0 | 0 | 0 | 0 | [6 empty] | 0 | 0 | 0 | 0 | 1947 | 0 | 0 | E | [6 empty] | 0
3 |  | 8214 | 1147 | 3 | IC | 400 |  |  | 88 | 1939 |  |  |  | FO2 |  |  | 0 | 0 | 0 | 0 | RE | 1 | 1983 | 0 | 0 | 0 | 0 | [6 empty] | 0 | 0 | 0 | 0 | 1939 | 0 | 0 | E | [6 empty] | 0
3 |  | 8214 | 1147 | 4 | IC | 100 |  |  | 88 | 1936 |  |  |  | FO2 | NG |  | 0 | 0 | 0 | 0 | RE | 1 | 1983 | 0 | 0 | 0 | 0 | [6 empty] | 0 | 0 | 0 | 0 | 1936 | 0 | 0 | E | [6 empty] | 0
3 |  | 8214 | 1147 | 5 | IC | 100 |  |  | 88 | 1926 |  |  |  | FO2 | NG |  | 0 | 0 | 0 | 0 | RE | 1 | 1983 | 0 | 0 | 0 | 0 | [6 empty] | 0 | 0 | 0 | 0 | 1926 | 0 | 0 | E | [6 empty] | 0
3 |  | 8245 | 60 | 1 | ST | 76300 | B | OP | 7 | 1981 | FO2 |  |  | SUB |  |  | 11300 | 72000 | 72000 | 0 |  | 0 | 0 | 0 | 0 | 0 | 0 | [6 empty] | 0 | 0 | 0 | 3 | 1981 | 0 | 0 | E | [6 empty] | 0
3 |  | 8245 | 2243 | 1 | GT | 22000 | P | SB | 6 | 1972 | FO2 |  |  | FO2 |  |  | 13260 | 18000 | 25000 | 0 |  | 0 | 0 | 0 | 0 | 0 | 0 | [6 empty] | 0 | 0 | 0 | 5 | 1972 | 0 | 0 | E | [6 empty] | 0
3 |  | 8245 | 2244 | 2 | ST | 6000 |  |  | 1 | 1949 |  |  |  | NG | FO6 |  | 0 | 0 | 0 | 0 | RE | 7 | 1981 | 0 | 0 | 0 | 0 | [6 empty] | 0 | 0 | 0 | 0 | 1949 | 0 | 0 | E | [6 empty] | 0
3 |  | 8245 | 2244 | 3 | ST | 6000 |  |  | 8 | 1951 |  |  |  | NG | FO6 |  | 0 | 0 | 0 | 0 | RE | 7 | 1981 | 0 | 0 | 0 | 0 | [6 empty] | 0 | 0 | 0 | 0 | 1951 | 0 | 0 | E | [6 empty] | 0
3 |  | 8245 | 2244 | 4 | ST | 17000 | P | SB | 12 | 1957 | NG | FO6 |  | NG | FO6 |  | 12200 | 13000 | 13000 | 0 |  | 0 | 0 | 0 | 0 | 0 | 0 | [6 empty] | 0 | 0 | 0 | 11 | 1957 | 0 | 0 | E | [6 empty] | 0
3 |  | 8245 | 2244 | 5 | ST | 22000 | P | SB | 10 | 1967 | NG | FO6 |  | NG | FO6 |  | 12100 | 20000 | 20000 | 0 |  | 0 | 0 | 0 | 0 | 0 | 0 | [6 empty] | 0 | 0 | 0 | 8 | 1967 | 0 | 0 | E | [6 empty] | 0
3 |  | 8287 | 768 | 8 | IC | 1000 | P | OP | 10 | 1954 | FO2 |  |  | FO2 |  |  | 10560 | 800 | 800 | 0 |  | 0 | 0 | 0 | 0 | 0 | 0 | [6 empty] | 0 | 0 | 0 | 9 | 1954 | 0 | 0 | E | [6 empty] | 0
3 |  | 8287 | 768 | 9 | IC | 1000 | P | OP | 10 | 1954 | FO2 |  |  | FO2 |  |  | 10560 | 900 | 900 | 0 |  | 0 | 0 | 0 | 0 | 0 | 0 | [6 empty] | 0 | 0 | 0 | 9 | 1954 | 0 | 0 | E | [6 empty] | 0
3 |  | 8287 | 768 | 10 | IC | 1000 | P | OP | 10 | 1954 | FO2 |  |  | FO2 |  |  | 10560 | 1000 | 1000 | 0 |  | 0 | 0 | 0 | 0 | 0 | 0 | [6 empty] | 0 | 0 | 0 | 9 | 1954 | 0 | 0 | E | [6 empty] | 0
3 |  | 8287 | 768 | 12 | IC | 2500 | P | OP | 12 | 1970 | FO2 |  |  | FO2 |  |  | 10560 | 2750 | 2750 | 0 |  | 0 | 0 | 0 | 0 | 0 | 0 | [6 empty] | 0 | 0 | 0 | 11 | 1970 | 0 | 0 | E | [6 empty] | 0
3 |  | 8287 | 768 | 13 | IC | 2500 | P | OP | 5 | 1972 | FO2 |  |  | FO2 |  |  | 10560 | 2750 | 2750 | 0 |  | 0 | 0 | 0 | 0 | 0 | 0 | [6 empty] | 0 | 0 | 0 | 4 | 1972 | 0 | 0 | E | [6 empty] | 0
3 |  | 8287 | 768 | 14 | IC | 2500 | P | OP | 5 | 1972 | FO2 |  |  | FO2 |  |  | 10560 | 2750 | 2750 | 0 |  | 0 | 0 | 0 | 0 | 0 | 0 | [6 empty] | 0 | 0 | 0 | 4 | 1972 | 0 | 0 | E | [6 empty] | 0
3 |  | 8287 | 769 | 1 | GT | 11700 | P | OP | 12 | 1962 | FO2 |  |  | FO2 |  |  | 16720 | 10600 | 10600 | 0 |  | 0 | 0 | 0 | 0 | 0 | 0 | [6 empty] | 0 | 0 | 0 | 11 | 1962 | 0 | 0 | E | [6 empty] | 0
3 |  | 8287 | 769 | 11 | IC | 2000 | P | OP | 9 | 1962 | FO2 |  |  | FO2 |  |  | 10560 | 2000 | 2000 | 0 |  | 0 | 0 | 0 | 0 | 0 | 0 | [6 empty] | 0 | 0 | 0 | 8 | 1962 | 0 | 0 | E | [6 empty] | 0
3 |  | 8287 | 769 | 15 | IC | 2500 | P | OP | 8 | 1972 | FO2 |  |  | FO2 |  |  | 10560 | 2750 | 2750 | 0 |  | 0 | 0 | 0 | 0 | 0 | 0 | [6 empty] | 0 | 0 | 0 | 7 | 1972 | 0 | 0 | E | [6 empty] | 0
3 |  | 8287 | 769 | 16 | IC | 2500 | P | OP | 8 | 1972 | FO2 |  |  | FO2 |  |  | 10560 | 2750 | 2750 | 0 |  | 0 | 0 | 0 | 0 | 0 | 0 | [6 empty] | 0 | 0 | 0 | 7 | 1972 | 0 | 0 | E | [6 empty] | 0
3 |  | 8287 | 769 | 17 | IC | 2500 | P | OP | 12 | 1973 | FO2 |  |  | FO2 |  |  | 10560 | 2750 | 2750 | 0 |  | 0 | 0 | 0 | 0 | 0 | 0 | [6 empty] | 0 | 0 | 0 | 11 | 1973 | 0 | 0 | E | [6 empty] | 0
3 |  | 8287 | 771 | 1 | HC | 750 |  | OP | 12 | 1918 |  |  |  | WAT |  |  | 0 | 750 | 750 | 0 |  | 0 | 0 | 0 | 0 | 0 | 0 | [6 empty] | 0 | 0 | 0 | 9 | 1918 | 0 | 0 | E | [6 empty] | 0
3 |  | 8287 | 771 | 2 | HC | 1500 |  | OP | 9 | 1941 |  |  |  | WAT |  |  | 0 | 1500 | 1500 | 0 |  | 0 | 0 | 0 | 0 | 0 | 0 | [6 empty] | 0 | 0 | 0 | 6 | 1941 | 0 | 0 | E | [6 empty] | 0
3 |  | 8287 | 771 | 5 | IC | 1000 |  |  | 12 | 1951 |  |  |  | FO2 |  |  | 0 | 0 | 0 | 1000 | RE | 4 | 1984 | 0 | 0 | 0 | 0 | [6 empty] | 0 | 0 | 0 | 0 | 1951 | 0 | 0 | E | [6 empty] | 0
3 |  | 8287 | 771 | 6 | IC | 1000 |  |  | 12 | 1951 |  |  |  | FO2 |  |  | 0 | 0 | 0 | 1000 | RE | 4 | 1984 | 0 | 0 | 0 | 0 | [6 empty] | 0 | 0 | 0 | 0 | 1951 | 0 | 0 | E | [6 empty] | 0
3 |  | 8287 | 771 | 7 | IC | 1000 |  |  | 12 | 1951 |  |  |  | FO2 |  |  | 0 | 0 | 0 | 1000 | RE | 4 | 1984 | 0 | 0 | 0 | 0 | [6 empty] | 0 | 0 | 0 | 0 | 1951 | 0 | 0 | E | [6 empty] | 0
3 |  | 8287 | 772 | 5 | ST | 14100 | B | OP | 12 | 1965 | FO2 | LPG |  | FO6 |  |  | 12420 | 14100 | 14100 | 0 |  | 0 | 0 | 0 | 0 | 0 | 0 | [6 empty] | 0 | 0 | 0 | 10 | 1965 | 0 | 0 | E | [6 empty] | 0
3 |  | 8287 | 772 | 6 | ST | 23000 | B | OP | 12 | 1974 | FO2 | LPG |  | FO6 |  |  | 11350 | 23000 | 23000 | 0 |  | 0 | 0 | 0 | 0 | 0 | 0 | [6 empty] | 0 | 0 | 0 | 9 | 1974 | 0 | 0 | E | [6 empty] | 0
3 |  | 8287 | 772 | 7 | ST | 0 |  |  | 0 | 0 | [6 empty] | 0 | 0 | 0 | 23000 | CN | 99 | 9999 | 2 | 1981 | 10 | 1982 |  |  |  | FO6 |  |  | 0 | 0 | 0 | 0 | 0 | 22000 | 23000 | [7 empty] | 0
3 |  | 8287 | 774 | 1 | HC | 750 |  | OP | 12 | 1921 |  |  |  | WAT |  |  | 0 | 750 | 750 | 0 |  | 0 | 0 | 0 | 0 | 0 | 0 | [6 empty] | 0 | 0 | 0 | 9 | 1921 | 0 | 0 | E | [6 empty] | 0
3 |  | 8287 | 774 | 2 | HC | 350 |  | OP | 12 | 1928 |  |  |  | WAT |  |  | 0 | 350 | 350 | 0 |  | 0 | 0 | 0 | 0 | 0 | 0 | [6 empty] | 0 | 0 | 0 | 9 | 1928 | 0 | 0 | E | [6 empty] | 0
3 |  | 8287 | 1015 | 1 | GE | 3000 |  |  | 10 | 1984 |  |  |  | GST |  |  | 0 | 2400 | 2400 | 0 | RE | 12 | 1989 | 0 | 0 | 0 | 0 | [6 empty] | 0 | 0 | 0 | 6 | 1984 | 0 | 0 | E | [6 empty] | 0
3 |  | 8287 | 6478 | 1 | ST | 3500 | C | OP | 12 | 1943 | FO6 |  |  | FO6 |  |  | 15820 | 3400 | 3400 | 0 |  | 0 | 0 | 0 | 0 | 0 | 0 | [6 empty] | 0 | 0 | 0 | 11 | 1943 | 0 | 0 | E | [6 empty] | 0
3 |  | 8287 | 6478 | 2 | ST | 4900 |  |  | 12 | 1951 |  |  |  | FO6 |  |  | 0 | 0 | 0 | 4925 | RE | 7 | 1984 | 0 | 0 | 0 | 0 | [6 empty] | 0 | 0 | 0 | 0 | 1951 | 0 | 0 | E | [6 empty] | 0
3 |  | 8287 | 6478 | 3 | ST | 7500 | C | OP | 12 | 1955 | FO6 |  |  | FO6 |  |  | 13920 | 7500 | 7500 | 0 |  | 0 | 0 | 0 | 0 | 0 | 0 | [6 empty] | 0 | 0 | 0 | 11 | 1955 | 0 | 0 | E | [6 empty] | 0
3 |  | 8287 | 6478 | 4 | ST | 7500 | C | OP | 7 | 1958 | FO6 |  |  | FO6 |  |  | 13970 | 7700 | 7700 | 0 |  | 0 | 0 | 0 | 0 | 0 | 0 | [6 empty] | 0 | 0 | 0 | 6 | 1958 | 0 | 0 | E | [6 empty] | 0
3 |  | 8287 | 7130 | 1 | ST | 15500 |  | OP | 8 | 1988 | FO2 |  |  | FO6 |  |  | 16420 | 14000 | 14000 | 0 |  | 0 | 0 | 0 | 0 | 0 | 0 | [6 empty] | 0 | 0 | 0 | 8 | 1988 | 0 | 0 | [7 empty] | 0
3 |  | 8287 | 7130 | 3 | GT | 0 |  |  | 0 | 0 | [6 empty] | 0 | 0 | 0 | 23645 | CO | 0 | 0 | 4 | 1992 | 7 | 1992 | AP |  |  | FO2 |  |  | 22596 | 22596 | 0 | 0 | 0 | 19931 | 23918 | [7 empty] | 0
3 |  | 8287 | 8083 | 2 | GT | 17650 |  | OP | 11 | 1989 | FO2 |  |  | FO2 |  |  | 11850 | 15900 | 15900 | 0 |  | 0 | 0 | 3 | 1989 | 0 | 0 | AP | [5 empty] | 0 | 0 | 0 | 11 | 1989 | 0 | 0 | [7 empty] | 0
3 |  | 8287 | 8083 | 18 | IC | 2500 | P | OP | 10 | 1974 | FO2 |  |  | FO2 |  |  | 10560 | 2750 | 2750 | 0 |  | 0 | 0 | 0 | 0 | 0 | 0 | [6 empty] | 0 | 0 | 0 | 9 | 1974 | 0 | 0 | E | [6 empty] | 0
3 |  | 8287 | 8083 | 19 | IC | 2500 | P | OP | 10 | 1974 | FO2 |  |  | FO2 |  |  | 10560 | 2750 | 2750 | 0 |  | 0 | 0 | 0 | 0 | 0 | 0 | [6 empty] | 0 | 0 | 0 | 9 | 1974 | 0 | 0 | E | [6 empty] | 0
3 |  | 8287 | 8083 | 20 | IC | 2500 | P | OP | 11 | 1984 | FO2 |  |  | FO2 |  |  | 10560 | 2750 | 2750 | 0 |  | 0 | 0 | 8 | 1984 | 11 | 1984 | [6 empty] | 0 | 0 | 0 | 10 | 1984 | 0 | 0 | E | [6 empty] | 0
3 |  | 8287 | 8083 | 21 | IC | 2500 | P | OP | 11 | 1984 | FO2 |  |  | FO2 |  |  | 10560 | 2750 | 2750 | 0 |  | 0 | 0 | 8 | 1985 | 0 | 0 | [6 empty] | 0 | 0 | 0 | 10 | 1984 | 0 | 0 | E | [6 empty] | 0
3 |  | 8287 | 8083 | 22 | IC | 2500 | P | OP | 11 | 1984 | FO2 |  |  | FO2 |  |  | 10560 | 2750 | 2750 | 0 |  | 0 | 0 | 7 | 1984 | 11 | 1984 | [6 empty] | 0 | 0 | 0 | 10 | 1984 | 0 | 0 | E | [6 empty] | 0
3 |  | 8287 | 8083 | 23 | IC | 2500 |  | OP | 3 | 1988 | FO2 |  |  | FO2 |  |  | 10560 | 2750 | 2750 | 0 |  | 0 | 0 | 12 | 1987 | 0 | 0 | AP | [5 empty] | 0 | 0 | 0 | 3 | 1988 | 0 | 0 | [7 empty] | 0
3 |  | 8288 | 1148 | 1 | IC | 1250 | C | SB | 88 | 1954 | FO2 |  |  | FO2 | NG |  | 9466 | 1000 | 1000 | 0 |  | 0 | 0 | 0 | 0 | 0 | 0 | [6 empty] | 0 | 0 | 0 | 0 | 1954 | 0 | 0 | E | [6 empty] | 0
3 |  | 8288 | 1148 | 2 | IC | 200 | C | SB | 88 | 1925 | FO2 |  |  | FO2 |  |  | 9466 | 160 | 160 | 0 |  | 0 | 0 | 0 | 0 | 0 | 0 | [6 empty] | 0 | 0 | 0 | 0 | 1925 | 0 | 0 | E | [6 empty] | 0
3 |  | 8288 | 1148 | 3 | IC | 520 | C | SB | 88 | 1928 | FO2 |  |  | FO2 |  |  | 9466 | 416 | 416 | 0 |  | 0 | 0 | 0 | 0 | 0 | 0 | [6 empty] | 0 | 0 | 0 | 0 | 1928 | 0 | 0 | E | [6 empty] | 0
3 |  | 8288 | 1148 | 4 | IC | 670 | C | SB | 88 | 1946 | FO2 |  |  | FO2 | NG |  | 9466 | 536 | 536 | 0 |  | 0 | 0 | 0 | 0 | 0 | 0 | [6 empty] | 0 | 0 | 0 | 0 | 1946 | 0 | 0 | E | [6 empty] | 0
3 |  | 8307 | 1978 | 1 | IC | 89 |  | SB | 88 | 1932 |  |  |  | FO2 |  |  | 0 | 89 | 89 | 0 |  | 0 | 0 | 0 | 0 | 0 | 0 | [6 empty] | 0 | 0 | 0 | 0 | 1932 | 0 | 0 | E | [6 empty] | 0
3 |  | 8307 | 1978 | 2 | IC | 675 |  | SB | 88 | 1957 |  |  |  | FO2 | NG |  | 0 | 675 | 675 | 0 |  | 0 | 0 | 0 | 0 | 0 | 0 | [6 empty] | 0 | 0 | 0 | 0 | 1957 | 0 | 0 | E | [6 empty] | 0
3 |  | 8307 | 1978 | 3 | IC | 97 |  | SB | 88 | 1938 |  |  |  | FO2 |  |  | 0 | 97 | 97 | 0 |  | 0 | 0 | 0 | 0 | 0 | 0 | [6 empty] | 0 | 0 | 0 | 0 | 1938 | 0 | 0 | E | [6 empty] | 0
3 |  | 8307 | 1978 | 4 | IC | 300 |  | SB | 88 | 1946 |  |  |  | FO2 |  |  | 0 | 300 | 300 | 0 |  | 0 | 0 | 0 | 0 | 0 | 0 | [6 empty] | 0 | 0 | 0 | 0 | 1946 | 0 | 0 | E | [6 empty] | 0
3 |  | 8307 | 1978 | 5 | IC | 300 |  | SB | 88 | 1949 |  |  |  | FO2 |  |  | 0 | 300 | 300 | 0 |  | 0 | 0 | 0 | 0 | 0 | 0 | [6 empty] | 0 | 0 | 0 | 0 | 1949 | 0 | 0 | E | [6 empty] | 0
3 |  | 8311 | 501 | 1 | IC | 250 | C | SB | 88 | 1944 | FO2 |  |  | FO2 |  |  | 0 | 250 | 250 | 0 |  | 0 | 0 | 0 | 0 | 0 | 0 | [6 empty] | 0 | 0 | 0 | 0 | 1944 | 0 | 0 | E | [6 empty] | 0
3 |  | 8311 | 501 | 2 | IC | 100 | C | SB | 88 | 1919 | FO2 |  |  | FO2 |  |  | 0 | 100 | 100 | 0 |  | 0 | 0 | 0 | 0 | 0 | 0 | [6 empty] | 0 | 0 | 0 | 0 | 1919 | 0 | 0 | E | [6 empty] | 0
3 |  | 8311 | 501 | 3 | IC | 270 |  | SB | 88 | 1947 | FO2 |  |  | FO2 |  |  | 0 | 270 | 270 | 0 |  | 0 | 0 | 0 | 0 | 0 | 0 | [6 empty] | 0 | 0 | 0 | 0 | 1947 | 0 | 0 | E | [6 empty] | 0
3 |  | 8359 | 3590 | 1 | IC | 2500 | P |  | 99 | 1967 | NG |  |  | NG | FO2 |  | 0 | 2500 | 2500 | 0 | RE | 12 | 1985 | 0 | 0 | 0 | 0 | [6 empty] | 0 | 0 | 0 | 0 | 1967 | 0 | 0 | [7 empty] | 0
3 |  | 8359 | 3590 | 2 | IC | 1200 | P |  | 99 | 1950 | NG |  |  | NG |  |  | 0 | 1200 | 1200 | 0 | RE | 12 | 1985 | 0 | 0 | 0 | 0 | [6 empty] | 0 | 0 | 0 | 0 | 1950 | 0 | 0 | E | [6 empty] | 0
3 |  | 8359 | 3590 | 3 | IC | 700 | P |  | 99 | 1956 | NG |  |  | NG |  |  | 0 | 700 | 700 | 0 | RE | 12 | 1985 | 0 | 0 | 0 | 0 | [6 empty] | 0 | 0 | 0 | 0 | 1956 | 0 | 0 | E | [6 empty] | 0
3 |  | 8359 | 3590 | 4 | IC | 1400 | P |  | 99 | 1969 | NG |  |  | NG |  |  | 0 | 1400 | 1400 | 0 | RE | 12 | 1985 | 0 | 0 | 0 | 0 | [6 empty] | 0 | 0 | 0 | 0 | 1969 | 0 | 0 | E | [6 empty] | 0
3 |  | 8359 | 3590 | 5 | IC | 2000 | P |  | 0 | 1946 | NG |  |  | NG |  |  | 0 | 2000 | 2000 | 0 | RE | 12 | 1985 | 0 | 0 | 0 | 0 | [6 empty] | 0 | 0 | 0 | 0 | 1946 | 0 | 0 | [7 empty] | 0
3 |  | 8359 | 3590 | 6 | IC | 700 | P |  | 0 | 1946 | NG |  |  | NG |  |  | 0 | 700 | 700 | 0 | RE | 12 | 1985 | 0 | 0 | 0 | 0 | [6 empty] | 0 | 0 | 0 | 0 | 1946 | 0 | 0 | [7 empty] | 0
3 |  | 8366 | 159 | 1 | HL | 1500 | B | OP | 5 | 1981 | WAT |  |  | WAT |  |  | 0 | 1200 | 300 | 0 |  | 0 | 0 | 0 | 0 | 0 | 0 | [6 empty] | 0 | 0 | 0 | 2 | 1981 | 0 | 0 | E | [6 empty] | 0
3 |  | 8366 | 3673 | 1 | HL | 800 | B | OP | 11 | 1949 | WAT |  |  | WAT |  |  | 0 | 800 | 300 | 0 |  | 0 | 0 | 0 | 0 | 0 | 0 | [6 empty] | 0 | 0 | 0 | 8 | 1949 | 0 | 0 | E | [6 empty] | 0
3 |  | 8366 | 7111 | NA1 | IC | 650 | P | OP | 12 | 1987 | NG |  |  | NG |  |  | 10000 | 650 | 650 | 0 |  | 0 | 0 | 0 | 0 | 0 | 0 | [6 empty] | 0 | 0 | 0 | 12 | 1987 | 0 | 0 | [7 empty] | 0
3 |  | 8366 | 7111 | NA2 | IC | 650 | P | OP | 12 | 1987 | NG |  |  | NG |  |  | 10000 | 650 | 650 | 0 |  | 0 | 0 | 0 | 0 | 0 | 0 | [6 empty] | 0 | 0 | 0 | 12 | 1987 | 0 | 0 | [7 empty] | 0
3 |  | 8366 | 7111 | NA3 | IC | 650 | P | OP | 12 | 1987 | NG |  |  | NG |  |  | 10000 | 650 | 650 | 0 |  | 0 | 0 | 0 | 0 | 0 | 0 | [6 empty] | 0 | 0 | 0 | 12 | 1987 | 0 | 0 | [7 empty] | 0
3 |  | 8366 | 7111 | NA4 | IC | 650 | P | OP | 12 | 1987 | NG |  |  | NG |  |  | 10000 | 650 | 650 | 0 |  | 0 | 0 | 0 | 0 | 0 | 0 | [6 empty] | 0 | 0 | 0 | 12 | 1987 | 0 | 0 | [7 empty] | 0
3 |  | 8366 | 7111 | NA5 | IC | 750 | P | OP | 12 | 1990 | NG |  |  | NG |  |  | 10000 | 750 | 750 | 0 |  | 0 | 0 | 0 | 0 | 0 | 0 | [6 empty] | 0 | 0 | 0 | 12 | 1990 | 0 | 0 | [7 empty] | 0
3 |  | 8366 | 7111 | NA6 | IC | 0 |  |  | 0 | 0 | [6 empty] | 0 | 0 | 0 | 750 | PL | 0 | 0 | 12 | 1997 | 12 | 1997 |  |  |  | NG |  |  | 750 | 750 | 0 | 0 | 0 | 684 | 771 | [7 empty] | 0
3 |  | 8366 | 7111 | NA7 | IC | 0 |  |  | 0 | 0 | [6 empty] | 0 | 0 | 0 | 1600 | PL | 0 | 0 | 12 | 1997 | 12 | 1997 |  |  |  | FO1 |  |  | 1600 | 1600 | 0 | 0 | 0 | 1470 | 1676 | [7 empty] | 0
3 |  | 8366 | 7111 | NA8 | IC | 1600 | P | OP | 12 | 1991 | FO1 |  |  | FO1 |  |  | 10000 | 1600 | 1600 | 0 |  | 0 | 0 | 0 | 0 | 0 | 0 | [6 empty] | 0 | 0 | 0 | 12 | 1991 | 0 | 0 | [7 empty] | 0
3 |  | 8379 | 3364 | 1 | IC | 1000 |  |  | 99 | 1947 |  |  |  | PET |  |  | 0 | 0 | 0 | 0 | RE | 99 | 1975 | 0 | 0 | 0 | 0 | [6 empty] | 0 | 0 | 0 | 0 | 1947 | 0 | 0 | E | [6 empty] | 0
3 |  | 8449 | 1372 | 1 | IC | 1230 | P | OP | 4 | 1948 | NG |  |  | NG | FO2 |  | 10000 | 1000 | 1000 | 0 |  | 0 | 0 | 0 | 0 | 0 | 0 | [6 empty] | 0 | 0 | 0 | 3 | 1948 | 0 | 0 | E | [6 empty] | 0
3 |  | 8449 | 1372 | 2 | IC | 1230 | P | OP | 4 | 1948 | FO2 |  |  | NG | FO2 |  | 10000 | 1000 | 1000 | 0 |  | 0 | 0 | 0 | 0 | 0 | 0 | [6 empty] | 0 | 0 | 0 | 3 | 1948 | 0 | 0 | E | [6 empty] | 0
3 |  | 8449 | 1372 | 3 | ST | 5000 |  |  | 5 | 1951 |  |  |  | BIT |  |  | 0 | 5000 | 5000 | 0 | RE | 1 | 1971 | 0 | 0 | 0 | 0 | [6 empty] | 0 | 0 | 0 | 4 | 1951 | 0 | 0 | E | [6 empty] | 0
3 |  | 8449 | 1372 | 4 | ST | 5000 |  |  | 9 | 1951 |  |  |  | BIT |  |  | 0 | 5000 | 5000 | 0 | RE | 1 | 1971 | 0 | 0 | 0 | 0 | [6 empty] | 0 | 0 | 0 | 8 | 1951 | 0 | 0 | E | [6 empty] | 0
3 |  | 8449 | 1372 | 5 | ST | 11500 | P | OP | 6 | 1956 | WD |  |  | BIT |  |  | 15000 | 10000 | 10000 | 0 |  | 0 | 0 | 0 | 0 | 0 | 0 | [6 empty] | 0 | 0 | 0 | 5 | 1956 | 0 | 0 | E | [6 empty] | 0
3 |  | 8449 | 1372 | 6 | ST | 32300 | P | OP | 4 | 1968 | WD |  |  | BIT |  |  | 15000 | 26000 | 26000 | 0 |  | 0 | 0 | 0 | 0 | 0 | 0 | [6 empty] | 0 | 0 | 0 | 2 | 1968 | 0 | 0 | E | [6 empty] | 0
3 |  | 8490 | 1283 | 1 | IC | 2100 | P | OP | 2 | 1968 | FO2 |  |  | NG | FO2 |  | 0 | 1600 | 1800 | 0 |  | 0 | 0 | 0 | 0 | 0 | 0 | [6 empty] | 0 | 0 | 0 | 1 | 1968 | 0 | 0 | E | [6 empty] | 0
3 |  | 8490 | 1283 | 2 | IC | 1400 | P | OP | 5 | 1962 | FO2 |  |  | NG | FO2 |  | 0 | 1000 | 1100 | 0 |  | 0 | 0 | 0 | 0 | 0 | 0 | [6 empty] | 0 | 0 | 0 | 4 | 1962 | 0 | 0 | E | [6 empty] | 0
3 |  | 8490 | 1283 | 3 | IC | 4300 | P | OP | 5 | 1973 | FO2 |  |  | NG | FO2 |  | 0 | 3100 | 3500 | 0 |  | 0 | 0 | 0 | 0 | 0 | 0 | [6 empty] | 0 | 0 | 0 | 4 | 1973 | 0 | 0 | E | [6 empty] | 0
3 |  | 8490 | 1283 | 4 | IC | 840 |  | SB | 10 | 1947 | FO2 |  |  | FO2 |  |  | 0 | 600 | 600 | 0 |  | 0 | 0 | 0 | 0 | 0 | 0 | [6 empty] | 0 | 0 | 0 | 9 | 1947 | 0 | 0 | E | [6 empty] | 0
3 |  | 8490 | 1283 | 5 | IC | 1100 | P | OP | 4 | 1951 | FO2 |  |  | NG | FO2 |  | 0 | 950 | 1000 | 0 |  | 0 | 0 | 0 | 0 | 0 | 0 | [6 empty] | 0 | 0 | 0 | 3 | 1951 | 0 | 0 | E | [6 empty] | 0
3 |  | 8497 | 1284 | 1 | IC | 300 |  | SB | 5 | 1950 | FO2 |  |  | FO2 |  |  | 0 | 300 | 300 | 0 |  | 0 | 0 | 0 | 0 | 0 | 0 | [6 empty] | 0 | 0 | 0 | 4 | 1950 | 0 | 0 | E | [6 empty] | 0
3 |  | 8543 | 1979 | 1 | ST | 5000 |  |  | 88 | 1941 |  |  |  | BIT | NG |  | 0 | 0 | 0 | 0 | RE | 5 | 1984 | 0 | 0 | 0 | 0 | [6 empty] | 0 | 0 | 0 | 0 | 1941 | 0 | 0 | E | [6 empty] | 0
3 |  | 8543 | 1979 | 2 | ST | 2500 |  |  | 99 | 1941 |  |  |  | BIT | NG |  | 0 | 0 | 0 | 0 | RE | 6 | 1983 | 0 | 0 | 0 | 0 | [6 empty] | 0 | 0 | 0 | 0 | 1941 | 0 | 0 | E | [6 empty] | 0
3 |  | 8543 | 1979 | 3 | ST | 10000 | B | OP | 88 | 1965 | NG |  |  | SUB | NG |  | 9906 | 10000 | 10000 | 0 |  | 0 | 0 | 0 | 0 | 0 | 0 | [6 empty] | 0 | 0 | 0 | 0 | 1965 | 0 | 0 | E | [6 empty] | 0
3 |  | 8543 | 1979 | 4 | ST | 1500 | P | SB | 88 | 1941 | NG |  |  | SUB | NG |  | 9906 | 1500 | 1500 | 0 | RT | 88 | 1995 | 0 | 0 | 0 | 0 | [6 empty] | 0 | 0 | 0 | 0 | 1941 | 0 | 0 | E | [6 empty] | 0
3 |  | 8543 | 1979 | 5 | ST | 19500 | B | OP | 8 | 1985 | NG |  |  | SUB | NG |  | 9906 | 19465 | 19465 | 0 |  | 0 | 0 | 1 | 1985 | 8 | 1985 | [6 empty] | 0 | 0 | 0 | 4 | 1985 | 0 | 0 | E | [6 empty] | 0
3 |  | 8543 | 1979 | 7 | ST | 2000 |  |  | 99 | 1930 |  |  |  | BIT | NG |  | 0 | 0 | 0 | 0 | RE | 0 | 0 | 0 | 0 | 0 | 0 | [6 empty] | 0 | 0 | 0 | 0 | 1930 | 0 | 0 | E | [6 empty] | 0
3 |  | 8543 | 1979 | R2 | ST | 3000 |  |  | 99 | 1936 |  |  |  | BIT | NG |  | 0 | 0 | 0 | 0 | RE | 0 | 0 | 0 | 0 | 0 | 0 | [6 empty] | 0 | 0 | 0 | 0 | 1936 | 0 | 0 | E | [6 empty] | 0
3 |  | 8567 | 2131 | 1 | IC | 800 |  | SB | 88 | 1945 | FO2 |  |  | FO2 |  |  | 11300 | 600 | 600 | 0 |  | 0 | 0 | 0 | 0 | 0 | 0 | [6 empty] | 0 | 0 | 0 | 0 | 1945 | 0 | 0 | E | [6 empty] | 0
3 |  | 8567 | 2131 | 2 | IC | 1700 |  | SB | 88 | 1947 | FO2 |  |  | FO2 |  |  | 12000 | 1000 | 1000 | 0 |  | 0 | 0 | 0 | 0 | 0 | 0 | [6 empty] | 0 | 0 | 0 | 0 | 1947 | 0 | 0 | E | [6 empty] | 0
3 |  | 8567 | 2131 | 3 | IC | 2400 |  | SB | 5 | 1981 | FO2 | NG |  | FO2 | NG |  | 9150 | 2400 | 2400 | 0 |  | 0 | 0 | 0 | 0 | 0 | 0 | [6 empty] | 0 | 0 | 0 | 4 | 1981 | 0 | 0 | E | [6 empty] | 0
3 |  | 8573 | 946 | 1 | ST | 2000 |  |  | 99 | 1936 |  |  |  | NG |  |  | 0 | 0 | 0 | 0 | RE | 99 | 1981 | 0 | 0 | 0 | 0 | [6 empty] | 0 | 0 | 0 | 0 | 1936 | 0 | 0 | E | [6 empty] | 0
3 |  | 8573 | 946 | 2 | ST | 2000 |  |  | 99 | 1948 |  |  |  | NG |  |  | 0 | 0 | 0 | 0 | RE | 99 | 1981 | 0 | 0 | 0 | 0 | [6 empty] | 0 | 0 | 0 | 0 | 1948 | 0 | 0 | E | [6 empty] | 0
3 |  | 8573 | 946 | 3 | ST | 3000 |  |  | 99 | 1947 |  |  |  | NG |  |  | 0 | 0 | 0 | 0 | RE | 99 | 1981 | 0 | 0 | 0 | 0 | [6 empty] | 0 | 0 | 0 | 0 | 1947 | 0 | 0 | E | [6 empty] | 0
3 |  | 8573 | 946 | 4 | ST | 6000 |  |  | 99 | 1961 |  |  |  | NG |  |  | 0 | 0 | 0 | 0 | RE | 99 | 1981 | 0 | 0 | 0 | 0 | [6 empty] | 0 | 0 | 0 | 0 | 1961 | 0 | 0 | E | [6 empty] | 0
3 |  | 8573 | 946 | 5 | IC | 2050 | P | SB | 0 | 1967 | FO2 | NG |  | NG | FO2 |  | 10228 | 2000 | 2000 | 0 |  | 0 | 0 | 0 | 0 | 0 | 0 | [6 empty] | 0 | 0 | 0 | 0 | 1967 | 0 | 0 | E | [6 empty] | 0
3 |  | 8573 | 946 | 6 | IC | 2050 | P | SB | 0 | 1968 | FO2 | NG |  | NG | FO2 |  | 10228 | 2000 | 2000 | 0 |  | 0 | 0 | 0 | 0 | 0 | 0 | [6 empty] | 0 | 0 | 0 | 0 | 1968 | 0 | 0 | [7 empty] | 0
3 |  | 8573 | 946 | IC3 | IC | 4415 | P | SB | 88 | 1971 | FO2 | NG |  | NG | FO2 |  | 9281 | 4415 | 4415 | 0 |  | 0 | 0 | 0 | 0 | 0 | 0 | [6 empty] | 0 | 0 | 0 | 0 | 1971 | 0 | 0 | E | [6 empty] | 0
3 |  | 8573 | 946 | IC4 | IC | 4415 | P | SB | 88 | 1971 | FO2 | NG |  | NG | FO2 |  | 9281 | 4415 | 4415 | 0 |  | 0 | 0 | 0 | 0 | 0 | 0 | [6 empty] | 0 | 0 | 0 | 0 | 1971 | 0 | 0 | E | [6 empty] | 0
3 |  | 8599 | 1285 | 1 | IC | 1360 | P | OP | 3 | 1962 | FO2 |  |  | NG | FO2 |  | 10312 | 1150 | 1200 | 0 |  | 0 | 0 | 0 | 0 | 0 | 0 | [6 empty] | 0 | 0 | 0 | 2 | 1962 | 0 | 0 | E | [6 empty] | 0
3 |  | 8599 | 1285 | 2 | IC | 1360 | P | OP | 3 | 1962 | FO2 |  |  | NG | FO2 |  | 10312 | 1150 | 1200 | 0 |  | 0 | 0 | 0 | 0 | 0 | 0 | [6 empty] | 0 | 0 | 0 | 2 | 1962 | 0 | 0 | E | [6 empty] | 0
3 |  | 8599 | 1285 | 3 | IC | 675 | P | OP | 88 | 1952 | FO2 |  |  | NG | FO2 |  | 10312 | 600 | 600 | 0 |  | 0 | 0 | 0 | 0 | 0 | 0 | [6 empty] | 0 | 0 | 0 | 0 | 1952 | 0 | 0 | E | [6 empty] | 0
3 |  | 8599 | 1285 | 4 | IC | 1140 | P | OP | 8 | 1967 | FO2 |  |  | NG | FO2 |  | 10312 | 1000 | 1000 | 0 |  | 0 | 0 | 0 | 0 | 0 | 0 | [6 empty] | 0 | 0 | 0 | 7 | 1967 | 0 | 0 | E | [6 empty] | 0
3 |  | 8599 | 1285 | 5 | IC | 1365 | P | OP | 10 | 1974 | FO2 |  |  | NG | FO2 |  | 10312 | 1250 | 1250 | 0 |  | 0 | 0 | 0 | 0 | 0 | 0 | [6 empty] | 0 | 0 | 0 | 9 | 1974 | 0 | 0 | E | [6 empty] | 0
3 |  | 8599 | 1285 | 6 | IC | 1365 | P | OP | 12 | 1974 | FO2 |  |  | NG | FO2 |  | 10312 | 1250 | 1250 | 0 |  | 0 | 0 | 0 | 0 | 0 | 0 | [6 empty] | 0 | 0 | 0 | 11 | 1974 | 0 | 0 | E | [6 empty] | 0
3 |  | 8631 | 1829 | 1 | IC | 2000 |  |  | 88 | 1939 |  |  |  | FO2 |  |  | 0 | 0 | 0 | 0 | RE | 10 | 1981 | 0 | 0 | 0 | 0 | [6 empty] | 0 | 0 | 0 | 0 | 1939 | 0 | 0 | E | [6 empty] | 0
3 |  | 8631 | 1829 | 2 | IC | 2740 |  | SB | 88 | 1947 | FO2 |  |  | FO2 |  |  | 13300 | 1923 | 1923 | 0 |  | 0 | 0 | 0 | 0 | 0 | 0 | [6 empty] | 0 | 0 | 0 | 0 | 1947 | 0 | 0 | E | [6 empty] | 0
3 |  | 8631 | 1829 | 3 | IC | 3500 |  | OS | 88 | 1954 | FO2 |  |  | NG | FO2 |  | 11360 | 2475 | 2475 | 0 |  | 0 | 0 | 0 | 0 | 0 | 0 | [6 empty] | 0 | 0 | 0 | 0 | 1954 | 0 | 0 | E | [6 empty] | 0
3 |  | 8631 | 1829 | 4 | IC | 4175 |  | SB | 88 | 1960 | FO2 |  |  | NG | FO2 |  | 10200 | 3760 | 3760 | 0 |  | 0 | 0 | 0 | 0 | 0 | 0 | [6 empty] | 0 | 0 | 0 | 0 | 1960 | 0 | 0 | E | [6 empty] | 0
3 |  | 8631 | 1829 | 5 | IC | 5613 |  | SB | 88 | 1973 | FO2 |  |  | NG | FO2 |  | 9400 | 5613 | 5613 | 0 |  | 0 | 0 | 0 | 0 | 0 | 0 | [6 empty] | 0 | 0 | 0 | 0 | 1973 | 0 | 0 | E | [6 empty] | 0
3 |  | 8631 | 1829 | 6 | IC | 6000 |  | SB | 4 | 1976 | FO2 |  |  | NG | FO2 |  | 9100 | 6000 | 6000 | 0 |  | 0 | 0 | 0 | 0 | 0 | 0 | [6 empty] | 0 | 0 | 0 | 3 | 1976 | 0 | 0 | E | [6 empty] | 0
3 |  | 8703 | 1286 | 1 | IC | 200 | C | OP | 88 | 1940 | FO2 |  |  | FO2 |  |  | 950 | 200 | 200 | 0 |  | 0 | 0 | 0 | 0 | 0 | 0 | [6 empty] | 0 | 0 | 0 | 0 | 1940 | 0 | 0 | E | [6 empty] | 0
3 |  | 8703 | 1286 | 2 | IC | 554 | C | OP | 88 | 1952 | FO2 |  |  | NG | FO2 |  | 950 | 554 | 554 | 0 |  | 0 | 0 | 0 | 0 | 0 | 0 | [6 empty] | 0 | 0 | 0 | 0 | 1952 | 0 | 0 | E | [6 empty] | 0
3 |  | 8703 | 1286 | 4 | IC | 840 | C |  | 88 | 1947 | FO2 |  |  | NG | FO2 |  | 950 | 840 | 840 | 0 | RE | 11 | 1990 | 0 | 0 | 0 | 0 | [6 empty] | 0 | 0 | 0 | 0 | 1947 | 0 | 0 | E | [6 empty] | 0
3 |  | 8703 | 1286 | 5 | IC | 1400 | C | OS | 0 | 1955 | FO2 |  |  | NG | FO2 |  | 950 | 1400 | 1400 | 0 |  | 0 | 0 | 0 | 0 | 0 | 0 | [6 empty] | 0 | 0 | 0 | 0 | 1955 | 0 | 0 | E | [6 empty] | 0
3 |  | 8703 | 1286 | 6 | IC | 2000 | C | OP | 88 | 1961 | FO2 |  |  | NG | FO2 |  | 950 | 2000 | 2000 | 0 |  | 0 | 0 | 0 | 0 | 0 | 0 | [6 empty] | 0 | 0 | 0 | 0 | 1961 | 0 | 0 | E | [6 empty] | 0
3 |  | 8703 | 1286 | 7 | IC | 4000 | C | OP | 88 | 1966 | FO2 |  |  | NG | FO2 |  | 950 | 4000 | 4000 | 0 |  | 0 | 0 | 0 | 0 | 0 | 0 | [6 empty] | 0 | 0 | 0 | 0 | 1966 | 0 | 0 | E | [6 empty] | 0
3 |  | 8703 | 1286 | 8 | IC | 7000 | C | OP | 6 | 1981 | FO2 |  |  | NG | FO2 |  | 950 | 7000 | 7000 | 0 |  | 0 | 0 | 0 | 0 | 0 | 0 | [6 empty] | 0 | 0 | 0 | 5 | 1981 | 0 | 0 | E | [6 empty] | 0
3 |  | 8709 | 2245 | 1 | IC | 1000 |  |  | 88 | 1947 |  |  |  | FO2 |  |  | 0 | 0 | 0 | 0 | RE | 9 | 1981 | 0 | 0 | 0 | 0 | [6 empty] | 0 | 0 | 0 | 0 | 1947 | 0 | 0 | E | [6 empty] | 0
3 |  | 8709 | 2245 | 2 | IC | 1000 |  |  | 88 | 1938 |  |  |  | FO2 |  |  | 0 | 0 | 0 | 0 | RE | 9 | 1981 | 0 | 0 | 0 | 0 | [6 empty] | 0 | 0 | 0 | 0 | 1938 | 0 | 0 | E | [6 empty] | 0
3 |  | 8717 | 2246 | 1 | IC | 517 | P | OP | 1 | 1938 |  |  |  | FO2 |  |  | 12530 | 500 | 500 | 0 |  | 0 | 0 | 0 | 0 | 0 | 0 | [6 empty] | 0 | 0 | 0 | 12 | 1937 | 0 | 0 | E | [6 empty] | 0
3 |  | 8717 | 2246 | 2 | IC | 1500 | P | OP | 1 | 1952 |  |  |  | FO2 |  |  | 12530 | 1000 | 1000 | 0 |  | 0 | 0 | 0 | 0 | 0 | 0 | [6 empty] | 0 | 0 | 0 | 12 | 1951 | 0 | 0 | E | [6 empty] | 0
3 |  | 8717 | 2246 | 3 | IC | 517 | P | OP | 1 | 1945 |  |  |  | FO2 |  |  | 12530 | 500 | 500 | 0 |  | 0 | 0 | 0 | 0 | 0 | 0 | [6 empty] | 0 | 0 | 0 | 12 | 1944 | 0 | 0 | E | [6 empty] | 0
3 |  | 8723 | 1830 | 1 | ST | 8000 |  |  | 99 | 1940 |  |  |  | BIT | NG |  | 0 | 0 | 0 | 0 | RE | 9 | 1983 | 0 | 0 | 0 | 0 | [6 empty] | 0 | 0 | 0 | 0 | 1940 | 0 | 0 | E | [6 empty] | 0
3 |  | 8723 | 1830 | 2 | ST | 8000 |  |  | 99 | 1940 |  |  |  | BIT | NG |  | 0 | 0 | 0 | 0 | RE | 9 | 1983 | 0 | 0 | 0 | 0 | [6 empty] | 0 | 0 | 0 | 0 | 1940 | 0 | 0 | E | [6 empty] | 0
3 |  | 8723 | 1830 | 3 | ST | 11500 | B | OP | 88 | 1951 | FO2 |  |  | BIT |  |  | 12500 | 10500 | 10500 | 0 |  | 0 | 0 | 0 | 0 | 0 | 0 | [6 empty] | 0 | 0 | 0 | 0 | 1951 | 0 | 0 | E | [6 empty] | 0
3 |  | 8723 | 1830 | 4 | ST | 22000 | B | OP | 88 | 1962 | FO2 |  |  | BIT | NG |  | 12500 | 20500 | 20500 | 0 |  | 0 | 0 | 0 | 0 | 0 | 0 | [6 empty] | 0 | 0 | 0 | 0 | 1962 | 0 | 0 | E | [6 empty] | 0
3 |  | 8723 | 1830 | 5 | ST | 28750 | B | OP | 88 | 1969 | NG | FO2 |  | BIT |  |  | 12500 | 27000 | 27000 | 0 |  | 0 | 0 | 0 | 0 | 0 | 0 | [6 empty] | 0 | 0 | 0 | 0 | 1969 | 0 | 0 | E | [6 empty] | 0
3 |  | 8723 | 6356 | 1 | GT | 24000 | P | OP | 5 | 1974 | FO2 |  |  | FO2 |  |  | 30000 | 20000 | 24000 | 0 |  | 0 | 0 | 0 | 0 | 0 | 0 | [6 empty] | 0 | 0 | 0 | 4 | 1974 | 0 | 0 | E | [6 empty] | 0
3 |  | 8723 | 7268 | 7 | GT | 0 |  |  | 0 | 0 | [6 empty] | 0 | 0 | 0 | 41400 | CO | 0 | 0 | 5 | 1992 | 5 | 1992 |  |  |  | NG | FO2 |  | 35000 | 35000 | 0 | 0 | 0 | 34478 | 41384 | [6 empty] | OP | 41400
3 |  | 8723 | 7268 | 8 | GT | 0 |  |  | 0 | 0 | [6 empty] | 0 | 0 | 0 | 41400 | CO | 0 | 0 | 5 | 1992 | 5 | 1992 |  |  |  | NG | FO2 |  | 35000 | 35000 | 0 | 0 | 0 | 34478 | 41384 | [6 empty] | OP | 41400
3 |  | 8751 | 502 | 1 | IC | 250 |  | SB | 88 | 1950 | NG |  |  | NG |  |  | 0 | 250 | 250 | 0 |  | 0 | 0 | 0 | 0 | 0 | 0 | [6 empty] | 0 | 0 | 0 | 0 | 1950 | 0 | 0 | E | [6 empty] | 0
3 |  | 8751 | 502 | 2 | IC | 250 |  | SB | 88 | 1950 | NG |  |  | NG |  |  | 0 | 250 | 250 | 0 |  | 0 | 0 | 0 | 0 | 0 | 0 | [6 empty] | 0 | 0 | 0 | 0 | 1950 | 0 | 0 | E | [6 empty] | 0
3 |  | 8751 | 502 | 3 | IC | 330 |  | SB | 3 | 1987 | FO1 |  |  | FO1 |  |  | 0 | 330 | 350 | 0 |  | 0 | 0 | 0 | 0 | 0 | 0 | [6 empty] | 750 | 800 | 0 | 3 | 1987 | 684 | 771 | [7 empty] | 0
3 |  | 8751 | 502 | 4 | IC | 0 |  |  | 0 | 0 | [6 empty] | 0 | 0 | 0 | 750 | PL | 0 | 0 | 11 | 1991 | 11 | 1992 | LA |  |  | FO1 |  |  | 750 | 800 | 0 | 0 | 0 | 684 | 771 | [7 empty] | 0
3 |  | 8770 | 1287 | 4 | IC | 800 |  |  | 88 | 1947 |  |  |  | FO2 | NG |  | 0 | 0 | 0 | 0 | RE | 9 | 1983 | 0 | 0 | 0 | 0 | [6 empty] | 0 | 0 | 0 | 0 | 1947 | 0 | 0 | E | [6 empty] | 0
3 |  | 8770 | 1287 | 5 | IC | 900 | P | OP | 5 | 1951 | FO2 | NG |  | FO2 | NG |  | 8971 | 650 | 850 | 0 |  | 0 | 0 | 0 | 0 | 0 | 0 | [6 empty] | 0 | 0 | 0 | 4 | 1951 | 0 | 0 | E | [6 empty] | 0
3 |  | 8770 | 1287 | 6 | IC | 1800 | P | OP | 2 | 1958 | FO2 | NG |  | FO2 | NG |  | 9812 | 1400 | 1750 | 0 |  | 0 | 0 | 0 | 0 | 0 | 0 | [6 empty] | 0 | 0 | 0 | 1 | 1958 | 0 | 0 | E | [6 empty] | 0
3 |  | 8770 | 1287 | 7 | IC | 2800 |  | OP | 5 | 1963 | FO2 | NG |  | FO2 | NG |  | 10417 | 2400 | 2650 | 0 |  | 0 | 0 | 0 | 0 | 0 | 0 | [6 empty] | 0 | 0 | 0 | 4 | 1963 | 0 | 0 | E | [6 empty] | 0
3 |  | 8770 | 1287 | 8 | IC | 4300 |  | OP | 6 | 1969 | FO2 | NG |  | FO2 | NG |  | 11191 | 3850 | 4000 | 0 |  | 0 | 0 | 0 | 0 | 0 | 0 | [6 empty] | 0 | 0 | 0 | 5 | 1969 | 0 | 0 | E | [6 empty] | 0
3 |  | 8770 | 1287 | 9 | IC | 2000 |  | OP | 88 | 1978 | FO2 | NG |  | FO2 | NG |  | 9661 | 1800 | 2000 | 0 |  | 0 | 0 | 0 | 0 | 0 | 0 | [6 empty] | 0 | 0 | 0 | 0 | 1978 | 0 | 0 | E | [6 empty] | 0
3 |  | 8770 | 1287 | 10 | IC | 2000 |  | OP | 88 | 1978 | FO2 | NG |  | FO2 | NG |  | 9661 | 1800 | 2000 | 0 |  | 0 | 0 | 0 | 0 | 0 | 0 | [6 empty] | 0 | 0 | 0 | 0 | 1978 | 0 | 0 | E | [6 empty] | 0
3 |  | 8776 | 9864 | 1 | HC | 800 |  | OP | 0 | 1923 |  |  |  | WAT |  |  | 0 | 800 | 800 | 0 |  | 0 | 0 | 0 | 0 | 0 | 0 | [6 empty] | 0 | 0 | 0 | 0 | 1923 | 0 | 0 | [7 empty] | 0
3 |  | 8776 | 9864 | 2 | HC | 800 |  | OP | 0 | 1938 |  |  |  | WAT |  |  | 0 | 800 | 800 | 0 |  | 0 | 0 | 0 | 0 | 0 | 0 | [6 empty] | 0 | 0 | 0 | 0 | 1938 | 0 | 0 | [7 empty] | 0
3 |  | 8776 | 9864 | 3 | HC | 400 |  | OP | 0 | 1939 |  |  |  | WAT |  |  | 0 | 400 | 400 | 0 |  | 0 | 0 | 0 | 0 | 0 | 0 | [6 empty] | 0 | 0 | 0 | 0 | 1939 | 0 | 0 | [7 empty] | 0
3 |  | 8776 | 9864 | 4 | HC | 600 |  | OP | 0 | 1966 |  |  |  | WAT |  |  | 0 | 600 | 600 | 0 |  | 0 | 0 | 0 | 0 | 0 | 0 | [6 empty] | 0 | 0 | 0 | 0 | 1966 | 0 | 0 | [7 empty] | 0
3 |  | 8776 | 9864 | 6 | ST | 9400 |  | OP | 88 | 1955 | FO6 |  |  | FO6 | NG |  | 16500 | 9000 | 9000 | 0 |  | 0 | 0 | 0 | 0 | 0 | 0 | [6 empty] | 0 | 0 | 0 | 0 | 1955 | 0 | 0 | E | [6 empty] | 0
3 |  | 8776 | 9864 | 8 | ST | 9400 |  | OP | 88 | 1951 | FO6 |  |  | FO6 | NG |  | 15400 | 9000 | 9000 | 0 |  | 0 | 0 | 0 | 0 | 0 | 0 | [6 empty] | 0 | 0 | 0 | 0 | 1951 | 0 | 0 | E | [6 empty] | 0
3 |  | 8776 | 9864 | 9 | ST | 6000 |  | SB | 88 | 1941 | FO6 |  |  | FO6 | NG |  | 16458 | 4000 | 4000 | 0 |  | 0 | 0 | 0 | 0 | 0 | 0 | [6 empty] | 0 | 0 | 0 | 0 | 1941 | 0 | 0 | E | [6 empty] | 0
3 |  | 8776 | 9864 | 10 | GT | 9000 |  |  | 88 | 1964 |  |  |  | JF |  |  | 0 | 8000 | 9000 | 9000 | RE | 7 | 1984 | 0 | 0 | 0 | 0 |  |  |  | JF |  |  | 0 | 0 | 0 | 0 | 1964 | 0 | 0 | E | [6 empty] | 0
3 |  | 8777 | 503 | 1 | IC | 183 | C | SB | 88 | 1933 | FO1 |  |  | FO2 |  |  | 0 | 183 | 183 | 0 |  | 0 | 0 | 0 | 0 | 0 | 0 | [6 empty] | 0 | 0 | 0 | 0 | 1933 | 0 | 0 | E | [6 empty] | 0
3 |  | 8777 | 503 | 2 | IC | 300 |  | SB | 88 | 1937 | FO1 |  |  | FO2 |  |  | 0 | 300 | 300 | 0 |  | 0 | 0 | 0 | 0 | 0 | 0 | [6 empty] | 0 | 0 | 0 | 0 | 1937 | 0 | 0 | E | [6 empty] | 0
3 |  | 8777 | 503 | 3 | IC | 482 |  | SB | 88 | 1940 | FO1 |  |  | FO2 |  |  | 0 | 482 | 482 | 0 |  | 0 | 0 | 0 | 0 | 0 | 0 | [6 empty] | 0 | 0 | 0 | 0 | 1940 | 0 | 0 | E | [6 empty] | 0
3 |  | 8779 | 1602 | 1 | HC | 250 | P | OP | 88 | 1947 | WAT |  |  | WAT |  |  | 0 | 215 | 215 | 0 |  | 0 | 0 | 0 | 0 | 0 | 0 | [6 empty] | 0 | 0 | 0 | 0 | 1947 | 0 | 0 | E | [6 empty] | 0
3 |  | 8779 | 1602 | 2 | HC | 266 | P | OP | 88 | 1948 | WAT |  |  | WAT |  |  | 0 | 215 | 225 | 0 |  | 0 | 0 | 0 | 0 | 0 | 0 | [6 empty] | 0 | 0 | 0 | 0 | 1948 | 0 | 0 | E | [6 empty] | 0
3 |  | 8779 | 1603 | 1 | HC | 500 | P | OS | 88 | 1921 | WAT |  |  | WAT |  |  | 0 | 300 | 500 | 0 |  | 0 | 0 | 0 | 0 | 0 | 0 | [6 empty] | 0 | 0 | 0 | 0 | 1921 | 0 | 0 | E | [6 empty] | 0
3 |  | 8779 | 1603 | 2 | HC | 1200 | P | OP | 88 | 1924 | WAT |  |  | WAT |  |  | 0 | 1200 | 1200 | 0 |  | 0 | 0 | 0 | 0 | 0 | 0 | [6 empty] | 0 | 0 | 0 | 0 | 1924 | 0 | 0 | E | [6 empty] | 0
3 |  | 8779 | 1603 | 3 | HC | 1200 | P | OP | 88 | 1924 | WAT |  |  | WAT |  |  | 0 | 1200 | 1200 | 0 |  | 0 | 0 | 0 | 0 | 0 | 0 | [6 empty] | 0 | 0 | 0 | 0 | 1924 | 0 | 0 | E | [6 empty] | 0
3 |  | 8779 | 1604 | 1 | HC | 800 | P | OP | 88 | 1935 | WAT |  |  | WAT |  |  | 0 | 105 | 150 | 0 |  | 0 | 0 | 0 | 0 | 0 | 0 | [6 empty] | 0 | 0 | 0 | 0 | 1935 | 0 | 0 | E | [6 empty] | 0
3 |  | 8779 | 1604 | 2 | HC | 800 | P | OS | 88 | 1935 | WAT |  |  | WAT |  |  | 0 | 105 | 150 | 0 |  | 0 | 0 | 0 | 0 | 0 | 0 | [6 empty] | 0 | 0 | 0 | 0 | 1935 | 0 | 0 | E | [6 empty] | 0
3 |  | 8779 | 1605 | 1 | HC | 15000 | P | OP | 88 | 1952 | WAT |  |  | WAT |  |  | 0 | 16260 | 16410 | 0 |  | 0 | 0 | 0 | 0 | 0 | 0 | [6 empty] | 0 | 0 | 0 | 0 | 1952 | 0 | 0 | E | [6 empty] | 0
3 |  | 8779 | 1605 | 2 | HC | 15800 | P | OP | 11 | 1983 | WAT |  |  | WAT |  |  | 0 | 14900 | 14440 | 0 |  | 0 | 0 | 0 | 0 | 0 | 0 | [6 empty] | 0 | 0 | 0 | 8 | 1983 | 0 | 0 | E | [6 empty] | 0
3 |  | 8779 | 1606 | 1 | ST | 136000 | B | OP | 88 | 1960 | FO2 |  |  | BIT |  |  | 9604 | 146000 | 147000 | 0 |  | 0 | 0 | 0 | 0 | 0 | 0 | [6 empty] | 0 | 0 | 0 | 0 | 1960 | 0 | 0 | E | [6 empty] | 0
3 |  | 8779 | 1607 | 1 | ST | 5000 |  |  | 0 | 1900 |  |  |  | FO6 |  |  | 0 | 0 | 0 | 0 | RE | 1 | 1976 | 0 | 0 | 0 | 0 | [6 empty] | 0 | 0 | 0 | 0 | 1900 | 0 | 0 | E | [6 empty] | 0
3 |  | 8779 | 1607 | 2 | ST | 10000 |  |  | 99 | 1936 |  |  |  | FO6 |  |  | 0 | 0 | 0 | 0 | RE | 12 | 1977 | 0 | 0 | 0 | 0 | [6 empty] | 0 | 0 | 0 | 0 | 1936 | 0 | 0 | E | [6 empty] | 0
3 |  | 8779 | 1607 | 3 | ST | 8000 |  |  | 99 | 1924 |  |  |  | FO6 |  |  | 0 | 0 | 0 | 0 | RE | 12 | 1977 | 0 | 0 | 0 | 0 | [6 empty] | 0 | 0 | 0 | 0 | 1924 | 0 | 0 | E | [6 empty] | 0
3 |  | 8779 | 1607 | 4 | HC | 880 | P | OP | 88 | 1920 | WAT |  |  | WAT |  |  | 0 | 720 | 830 | 0 |  | 0 | 0 | 0 | 0 | 0 | 0 | [6 empty] | 720 | 0 | 0 | 0 | 1920 | 0 | 0 | [7 empty] | 0
3 |  | 8779 | 1607 | 5 | HC | 600 | P | OP | 88 | 1905 | WAT |  |  | WAT |  |  | 0 | 570 | 570 | 0 |  | 0 | 0 | 0 | 0 | 0 | 0 | [6 empty] | 0 | 0 | 0 | 0 | 1905 | 0 | 0 | E | [6 empty] | 0
3 |  | 8779 | 1607 | 6 | HC | 600 | P | OS | 88 | 1905 | WAT |  |  | WAT |  |  | 0 | 560 | 557 | 0 |  | 0 | 0 | 0 | 0 | 0 | 0 | [6 empty] | 0 | 0 | 0 | 0 | 1905 | 0 | 0 |  | E | E |  |  |  |  | 0
3 |  | 8779 | 1607 | 7 | HC | 1560 | P | OP | 88 | 1921 | WAT |  |  | WAT |  |  | 0 | 1480 | 1480 | 0 |  | 0 | 0 | 0 | 0 | 0 | 0 | [6 empty] | 0 | 0 | 0 | 0 | 1921 | 0 | 0 | E | [6 empty] | 0
3 |  | 8779 | 1607 | 8 | HC | 4000 | P | OP | 88 | 1931 | WAT |  |  | WAT |  |  | 0 | 3780 | 3780 | 0 |  | 0 | 0 | 0 | 0 | 0 | 0 | [6 empty] | 0 | 0 | 0 | 0 | 1931 | 0 | 0 | E | [6 empty] | 0
3 |  | 8779 | 1607 | 9 | ST | 5000 |  |  | 99 | 1940 |  |  |  | FO6 |  |  | 0 | 0 | 0 | 0 | RE | 99 | 1982 | 0 | 0 | 0 | 0 | [6 empty] | 0 | 0 | 0 | 0 | 1940 | 0 | 0 | E | [6 empty] | 0
3 |  | 8779 | 1607 | 10 | ST | 17000 |  |  | 0 | 1900 |  |  |  | FO6 |  |  | 0 | 0 | 0 | 0 | RE | 12 | 1977 | 0 | 0 | 0 | 0 | [6 empty] | 0 | 0 | 0 | 0 | 1900 | 0 | 0 | E | [6 empty] | 0
3 |  | 8779 | 1608 | 1 | HC | 300 | P | OP | 88 | 1924 | WAT |  |  | WAT |  |  | 0 | 250 | 400 | 0 |  | 0 | 0 | 0 | 0 | 0 | 0 | [6 empty] | 0 | 0 | 0 | 0 | 1924 | 0 | 0 | E | [6 empty] | 0
3 |  | 8780 | 6368 | 1 | IC | 1000 |  |  | 99 | 1959 |  |  |  | FO2 |  |  | 0 | 0 | 0 | 0 | RE | 1 | 1977 | 0 | 0 | 0 | 0 | [6 empty] | 0 | 0 | 0 | 0 | 1959 | 0 | 0 | E | [6 empty] | 0
3 |  | 8780 | 6368 | 2 | IC | 1000 |  |  | 99 | 1959 |  |  |  | FO2 |  |  | 0 | 0 | 0 | 0 | RE | 1 | 1977 | 0 | 0 | 0 | 0 | [6 empty] | 0 | 0 | 0 | 0 | 1959 | 0 | 0 | E | [6 empty] | 0
3 |  | 8780 | 6368 | 3 | IC | 1000 |  |  | 99 | 1959 |  |  |  | FO2 |  |  | 0 | 0 | 0 | 0 | RE | 1 | 1977 | 0 | 0 | 0 | 0 | [6 empty] | 0 | 0 | 0 | 0 | 1959 | 0 | 0 | E | [6 empty] | 0
3 |  | 8780 | 6368 | 4 | IC | 1000 |  |  | 99 | 1966 |  |  |  | FO2 |  |  | 0 | 0 | 0 | 0 | RE | 1 | 1977 | 0 | 0 | 0 | 0 | [6 empty] | 0 | 0 | 0 | 0 | 1966 | 0 | 0 | E | [6 empty] | 0
3 |  | 8780 | 6368 | 5 | IC | 2000 |  |  | 99 | 1975 |  |  |  | FO2 |  |  | 0 | 0 | 0 | 0 | RE | 1 | 1977 | 0 | 0 | 0 | 0 | [6 empty] | 0 | 0 | 0 | 0 | 1975 | 0 | 0 | E | [6 empty] | 0
3 |  | 8795 | 665 | 1 | IC | 2580 | P |  | 10 | 1971 | FO2 |  |  | FO2 |  |  | 8933 | 2580 | 2580 | 0 | SD | 10 | 1986 | 0 | 0 | 0 | 0 | [6 empty] | 0 | 0 | 0 | 9 | 1971 | 0 | 0 | E | [6 empty] | 0
3 |  | 8795 | 665 | 2 | IC | 2070 | C | OP | 3 | 1970 | FO2 |  |  | NG | FO2 |  | 10924 | 1800 | 1800 | 0 | RT | 3 | 2000 | 0 | 0 | 0 | 0 | [6 empty] | 0 | 0 | 0 | 2 | 1970 | 0 | 0 | E | [6 empty] | 0
3 |  | 8795 | 665 | 3 | IC | 2070 | C | OP | 3 | 1970 | FO2 |  |  | NG | FO2 |  | 10924 | 1800 | 1800 | 0 | RT | 3 | 2000 | 0 | 0 | 0 | 0 | [6 empty] | 0 | 0 | 0 | 2 | 1970 | 0 | 0 | E | [6 empty] | 0
3 |  | 8795 | 665 | 4 | IC | 1000 |  |  | 99 | 1954 |  |  |  | NG | FO2 |  | 0 | 0 | 0 | 0 | RE | 2 | 1980 | 0 | 0 | 0 | 0 | [6 empty] | 0 | 0 | 0 | 0 | 1954 | 0 | 0 | E | [6 empty] | 0
3 |  | 8795 | 665 | 5 | IC | 2500 |  |  | 99 | 1954 |  |  |  | NG | FO2 |  | 0 | 0 | 0 | 0 | RE | 0 | 0 | 0 | 0 | 0 | 0 | [6 empty] | 0 | 0 | 0 | 0 | 1954 | 0 | 0 | E | [6 empty] | 0
3 |  | 8795 | 665 | 6 | IC | 2500 |  |  | 99 | 1954 |  |  |  | NG | FO2 |  | 0 | 0 | 0 | 0 | RE | 0 | 0 | 0 | 0 | 0 | 0 | [6 empty] | 0 | 0 | 0 | 0 | 1954 | 0 | 0 | E | [6 empty] | 0
3 |  | 8795 | 665 | 7 | IC | 1100 | P |  | 1 | 1954 | FO2 |  |  | NG | FO2 |  | 8860 | 1000 | 1000 | 0 | RE | 1 | 1984 | 0 | 0 | 0 | 0 | [6 empty] | 0 | 0 | 0 | 0 | 1954 | 0 | 0 | E | [6 empty] | 0
3 |  | 8795 | 665 | 8 | IC | 2500 | C | OP | 1 | 1954 | FO2 |  |  | NG | FO2 |  | 11800 | 2000 | 2000 | 0 | RT | 1 | 1994 | 0 | 0 | 0 | 0 | [6 empty] | 0 | 0 | 0 | 12 | 1953 | 0 | 0 | E | [6 empty] | 0
3 |  | 8795 | 665 | 9 | IC | 2500 | C | OP | 1 | 1958 | FO2 |  |  | NG | FO2 |  | 11800 | 2000 | 2000 | 0 | RT | 1 | 1998 | 0 | 0 | 0 | 0 | [6 empty] | 0 | 0 | 0 | 12 | 1957 | 0 | 0 | E | [6 empty] | 0
3 |  | 8795 | 665 | 10 | IC | 2500 | C | OP | 1 | 1958 | FO2 |  |  | NG | FO2 |  | 11800 | 2000 | 2000 | 0 | RT | 1 | 1998 | 0 | 0 | 0 | 0 | [6 empty] | 0 | 0 | 0 | 12 | 1957 | 0 | 0 | E | [6 empty] | 0
3 |  | 8795 | 665 | 11 | IC | 3270 | C | OP | 1 | 1965 | FO2 |  |  | NG | FO2 |  | 11800 | 3000 | 3000 | 0 | RT | 1 | 2000 | 0 | 0 | 0 | 0 | [6 empty] | 0 | 0 | 0 | 12 | 1964 | 0 | 0 | E | [6 empty] | 0
3 |  | 8795 | 665 | 12 | IC | 3270 | C | OP | 1 | 1965 | FO2 |  |  | NG | FO2 |  | 11800 | 3000 | 3000 | 0 | RT | 1 | 2000 | 0 | 0 | 0 | 0 | [6 empty] | 0 | 0 | 0 | 12 | 1964 | 0 | 0 | E | [6 empty] | 0
3 |  | 8795 | 665 | 13 | IC | 2070 | C | OP | 11 | 1972 | FO2 |  |  | NG | FO2 |  | 10924 | 1800 | 1800 | 0 |  | 0 | 0 | 0 | 0 | 0 | 0 | [6 empty] | 0 | 0 | 0 | 10 | 1972 | 0 | 0 | E | [6 empty] | 0
3 |  | 8795 | 665 | 14 | IC | 2070 | C | OP | 11 | 1972 | FO2 |  |  | NG | FO2 |  | 10924 | 1800 | 1800 | 0 |  | 0 | 0 | 0 | 0 | 0 | 0 | [6 empty] | 0 | 0 | 0 | 10 | 1972 | 0 | 0 | E | [6 empty] | 0
3 |  | 8795 | 665 | 15 | IC | 2070 | C | OP | 11 | 1972 | FO2 |  |  | NG | FO2 |  | 10924 | 1800 | 1800 | 0 |  | 0 | 0 | 0 | 0 | 0 | 0 | [6 empty] | 0 | 0 | 0 | 10 | 1972 | 0 | 0 | E | [6 empty] | 0
3 |  | 8795 | 665 | 16 | IC | 2070 | C | OP | 11 | 1972 | FO2 |  |  | NG | FO2 |  | 10924 | 1800 | 1800 | 0 |  | 0 | 0 | 0 | 0 | 0 | 0 | [6 empty] | 0 | 0 | 0 | 10 | 1972 | 0 | 0 | E | [6 empty] | 0
3 |  | 8795 | 665 | 17 | IC | 2070 | C | OP | 11 | 1972 | FO2 |  |  | NG | FO2 |  | 10924 | 1800 | 1800 | 0 |  | 0 | 0 | 0 | 0 | 0 | 0 | [6 empty] | 0 | 0 | 0 | 10 | 1972 | 0 | 0 | E | [6 empty] | 0
3 |  | 8795 | 665 | 18 | IC | 8800 | C | OP | 4 | 1975 | FO2 |  |  | NG | FO2 |  | 10078 | 7500 | 7500 | 0 |  | 0 | 0 | 0 | 0 | 0 | 0 | [6 empty] | 0 | 0 | 0 | 3 | 1975 | 0 | 0 | E | [6 empty] | 0
3 |  | 8795 | 665 | 19 | IC | 8800 | C | OP | 2 | 1975 | FO2 |  |  | NG | FO2 |  | 10131 | 7500 | 7500 | 0 |  | 0 | 0 | 0 | 0 | 0 | 0 | [6 empty] | 0 | 0 | 0 | 1 | 1975 | 0 | 0 | E | [6 empty] | 0
3 |  | 8795 | 665 | 20 | IC | 6485 | C | OP | 5 | 1981 | FO2 |  |  | NG | FO2 |  | 10139 | 6400 | 6400 | 0 |  | 0 | 0 | 0 | 0 | 0 | 0 | [6 empty] | 0 | 0 | 0 | 4 | 1981 | 0 | 0 | E | [6 empty] | 0
3 |  | 8795 | 665 | 21 | IC | 6485 | C | OP | 5 | 1981 | FO2 |  |  | NG | FO2 |  | 9934 | 6400 | 6400 | 0 |  | 0 | 0 | 0 | 0 | 0 | 0 | [6 empty] | 0 | 0 | 0 | 4 | 1981 | 0 | 0 | E | [6 empty] | 0
3 |  | 8795 | 665 | 22 | IC | 0 |  |  | 0 | 0 | [6 empty] | 0 | 0 | 0 | 6485 | CN | 5 | 1991 | 0 | 0 | 0 | 0 |  |  |  | NG | FO2 |  | 6485 | 6485 | 0 | 0 | 0 | 6042 | 7037 | [7 empty] | 0
3 |  | 8814 | 80 | 1 | IC | 600 |  |  | 99 | 1972 |  |  |  | FO2 |  |  | 0 | 0 | 0 | 0 | RE | 99 | 1980 | 0 | 0 | 0 | 0 | [6 empty] | 0 | 0 | 0 | 0 | 1972 | 0 | 0 | E | [6 empty] | 0
3 |  | 8840 | 189 | 1 | ST | 1000 |  |  | 99 | 1927 |  |  |  | NG | FO2 |  | 0 | 0 | 0 | 0 | RE | 12 | 1982 | 0 | 0 | 0 | 0 | [6 empty] | 0 | 0 | 0 | 0 | 1927 | 0 | 0 | E | [6 empty] | 0
3 |  | 8840 | 189 | 2 | ST | 1000 |  |  | 99 | 1937 |  |  |  | NG | FO2 |  | 0 | 0 | 0 | 0 | RE | 12 | 1982 | 0 | 0 | 0 | 0 | [6 empty] | 0 | 0 | 0 | 0 | 1937 | 0 | 0 | E | [6 empty] | 0
3 |  | 8840 | 189 | 3 | ST | 1500 |  |  | 99 | 1949 |  |  |  | NG | FO2 |  | 0 | 0 | 0 | 0 | RE | 12 | 1982 | 0 | 0 | 0 | 0 | [6 empty] | 0 | 0 | 0 | 0 | 1949 | 0 | 0 | E | [6 empty] | 0
3 |  | 8840 | 189 | 4 | ST | 2500 |  |  | 99 | 1952 |  |  |  | NG | FO2 |  | 0 | 0 | 0 | 0 | RE | 12 | 1982 | 0 | 0 | 0 | 0 | [6 empty] | 0 | 0 | 0 | 0 | 1952 | 0 | 0 | E | [6 empty] | 0
3 |  | 8847 | 8108 | 1 | IC | 1636 | C | OP | 99 | 1973 | FO2 |  |  | FO2 |  |  | 13413 | 1600 | 1600 | 0 |  | 0 | 0 | 0 | 0 | 0 | 0 | [6 empty] | 0 | 0 | 0 | 0 | 1973 | 0 | 0 | E | [6 empty] | 0
3 |  | 8847 | 8108 | 2 | IC | 200 |  |  | 99 | 1951 | FO2 |  |  | FO2 |  |  | 3413 | 150 | 190 | 0 | RE | 9 | 1985 | 0 | 0 | 0 | 0 | [6 empty] | 0 | 0 | 0 | 0 | 1951 | 0 | 0 | E | [6 empty] | 0
3 |  | 8847 | 8108 | 3 | IC | 200 |  |  | 99 | 1941 |  |  |  | FO2 |  |  | 0 | 180 | 150 | 0 | RE | 9 | 1983 | 0 | 0 | 0 | 0 | [6 empty] | 0 | 0 | 0 | 0 | 1941 | 0 | 0 | E | [6 empty] | 0
3 |  | 8847 | 8108 | IC3 | IC | 1250 |  | OP | 9 | 1983 | FO2 |  |  | FO2 |  |  | 13413 | 1200 | 1250 | 0 |  | 0 | 0 | 0 | 0 | 0 | 0 | [6 empty] | 0 | 0 | 0 | 8 | 1983 | 0 | 0 | E | [6 empty] | 0
3 |  | 8871 | 1288 | 1 | IC | 1700 |  |  | 88 | 1971 |  |  |  | NG | FO2 |  | 0 | 0 | 0 | 1700 | RE | 3 | 1984 | 0 | 0 | 0 | 0 | [6 empty] | 0 | 0 | 0 | 0 | 1971 | 0 | 0 | E | [6 empty] | 0
3 |  | 8871 | 1288 | 2 | IC | 1500 |  |  | 88 | 1960 |  |  |  | NG | FO2 |  | 0 | 0 | 0 | 1500 | RE | 3 | 1984 | 0 | 0 | 0 | 0 | [6 empty] | 0 | 0 | 0 | 0 | 1960 | 0 | 0 | E | [6 empty] | 0
3 |  | 8871 | 1288 | 3 | IC | 1200 |  |  | 88 | 1963 |  |  |  | NG | FO2 |  | 0 | 0 | 0 | 1200 | RE | 3 | 1984 | 0 | 0 | 0 | 0 | [6 empty] | 0 | 0 | 0 | 0 | 1963 | 0 | 0 | E | [6 empty] | 0
3 |  | 8884 | 1439 | 6 | IC | 1410 | C | OS | 0 | 1948 | NG | FO2 |  | NG | FO2 |  | 15000 | 1000 | 1000 | 0 |  | 0 | 0 | 0 | 0 | 0 | 0 | [6 empty] | 0 | 0 | 0 | 0 | 1948 | 0 | 0 | [7 empty] | 0
3 |  | 8884 | 1439 | 7 | IC | 1410 | C | OS | 0 | 1948 | NG | FO2 |  | NG | FO2 |  | 15000 | 1000 | 1000 | 0 |  | 0 | 0 | 0 | 0 | 0 | 0 | [6 empty] | 0 | 0 | 0 | 0 | 1948 | 0 | 0 | [7 empty] | 0
3 |  | 8884 | 1439 | 8 | IC | 1410 | C | OS | 0 | 1948 | NG | FO2 |  | NG | FO2 |  | 15000 | 1000 | 1000 | 0 |  | 0 | 0 | 0 | 0 | 0 | 0 | [6 empty] | 0 | 0 | 0 | 0 | 1948 | 0 | 0 | [7 empty] | 0
3 |  | 8884 | 1439 | 9 | IC | 2750 | C | OS | 0 | 1953 | NG | FO2 |  | NG | FO2 |  | 15000 | 2500 | 2500 | 0 |  | 0 | 0 | 0 | 0 | 0 | 0 | [6 empty] | 0 | 0 | 0 | 0 | 1953 | 0 | 0 | [7 empty] | 0
3 |  | 8884 | 1439 | 10 | IC | 4500 | C | OS | 0 | 1958 | NG | FO2 |  | NG | FO2 |  | 15000 | 3700 | 3700 | 0 |  | 0 | 0 | 0 | 0 | 0 | 0 | [6 empty] | 0 | 0 | 0 | 0 | 1958 | 0 | 0 | [7 empty] | 0
3 |  | 8884 | 1439 | 11 | IC | 4500 | C | OS | 0 | 1958 | NG | FO2 |  | NG | FO2 |  | 15000 | 3700 | 3700 | 0 |  | 0 | 0 | 0 | 0 | 0 | 0 | [6 empty] | 0 | 0 | 0 | 0 | 1958 | 0 | 0 | [7 empty] | 0
3 |  | 8884 | 1439 | 12 | IC | 4500 | C | SB | 88 | 1958 | NG | FO2 |  | NG | FO2 |  | 13259 | 3375 | 3375 | 0 |  | 0 | 0 | 0 | 0 | 0 | 0 | [6 empty] | 0 | 0 | 0 | 0 | 1958 | 0 | 0 | E | [6 empty] | 0
3 |  | 8884 | 1439 | 13 | GT | 12000 |  |  | 88 | 1960 | NG |  |  | NG |  |  | 0 | 10000 | 12000 | 0 | RE | 11 | 1986 | 0 | 0 | 0 | 0 | [6 empty] | 0 | 0 | 0 | 0 | 1960 | 0 | 0 | E | E | E |  |  |  |  | 0
3 |  | 8884 | 1439 | 14 | ST | 12650 | B | OS | 0 | 1967 | NG | FO2 |  | NG |  |  | 14000 | 10000 | 10000 | 0 |  | 0 | 0 | 0 | 0 | 0 | 0 | [6 empty] | 0 | 0 | 0 | 0 | 1967 | 0 | 0 | E | [6 empty] | 0
3 |  | 8884 | 1439 | 15 | ST | 25500 | B | OP | 88 | 1972 | NG | FO2 |  | NG |  |  | 13404 | 23500 | 23500 | 0 |  | 0 | 0 | 0 | 0 | 0 | 0 | [6 empty] | 0 | 0 | 0 | 0 | 1972 | 0 | 0 | E | [6 empty] | 0
3 |  | 8884 | 1439 | 16 | ST | 40800 | B | OP | 1 | 1977 | NG | FO2 |  | NG |  |  | 12215 | 38625 | 38625 | 0 |  | 0 | 0 | 0 | 0 | 0 | 0 | [6 empty] | 0 | 0 | 0 | 10 | 1976 | 0 | 0 | E | [6 empty] | 0
3 |  | 8901 | 298 | 1 | ST | 813400 | B | OP | 12 | 1985 | NG |  |  | LIG |  |  | 10353 | 720000 | 720000 | 0 |  | 0 | 0 | 4 | 1985 | 0 | 0 | [6 empty] | 0 | 0 | 0 | 12 | 1985 | 0 | 0 | E | [6 empty] | 0
3 |  | 8901 | 298 | 2 | ST | 813400 | B | OP | 12 | 1986 | NG | FO2 |  | LIG |  |  | 10181 | 720000 | 720000 | 0 |  | 0 | 0 | 4 | 1986 | 12 | 1986 | LO | FI |  |  |  |  | 0 | 0 | 0 | 9 | 1986 | 0 | 0 | [7 empty] | 0
3 |  | 8901 | 370 | 1 | ST | 0 |  |  | 0 | 0 | [6 empty] | 0 | 0 | 0 | 726835 | IP | 12 | 1991 | 3 | 1987 | 0 | 0 | LO | FI | OT | LIG |  |  | 645000 | 645000 | 0 | 0 | 0 | 672116 | 685749 | [7 empty] | 0
3 |  | 8901 | 370 | 2 | ST | 0 |  |  | 0 | 0 | [6 empty] | 0 | 654000 | 645000 | 726835 | IP | 12 | 1991 | 3 | 1988 | 0 | 0 | LO | FI | OT | LIG |  |  | 645000 | 645000 | 0 | 0 | 0 | 672116 | 685749 | [7 empty] | 0
3 |  | 8901 | 3460 | 1 | ST | 765000 | B | OP | 12 | 1970 | NG |  |  | NG | FO4 |  | 9943 | 720000 | 720000 | 0 |  | 0 | 0 | 0 | 0 | 0 | 0 | [6 empty] | 0 | 0 | 0 | 10 | 1970 | 0 | 0 | E | [6 empty] | 0
3 |  | 8901 | 3460 | 2 | ST | 765000 | B | OP | 3 | 1972 | NG |  |  | NG | FO4 |  | 10147 | 750000 | 750000 | 0 |  | 0 | 0 | 0 | 0 | 0 | 0 | [6 empty] | 0 | 0 | 0 | 12 | 1971 | 0 | 0 | E | [6 empty] | 0
3 |  | 8901 | 3460 | 3 | ST | 765000 | B | OP | 12 | 1974 | NG |  |  | NG | FO4 |  | 9617 | 750000 | 750000 | 0 |  | 0 | 0 | 0 | 0 | 0 | 0 | [6 empty] | 0 | 0 | 0 | 9 | 1974 | 0 | 0 | E | [6 empty] | 0
3 |  | 8901 | 3461 | 1 | ST | 20000 | P |  | 8 | 1924 | NG |  |  | NG |  |  | 12082 | 19000 | 19000 | 0 | RE | 12 | 1986 | 0 | 0 | 0 | 0 | [6 empty] | 0 | 0 | 0 | 7 | 1924 | 0 | 0 | E | [6 empty] | 0
3 |  | 8901 | 3461 | 2 | ST | 20000 | P |  | 9 | 1924 | NG |  |  | NG |  |  | 12082 | 19000 | 19000 | 0 | RE | 12 | 1986 | 0 | 0 | 0 | 0 | [6 empty] | 0 | 0 | 0 | 8 | 1924 | 0 | 0 | E | [6 empty] | 0
3 |  | 8901 | 3461 | 3 | ST | 25000 | P |  | 7 | 1927 | NG |  |  | NG |  |  | 12082 | 23000 | 23000 | 0 | RE | 12 | 1986 | 0 | 0 | 0 | 0 | [6 empty] | 0 | 0 | 0 | 6 | 1927 | 0 | 0 | E | [6 empty] | 0
3 |  | 8901 | 3461 | 4 | ST | 35000 | P |  | 1 | 1929 | NG |  |  | NG |  |  | 12082 | 34000 | 34000 | 0 | RE | 12 | 1986 | 0 | 0 | 0 | 0 | [6 empty] | 0 | 0 | 0 | 12 | 1928 | 0 | 0 | E | [6 empty] | 0
3 |  | 8901 | 3461 | 5 | ST | 12000 | P |  | 2 | 1932 | NG |  |  | NG |  |  | 12082 | 12000 | 12000 | 0 | RE | 12 | 1986 | 0 | 0 | 0 | 0 | [6 empty] | 0 | 0 | 0 | 1 | 1932 | 0 | 0 | E | [6 empty] | 0
3 |  | 8901 | 3461 | 6 | ST | 35000 | P |  | 5 | 1931 | NG |  |  | NG |  |  | 12082 | 34000 | 34000 | 0 | RE | 12 | 1986 | 0 | 0 | 0 | 0 | [6 empty] | 0 | 0 | 0 | 4 | 1931 | 0 | 0 | E | [6 empty] | 0
3 |  | 8901 | 3461 | 7 | ST | 187850 | C | OP | 6 | 1955 | NG |  |  | NG |  |  | 10741 | 178000 | 178000 | 0 |  | 0 | 0 | 0 | 0 | 0 | 0 | [6 empty] | 0 | 0 | 0 | 5 | 1955 | 0 | 0 | E | [6 empty] | 0
3 |  | 8901 | 3463 | 6 | ST | 20000 |  |  | 99 | 1939 |  |  |  | NG |  |  | 0 | 0 | 0 | 0 | RE | 12 | 1982 | 0 | 0 | 0 | 0 | [6 empty] | 0 | 0 | 0 | 0 | 1939 | 0 | 0 | E | [6 empty] | 0
3 |  | 8901 | 3463 | 7 | ST | 33000 |  |  | 99 | 1950 |  |  |  | NG |  |  | 0 | 0 | 0 | 0 | RE | 12 | 1982 | 0 | 0 | 0 | 0 | [6 empty] | 0 | 0 | 0 | 0 | 1950 | 0 | 0 | E | [6 empty] | 0
3 |  | 8901 | 3464 | 1 | ST | 75000 | P |  | 4 | 1949 | NG |  |  | NG | FO6 |  | 12581 | 69000 | 69000 | 0 | RE | 12 | 1986 | 0 | 0 | 0 | 0 | [6 empty] | 0 | 0 | 0 | 3 | 1949 | 0 | 0 | E | [6 empty] | 0
3 |  | 8901 | 3464 | 2 | ST | 75000 | P |  | 8 | 1949 | NG |  |  | NG | FO6 |  | 12581 | 69000 | 69000 | 0 | RE | 12 | 1986 | 0 | 0 | 0 | 0 | [6 empty] | 0 | 0 | 0 | 7 | 1949 | 0 | 0 | E | [6 empty] | 0
3 |  | 8901 | 3464 | 3 | ST | 112500 | C |  | 4 | 1953 | NG |  |  | NG | FO6 |  | 13717 | 112000 | 112000 | 112500 | RA | 0 | 0 | 4 | 1998 | 4 | 1998 |  |  |  | NG |  |  | 110000 | 110000 | 0 | 0 | 1953 | 0 | 0 | E |  |  |  | Y | Originally Retired 12/1985. |  | 0
3 |  | 8901 | 3464 | 4 | ST | 112500 | C |  | 7 | 1953 | NG |  |  | NG | FO6 |  | 13961 | 112000 | 112000 | 112500 | RA | 0 | 0 | 4 | 1998 | 4 | 1998 |  |  |  | NG |  |  | 110000 | 110000 | 0 | 6 | 1953 | 0 | 0 | E |  |  |  | Y | Originally Retired 12/1985. |  | 0
3 |  | 8901 | 3464 | 5 | ST | 446400 | C | OP | 6 | 1973 | NG |  |  | NG | FO2 |  | 10366 | 406000 | 406000 | 0 |  | 0 | 0 | 0 | 0 | 0 | 0 | [6 empty] | 0 | 0 | 0 | 3 | 1973 | 0 | 0 | E | [6 empty] | 0
3 |  | 8901 | 3464 | 73 | GT | 72000 | P | OP | 12 | 1976 | NG | FO2 |  | NG | FO2 |  | 14889 | 54000 | 54000 | 0 |  | 0 | 0 | 0 | 0 | 0 | 0 | [6 empty] | 0 | 0 | 0 | 11 | 1976 | 0 | 0 | E | [6 empty] | 0
3 |  | 8901 | 3464 | 74 | GT | 72000 | P | OP | 12 | 1976 | NG | FO2 |  | NG | FO2 |  | 14889 | 54000 | 54000 | 0 |  | 0 | 0 | 0 | 0 | 0 | 0 | [6 empty] | 0 | 0 | 0 | 11 | 1976 | 0 | 0 | E | [6 empty] | 0
3 |  | 8901 | 3464 | 81 | GT | 72000 | P | OP | 12 | 1976 | NG | FO2 |  | NG | FO2 |  | 14889 | 54000 | 54000 | 0 |  | 0 | 0 | 0 | 0 | 0 | 0 | [6 empty] | 0 | 0 | 0 | 11 | 1976 | 0 | 0 | E | [6 empty] | 0
3 |  | 8901 | 3464 | 82 | GT | 72000 | P | OP | 12 | 1976 | NG | FO2 |  | NG | FO2 |  | 14889 | 54000 | 54000 | 0 |  | 0 | 0 | 0 | 0 | 0 | 0 | [6 empty] | 0 | 0 | 0 | 11 | 1976 | 0 | 0 | E | [6 empty] | 0
3 |  | 8901 | 3464 | 83 | GT | 72000 | P | OP | 12 | 1976 | NG | FO2 |  | NG | FO2 |  | 14880 | 54000 | 54000 | 0 |  | 0 | 0 | 0 | 0 | 0 | 0 | [6 empty] | 0 | 0 | 0 | 11 | 1976 | 0 | 0 | E | [6 empty] | 0
3 |  | 8901 | 3464 | 84 | GT | 72000 | P | OP | 12 | 1976 | NG | FO2 |  | NG | FO2 |  | 14880 | 64000 | 64000 | 0 |  | 0 | 0 | 0 | 0 | 0 | 0 | [6 empty] | 0 | 0 | 0 | 11 | 1976 | 0 | 0 | E | [6 empty] | 0
3 |  | 8901 | 3465 | 5 | GT | 16000 | P | OP | 6 | 1968 | NG |  |  | NG |  |  | 17000 | 13000 | 13000 | 0 |  | 0 | 0 | 0 | 0 | 0 | 0 | [6 empty] | 0 | 0 | 0 | 5 | 1968 | 0 | 0 | E | [6 empty] | 0
3 |  | 8901 | 3465 | 6 | GT | 16000 | P | OP | 6 | 1968 | NG |  |  | NG |  |  | 17000 | 13000 | 13000 | 0 |  | 0 | 0 | 0 | 0 | 0 | 0 | [6 empty] | 0 | 0 | 0 | 5 | 1968 | 0 | 0 | E | [6 empty] | 0
3 |  | 8901 | 3465 | GT1 | GT | 16000 | P | OP | 6 | 1968 | NG | OT |  | NG |  |  | 17000 | 13000 | 13000 | 0 |  | 0 | 0 | 0 | 0 | 0 | 0 | [6 empty] | 0 | 0 | 0 | 5 | 1968 | 0 | 0 | E | [6 empty] | 0
3 |  | 8901 | 3465 | GT2 | GT | 16000 | P | OP | 6 | 1968 | NG |  |  | NG |  |  | 17000 | 13000 | 13000 | 0 |  | 0 | 0 | 0 | 0 | 0 | 0 | [6 empty] | 0 | 0 | 0 | 5 | 1968 | 0 | 0 | E | [6 empty] | 0
3 |  | 8901 | 3465 | GT3 | GT | 16000 | P | OP | 6 | 1968 | NG | OT |  | NG |  |  | 17000 | 13000 | 13000 | 0 |  | 0 | 0 | 0 | 0 | 0 | 0 | [6 empty] | 0 | 0 | 0 | 5 | 1968 | 0 | 0 | E | [6 empty] | 0
3 |  | 8901 | 3465 | GT4 | GT | 16000 | P | OP | 6 | 1968 | NG |  |  | NG |  |  | 17000 | 13000 | 13000 | 0 |  | 0 | 0 | 0 | 0 | 0 | 0 | [6 empty] | 0 | 0 | 0 | 5 | 1968 | 0 | 0 | E | [6 empty] | 0
3 |  | 8901 | 3465 | ST1 | ST | 30000 | C |  | 6 | 1943 | NG |  |  | NG | FO6 |  | 13004 | 43000 | 43000 | 0 | RE | 12 | 1985 | 0 | 0 | 0 | 0 | [6 empty] | 0 | 0 | 0 | 5 | 1943 | 0 | 0 | E | [6 empty] | 0
3 |  | 8901 | 3465 | ST2 | ST | 30000 |  |  | 6 | 1947 | NG |  |  | NG | FO6 |  | 13004 | 43000 | 43000 | 0 | RE | 12 | 1985 | 0 | 0 | 0 | 0 | [6 empty] | 0 | 0 | 0 | 5 | 1947 | 0 | 0 | E | [6 empty] | 0
3 |  | 8901 | 3465 | ST3 | ST | 75000 | C |  | 6 | 1950 | NG |  |  | NG | FO6 |  | 14066 | 83000 | 83000 | 0 | RE | 12 | 1985 | 0 | 0 | 0 | 0 | [6 empty] | 0 | 0 | 0 | 5 | 1950 | 0 | 0 | E | [6 empty] | 0
3 |  | 8901 | 3465 | ST4 | ST | 75000 | C |  | 2 | 1951 | NG |  |  | NG | FO6 |  | 15886 | 83000 | 83000 | 0 | RE | 12 | 1985 | 0 | 0 | 0 | 0 | [6 empty] | 0 | 0 | 0 | 1 | 1951 | 0 | 0 | E | [6 empty] | 0
3 |  | 8901 | 3466 | 1 | ST | 484500 | B | OP | 6 | 1966 | NG |  |  | NG |  |  | 10226 | 480000 | 480000 | 0 |  | 0 | 0 | 0 | 0 | 0 | 0 | [6 empty] | 0 | 0 | 0 | 0 | 1966 | 0 | 0 | E | [6 empty] | 0
3 |  | 8901 | 3466 | 2 | ST | 484500 | B | OP | 4 | 1967 | NG |  |  | NG |  |  | 10172 | 470000 | 470000 | 0 |  | 0 | 0 | 0 | 0 | 0 | 0 | [6 empty] | 0 | 0 | 0 | 0 | 1967 | 0 | 0 | E | [6 empty] | 0
3 |  | 8901 | 3466 | 3 | ST | 580500 | B | OP | 12 | 1968 | NG |  |  | NG |  |  | 10281 | 562000 | 562000 | 0 |  | 0 | 0 | 0 | 0 | 0 | 0 | [6 empty] | 0 | 0 | 0 | 10 | 1968 | 0 | 0 | E | [6 empty] | 0
3 |  | 8901 | 3466 | 4 | ST | 765000 | B | OP | 12 | 1973 | NG |  |  | NG | FO4 |  | 9538 | 719000 | 719000 | 0 |  | 0 | 0 | 0 | 0 | 0 | 0 | [6 empty] | 0 | 0 | 0 | 9 | 1973 | 0 | 0 | E | [6 empty] | 0
3 |  | 8901 | 3466 | GT1 | GT | 16320 | P | OP | 7 | 1967 | NG | OT |  | NG |  |  | 17000 | 13000 | 13000 | 0 |  | 0 | 0 | 0 | 0 | 0 | 0 | [6 empty] | 0 | 0 | 0 | 6 | 1967 | 0 | 0 | E |  |  |  | Y | Diesel fuel |  | 0
3 |  | 8901 | 3468 | 3 | ST | 225300 | C | OP | 4 | 1959 | NG |  |  | NG | FO4 |  | 10328 | 230000 | 230000 | 0 |  | 0 | 0 | 0 | 0 | 0 | 0 | [6 empty] | 0 | 0 | 0 | 3 | 1959 | 0 | 0 | E | [6 empty] | 0
3 |  | 8901 | 3468 | 4 | ST | 225300 | C | OP | 3 | 1960 | NG |  |  | NG | FO4 |  | 10338 | 230000 | 230000 | 0 |  | 0 | 0 | 0 | 0 | 0 | 0 | [6 empty] | 0 | 0 | 0 | 2 | 1960 | 0 | 0 | E | [6 empty] | 0
3 |  | 8901 | 3468 | GT1 | GT | 32640 | P | OP | 7 | 1967 | NG |  |  | NG |  |  | 17000 | 23000 | 23000 | 0 |  | 0 | 0 | 0 | 0 | 0 | 0 | [6 empty] | 0 | 0 | 0 | 6 | 1967 | 0 | 0 | E | [6 empty] | 0
3 |  | 8901 | 3468 | GT2 | GT | 16320 | P | OP | 7 | 1967 | NG | OT |  | NG |  |  | 17000 | 13000 | 13000 | 0 |  | 0 | 0 | 0 | 0 | 0 | 0 | [6 empty] | 0 | 0 | 0 | 6 | 1967 | 0 | 0 | E | [6 empty] | 0
3 |  | 8901 | 3468 | ST1 | ST | 187850 | C | OP | 3 | 1958 | NG | FO4 |  | NG | FO4 |  | 10375 | 174000 | 174000 | 0 |  | 0 | 0 | 0 | 0 | 0 | 0 | [6 empty] | 0 | 0 | 0 | 2 | 1958 | 0 | 0 | [7 empty] | 0
3 |  | 8901 | 3468 | ST2 | ST | 187850 | C | OP | 4 | 1956 | NG | FO4 |  | NG | FO4 |  | 10406 | 174000 | 174000 | 0 |  | 0 | 0 | 0 | 0 | 0 | 0 | [6 empty] | 0 | 0 | 0 | 3 | 1956 | 0 | 0 | [7 empty] | 0
3 |  | 8901 | 3469 | 1 | ST | 75000 | P |  | 7 | 1958 | NG |  |  | NG |  |  | 12665 | 71000 | 71000 | 0 | RE | 12 | 1986 | 0 | 0 | 0 | 0 | [6 empty] | 0 | 0 | 0 | 6 | 1958 | 0 | 0 | E | [6 empty] | 0
3 |  | 8901 | 3469 | 2 | ST | 247800 | C | OP | 6 | 1960 | NG |  |  | NG | FO2 |  | 10327 | 229000 | 229000 | 0 |  | 0 | 0 | 0 | 0 | 0 | 0 | [6 empty] | 0 | 0 | 0 | 5 | 1960 | 0 | 0 | E | [6 empty] | 0
3 |  | 8901 | 3469 | 3 | CW | 113100 | B | OP | 8 | 1974 | NG |  |  | WH |  |  | 9266 | 89000 | 89000 | 0 |  | 0 | 0 | 0 | 0 | 0 | 0 | [6 empty] | 0 | 0 | 0 | 5 | 1974 | 0 | 0 | E | [6 empty] | 0
3 |  | 8901 | 3469 | 4 | CW | 113100 | B | OP | 8 | 1974 | NG |  |  | WH |  |  | 9239 | 89000 | 89000 | 0 |  | 0 | 0 | 0 | 0 | 0 | 0 | [6 empty] | 0 | 0 | 0 | 5 | 1974 | 0 | 0 | E | [6 empty] | 0
3 |  | 8901 | 3469 | G1 | GT | 16320 | P | OP | 7 | 1967 | NG | FO2 |  | NG |  |  | 17000 | 13000 | 13000 | 0 |  | 0 | 0 | 0 | 0 | 0 | 0 | [6 empty] | 0 | 0 | 0 | 6 | 1967 | 0 | 0 | E | [6 empty] | 0
3 |  | 8901 | 3469 | 31 | CT | 51300 | B | OP | 7 | 1972 | NG |  |  | NG |  |  | 13733 | 48000 | 48000 | 0 |  | 0 | 0 | 0 | 0 | 0 | 0 | [6 empty] | 0 | 0 | 0 | 6 | 1972 | 0 | 0 | E | [6 empty] | 0
3 |  | 8901 | 3469 | 32 | CT | 51300 | B | OP | 7 | 1972 | NG |  |  | NG |  |  | 13372 | 48000 | 48000 | 0 |  | 0 | 0 | 0 | 0 | 0 | 0 | [6 empty] | 0 | 0 | 0 | 6 | 1972 | 0 | 0 | E | [6 empty] | 0
3 |  | 8901 | 3469 | 33 | CT | 51300 | B | OP | 7 | 1972 | NG |  |  | NG |  |  | 13450 | 48000 | 48000 | 0 |  | 0 | 0 | 0 | 0 | 0 | 0 | [6 empty] | 0 | 0 | 0 | 6 | 1972 | 0 | 0 | E | [6 empty] | 0
3 |  | 8901 | 3469 | 34 | CT | 51300 | B | OP | 7 | 1972 | NG |  |  | NG |  |  | 13288 | 48000 | 48000 | 0 |  | 0 | 0 | 0 | 0 | 0 | 0 | [6 empty] | 0 | 0 | 0 | 6 | 1972 | 0 | 0 | E | [6 empty] | 0
3 |  | 8901 | 3469 | 41 | CT | 51300 | B | OP | 7 | 1972 | NG |  |  | NG |  |  | 13432 | 48000 | 48000 | 0 |  | 0 | 0 | 0 | 0 | 0 | 0 | [6 empty] | 0 | 0 | 0 | 6 | 1972 | 0 | 0 | E | [6 empty] | 0
3 |  | 8901 | 3469 | 42 | CT | 51300 | B | OP | 7 | 1972 | NG |  |  | NG |  |  | 13097 | 48000 | 48000 | 0 |  | 0 | 0 | 0 | 0 | 0 | 0 | [6 empty] | 0 | 0 | 0 | 6 | 1972 | 0 | 0 | E | [6 empty] | 0
3 |  | 8901 | 3469 | 43 | CT | 56700 | B | OP | 8 | 1974 | NG |  |  | NG |  |  | 13247 | 48000 | 48000 | 0 |  | 0 | 0 | 0 | 0 | 0 | 0 | [6 empty] | 0 | 0 | 0 | 7 | 1974 | 0 | 0 | E | [6 empty] | 0
3 |  | 8901 | 3469 | 44 | CT | 56700 | B | OP | 8 | 1974 | NG |  |  | NG |  |  | 13104 | 48000 | 48000 | 0 |  | 0 | 0 | 0 | 0 | 0 | 0 | [6 empty] | 0 | 0 | 0 | 7 | 1974 | 0 | 0 | E | [6 empty] | 0
3 |  | 8901 | 3469 | 51 | GT | 85000 | P | OP | 11 | 1975 | NG |  |  | NG | FO2 |  | 12547 | 58000 | 58000 | 0 |  | 0 | 0 | 0 | 0 | 0 | 0 | [6 empty] | 0 | 0 | 0 | 10 | 1975 | 0 | 0 | E | [6 empty] | 0
3 |  | 8901 | 3469 | 52 | GT | 85000 | P | OP | 11 | 1975 | NG |  |  | NG | FO2 |  | 13470 | 58000 | 58000 | 0 |  | 0 | 0 | 0 | 0 | 0 | 0 | [6 empty] | 0 | 0 | 0 | 10 | 1975 | 0 | 0 | E | [6 empty] | 0
3 |  | 8901 | 3469 | 53 | GT | 85000 | P | OP | 11 | 1975 | NG |  |  | NG | FO2 |  | 13767 | 58000 | 58000 | 0 |  | 0 | 0 | 0 | 0 | 0 | 0 | [6 empty] | 0 | 0 | 0 | 10 | 1975 | 0 | 0 | E | [6 empty] | 0
3 |  | 8901 | 3469 | 54 | GT | 85000 | P | OP | 11 | 1975 | NG |  |  | NG | FO2 |  | 13877 | 58000 | 58000 | 0 |  | 0 | 0 | 0 | 0 | 0 | 0 | [6 empty] | 0 | 0 | 0 | 10 | 1975 | 0 | 0 | E | [6 empty] | 0
3 |  | 8901 | 3469 | 55 | GT | 85000 | P | OP | 11 | 1975 | NG |  |  | NG | FO2 |  | 13090 | 58000 | 58000 | 0 |  | 0 | 0 | 0 | 0 | 0 | 0 | [6 empty] | 0 | 0 | 0 | 10 | 1975 | 0 | 0 | E | [6 empty] | 0
3 |  | 8901 | 3469 | 56 | GT | 85000 | P | OP | 11 | 1975 | NG |  |  | NG | FO2 |  | 13295 | 58000 | 58000 | 0 |  | 0 | 0 | 0 | 0 | 0 | 0 | [6 empty] | 0 | 0 | 0 | 10 | 1975 | 0 | 0 | E | [6 empty] | 0
3 |  | 8901 | 3470 | 1 | ST | 187850 | C | OP | 6 | 1958 | NG |  |  | NG | FO2 |  | 10440 | 176000 | 176000 | 0 |  | 0 | 0 | 0 | 0 | 0 | 0 | [6 empty] | 0 | 0 | 0 | 5 | 1958 | 0 | 0 | E | [6 empty] | 0
3 |  | 8901 | 3470 | 2 | ST | 187850 | C | OP | 12 | 1958 | NG |  |  | NG | FO2 |  | 10617 | 176000 | 176000 | 0 |  | 0 | 0 | 0 | 0 | 0 | 0 | [6 empty] | 0 | 0 | 0 | 11 | 1958 | 0 | 0 | E | [6 empty] | 0
3 |  | 8901 | 3470 | 3 | ST | 299200 | C | OP | 3 | 1961 | NG |  |  | NG | FO2 |  | 10334 | 278000 | 278000 | 0 |  | 0 | 0 | 0 | 0 | 0 | 0 | [6 empty] | 0 | 0 | 0 | 1 | 1961 | 0 | 0 | E | [6 empty] | 0
3 |  | 8901 | 3470 | 4 | ST | 580500 | B | OP | 6 | 1968 | NG |  |  | NG |  |  | 9553 | 552000 | 552000 | 0 |  | 0 | 0 | 0 | 0 | 0 | 0 | [6 empty] | 0 | 0 | 0 | 4 | 1968 | 0 | 0 | E | [6 empty] | 0
3 |  | 8901 | 3470 | 5 | ST | 734100 | B | OP | 12 | 1977 | NG |  |  | SUB | NG |  | 10377 | 630000 | 630000 | 0 |  | 0 | 0 | 1 | 1989 | 0 | 0 | [6 empty] | 0 | 0 | 0 | 0 | 1977 | 0 | 0 | E | [6 empty] | 0
3 |  | 8901 | 3470 | 6 | ST | 734100 | B | OP | 12 | 1978 | NG |  |  | SUB | NG |  | 10285 | 630000 | 630000 | 0 |  | 0 | 0 | 0 | 0 | 0 | 0 | [6 empty] | 661000 | 661000 | 0 | 0 | 1978 | 0 | 0 | E | [6 empty] | 0
3 |  | 8901 | 3470 | 7 | ST | 614600 | B | OP | 6 | 1980 | NG | FO2 |  | SUB |  |  | 10281 | 540000 | 540000 | 0 |  | 0 | 0 | 0 | 0 | 0 | 0 | [6 empty] | 0 | 0 | 0 | 0 | 1980 | 0 | 0 | E | [6 empty] | 0
3 |  | 8901 | 3470 | 8 | ST | 614600 | B | OP | 12 | 1982 | NG | FO2 |  | SUB |  |  | 10287 | 535000 | 535000 | 0 |  | 0 | 0 | 0 | 0 | 0 | 0 | [6 empty] | 0 | 0 | 0 | 8 | 1982 | 0 | 0 | E | [6 empty] | 0
3 |  | 8901 | 3470 | GT1 | GT | 16320 | P | OP | 7 | 1967 | NG | FO2 |  | NG |  |  | 17000 | 13000 | 13000 | 0 |  | 0 | 0 | 0 | 0 | 0 | 0 | [6 empty] | 0 | 0 | 0 | 6 | 1967 | 0 | 0 | E | [6 empty] | 0
3 |  | 8901 | 3471 | 1 | ST | 112500 | C |  | 6 | 1954 | NG |  |  | NG | FO6 |  | 13281 | 109000 | 109000 | 112500 | RA | 0 | 0 | 4 | 1996 | 4 | 1996 |  |  |  | NG |  |  | 110000 | 110000 | 0 | 5 | 1954 | 0 | 0 | E |  |  |  | Y | Originally Retired in 12/1985. |  | 0
3 |  | 8901 | 3471 | 2 | ST | 112500 | C |  | 12 | 1954 | NG |  |  | NG | FO6 |  | 13333 | 109000 | 109000 | 112500 | RA | 0 | 0 | 4 | 1996 | 4 | 1996 |  |  |  | NG |  |  | 110000 | 110000 | 0 | 11 | 1954 | 0 | 0 | E |  |  |  | Y | Originally Retired 12/1985. |  | 0
3 |  | 8901 | 3471 | 3 | ST | 410040 | C | OP | 5 | 1965 | NG |  |  | NG |  |  | 10095 | 374000 | 374000 | 0 |  | 0 | 0 | 0 | 0 | 0 | 0 | [6 empty] | 0 | 0 | 0 | 3 | 1965 | 0 | 0 | E | [6 empty] | 0
3 |  | 8901 | 3471 | GT1 | GT | 16320 | P | OP | 7 | 1967 | NG | OT |  | NG |  |  | 17000 | 13000 | 13000 | 0 |  | 0 | 0 | 0 | 0 | 0 | 0 | [6 empty] | 0 | 0 | 0 | 6 | 1967 | 0 | 0 | E |  |  |  | Y | OT=Diesel fuel |  | 0
3 |  | 8901 | 6057 | 2 | NB | 0 |  |  | 0 | 0 | [6 empty] | 0 | 0 | 0 | 1200000 | CN | 88 | 1976 | 3 | 1982 | 99 | 1999 |  |  |  | UR |  |  | 0 | 0 | 0 | 0 | 0 | 0 | 0 | [7 empty] | 0
3 |  | 8901 | 6251 | 1 | NP | 1354320 | B | OP | 8 | 1988 | UR |  |  | UR |  |  | 10050 | 1250000 | 1250000 | 0 |  | 0 | 0 | 10 | 1980 | 0 | 0 | [6 empty] | 0 | 0 | 1250000 | 3 | 1988 | 0 | 0 | [7 empty] | 0
3 |  | 8901 | 6251 | 2 | NP | 1354320 | B | OP | 6 | 1989 | UR |  |  | UR |  |  | 10050 | 1250000 | 1250000 | 0 |  | 0 | 0 | 0 | 0 | 0 | 0 | OT | [5 empty] | 0 | 0 | 1250000 | 3 | 1989 | 0 | 0 | [7 empty] | 0
3 |  | 8901 | 7319 | NA1 | CT | 0 |  |  | 0 | 0 | [6 empty] | 0 | 0 | 0 | 70500 | PL | 0 | 0 | 12 | 1997 | 12 | 1997 |  |  |  | NG |  |  | 70500 | 91950 | 0 | 0 | 0 | 59012 | 63305 | [7 empty] | 0
3 |  | 8901 | 7319 | NA2 | CT | 0 |  |  | 0 | 0 | [6 empty] | 0 | 0 | 0 | 70500 | PL | 0 | 0 | 12 | 1997 | 12 | 1997 |  |  |  | NG |  |  | 70500 | 91950 | 0 | 0 | 0 | 59012 | 63305 | [7 empty] | 0
3 |  | 8901 | 7319 | NA3 | CW | 0 |  |  | 0 | 0 | [6 empty] | 0 | 0 | 0 | 78000 | PL | 0 | 0 | 12 | 1997 | 12 | 1997 |  |  |  | WH |  |  | 78000 | 78000 | 0 | 0 | 0 | 65021 | 69365 | [7 empty] | 0
3 |  | 8901 | 7320 | NA1 | CT | 0 |  |  | 0 | 0 | [6 empty] | 0 | 0 | 0 | 136000 | PL | 0 | 0 | 12 | 1999 | 12 | 1999 |  |  |  | NG |  |  | 136000 | 175700 | 0 | 0 | 0 | 110824 | 114666 | [7 empty] | 0
3 |  | 8901 | 7320 | NA2 | CW | 0 |  |  | 0 | 0 | [6 empty] | 0 | 0 | 0 | 70000 | PL | 0 | 0 | 12 | 1999 | 12 | 1999 |  |  |  | WH |  |  | 70000 | 70000 | 0 | 0 | 0 | 58611 | 62899 | [7 empty] | 0
3 |  | 8901 | 7321 | NA1 | CT | 0 |  |  | 0 | 0 | [6 empty] | 0 | 0 | 0 | 136000 | PL | 0 | 0 | 12 | 1999 | 12 | 1999 |  |  |  | NG |  |  | 136000 | 175700 | 0 | 0 | 0 | 110824 | 114666 | [7 empty] | 0
3 |  | 8901 | 7321 | NA2 | CW | 0 |  |  | 0 | 0 | [6 empty] | 0 | 0 | 0 | 70000 | PL | 0 | 0 | 12 | 1999 | 12 | 1999 |  |  |  | WH |  |  | 70000 | 70000 | 0 | 0 | 0 | 58611 | 62899 | [7 empty] | 0
3 |  | 8901 | 7322 | NA1 | CT | 0 |  |  | 0 | 0 | [6 empty] | 0 | 0 | 0 | 136000 | PL | 0 | 0 | 12 | 2000 | 12 | 2000 |  |  |  | NG |  |  | 136000 | 175700 | 0 | 0 | 0 | 110824 | 114666 | [7 empty] | 0
3 |  | 8901 | 7322 | NA2 | CW | 0 |  |  | 0 | 0 | [6 empty] | 0 | 0 | 0 | 70000 | PL | 0 | 0 | 12 | 2000 | 12 | 2000 |  |  |  | WH |  |  | 70000 | 70000 | 0 | 0 | 0 | 58611 | 62899 | [7 empty] | 0
3 |  | 8901 | 7323 | NA1 | CT | 0 |  |  | 0 | 0 | [6 empty] | 0 | 0 | 0 | 136000 | PL | 0 | 0 | 12 | 2001 | 12 | 2001 |  |  |  | NG |  |  | 136000 | 175700 | 0 | 0 | 0 | 110824 | 114666 | [7 empty] | 0
3 |  | 8901 | 7323 | NA2 | CW | 0 |  |  | 0 | 0 | [6 empty] | 0 | 0 | 0 | 70000 | PL | 0 | 0 | 12 | 2001 | 12 | 2001 |  |  |  | WH |  |  | 70000 | 70000 | 0 | 0 | 0 | 58611 | 62899 | [7 empty] | 0
3 |  | 8901 | 7324 | NA1 | CT | 0 |  |  | 0 | 0 | [6 empty] | 0 | 0 | 0 | 136000 | PL | 0 | 0 | 12 | 2001 | 12 | 2001 |  |  |  | NG |  |  | 136000 | 175700 | 0 | 0 | 0 | 110824 | 114666 | [7 empty] | 0
3 |  | 8901 | 7324 | NA2 | CW | 0 |  |  | 0 | 0 | [6 empty] | 0 | 0 | 0 | 70000 | PL | 0 | 0 | 12 | 2001 | 12 | 2001 |  |  |  | WH |  |  | 70000 | 70000 | 0 | 0 | 0 | 58611 | 62899 | [7 empty] | 0
3 |  | 8901 | 7325 | DUP1 | GT | 0 |  |  | 0 | 0 | [6 empty] | 0 | 0 | 0 | 79000 | PL | 0 | 0 | 12 | 1994 | 12 | 1994 |  |  |  | NG |  |  | 79000 | 88000 | 0 | 0 | 0 | 64881 | 77896 | [7 empty] | 0
3 |  | 8901 | 7325 | DUP2 | GT | 0 |  |  | 0 | 0 | [6 empty] | 0 | 0 | 0 | 79000 | PL | 0 | 0 | 12 | 1994 | 12 | 1994 |  |  |  | NG |  |  | 79000 | 88000 | 0 | 0 | 0 | 64881 | 77896 | [7 empty] | 0
3 |  | 8919 | 3365 | 2 | IC | 200 |  |  | 88 | 1934 |  |  |  | FO2 |  |  | 0 | 0 | 0 | 0 | RE | 12 | 1975 | 0 | 0 | 0 | 0 | [6 empty] | 0 | 0 | 0 | 0 | 1934 | 0 | 0 | E | [6 empty] | 0
3 |  | 8919 | 3365 | 3 | IC | 300 |  |  | 88 | 1944 |  |  |  | FO2 |  |  | 0 | 0 | 0 | 0 | RE | 12 | 1975 | 0 | 0 | 0 | 0 | [6 empty] | 0 | 0 | 0 | 0 | 1944 | 0 | 0 | E | [6 empty] | 0
3 |  | 8973 | 7021 | 1 | HC | 0 |  |  | 0 | 0 | [6 empty] | 0 | 0 | 0 | 90 | CN | 3 | 1989 | 0 | 0 | 0 | 0 |  |  |  | WAT |  |  | 90 | 90 | 0 | 0 | 0 | 78 | 79 | [7 empty] | 0
3 |  | 8973 | 9038 | 5 | IC | 1000 |  |  | 9 | 1937 |  |  |  | FO2 |  |  | 14200 | 800 | 800 | 0 | RE | 4 | 1985 | 0 | 0 | 0 | 0 | [6 empty] | 0 | 0 | 0 | 8 | 1937 | 0 | 0 | [7 empty] | 0
3 |  | 8973 | 9038 | 7 | IC | 3300 | C | OP | 5 | 1951 | FO2 |  |  | FO2 |  |  | 10450 | 3000 | 3000 | 0 |  | 0 | 0 | 0 | 0 | 0 | 0 | [6 empty] | 0 | 0 | 0 | 4 | 1951 | 0 | 0 | E | [6 empty] | 0
3 |  | 8973 | 9038 | 8 | IC | 4000 | C | OP | 3 | 1956 | FO2 |  |  | FO2 | NG |  | 10140 | 3600 | 3600 | 0 |  | 0 | 0 | 0 | 0 | 0 | 0 | [6 empty] | 0 | 0 | 0 | 2 | 1956 | 0 | 0 | E | [6 empty] | 0
3 |  | 8973 | 9038 | 9 | IC | 3000 | C | OP | 4 | 1960 | FO2 |  |  | FO2 | NG |  | 10000 | 3000 | 3000 | 0 |  | 0 | 0 | 0 | 0 | 0 | 0 | [6 empty] | 0 | 0 | 0 | 3 | 1960 | 0 | 0 | E | [6 empty] | 0
3 |  | 8973 | 9038 | 10 | IC | 2200 | C | OP | 12 | 1962 | FO2 |  |  | FO2 | NG |  | 10600 | 2200 | 2200 | 0 |  | 0 | 0 | 0 | 0 | 0 | 0 | [6 empty] | 0 | 0 | 0 | 11 | 1962 | 0 | 0 | E | [6 empty] | 0
3 |  | 8973 | 9038 | 11 | IC | 2200 | C | OP | 12 | 1962 | FO2 |  |  | FO2 | NG |  | 10600 | 2200 | 2200 | 0 |  | 0 | 0 | 0 | 0 | 0 | 0 | [6 empty] | 0 | 0 | 0 | 11 | 1962 | 0 | 0 | E | [6 empty] | 0
3 |  | 8973 | 9038 | 12 | IC | 5600 | C | OP | 10 | 1972 | FO2 |  |  | FO2 | NG |  | 9300 | 5600 | 5600 | 0 |  | 0 | 0 | 0 | 0 | 0 | 0 | [6 empty] | 0 | 0 | 0 | 9 | 1972 | 0 | 0 | E | [6 empty] | 0
3 |  | 8973 | 9038 | 13 | IC | 0 |  |  | 0 | 0 | [6 empty] | 0 | 0 | 0 | 6000 | CN | 99 | 9999 | 0 | 0 | 1 | 1983 |  |  |  | FO2 |  |  | 0 | 0 | 0 | 0 | 0 | 6000 | 6000 | [7 empty] | 0
3 |  | 8973 | 9038 | 14 | IC | 0 |  |  | 0 | 0 | [6 empty] | 0 | 0 | 0 | 12000 | CN | 99 | 9999 | 0 | 0 | 1 | 1984 |  |  |  | FO2 |  |  | 0 | 0 | 0 | 0 | 0 | 11000 | 13000 | [7 empty] | 0
3 |  | 9000 | 7175 | 1 | IC | 50 |  | OP | 1 | 1989 | FO1 |  |  | FO1 |  |  | 0 | 44 | 48 | 0 |  | 0 | 0 | 0 | 0 | 0 | 0 | [6 empty] | 0 | 0 | 0 | 1 | 1989 | 0 | 0 |  | E | E |  |  |  |  | 0
3 |  | 9000 | 7175 | 2 | IC | 60 |  | OP | 8 | 1981 | FO1 |  |  | FO1 |  |  | 0 | 53 | 57 | 0 |  | 0 | 0 | 0 | 0 | 0 | 0 | [6 empty] | 0 | 0 | 0 | 8 | 1981 | 0 | 0 |  | E | E |  |  |  |  | 0
3 |  | 9011 | 1289 | 1 | IC | 800 | B | OP | 88 | 1949 | FO2 |  |  | FO2 | NG |  | 9700 | 600 | 600 | 0 |  | 0 | 0 | 0 | 0 | 0 | 0 | [6 empty] | 0 | 0 | 0 | 0 | 1949 | 0 | 0 | E | [6 empty] | 0
3 |  | 9011 | 1289 | 2 | IC | 200 | B | OP | 88 | 1929 | FO2 |  |  | FO2 | NG |  | 10500 | 125 | 125 | 0 |  | 0 | 0 | 0 | 0 | 0 | 0 | [6 empty] | 0 | 0 | 0 | 0 | 1929 | 0 | 0 | E | [6 empty] | 0
3 |  | 9011 | 1289 | 3 | IC | 200 |  |  | 88 | 1930 | FO2 |  |  | FO2 | NG |  | 0 | 0 | 0 | 200 | RE | 1 | 1984 | 0 | 0 | 0 | 0 | [6 empty] | 0 | 0 | 0 | 0 | 1930 | 0 | 0 | E | [6 empty] | 0
3 |  | 9011 | 1289 | 4 | IC | 400 | B | OP | 88 | 1940 | FO2 |  |  | FO2 | NG |  | 11600 | 350 | 350 | 0 |  | 0 | 0 | 0 | 0 | 0 | 0 | [6 empty] | 0 | 0 | 0 | 0 | 1940 | 0 | 0 | E | [6 empty] | 0
3 |  | 9011 | 1289 | 5 | IC | 1000 | B | OP | 88 | 1953 | FO2 |  |  | FO2 | NG |  | 9700 | 700 | 700 | 0 |  | 0 | 0 | 0 | 0 | 0 | 0 | [6 empty] | 0 | 0 | 0 | 0 | 1953 | 0 | 0 | E | [6 empty] | 0
3 |  | 9011 | 1289 | 6 | IC | 1400 | B | OP | 88 | 1959 | FO2 |  |  | FO2 | NG |  | 9700 | 1200 | 1200 | 0 |  | 0 | 0 | 0 | 0 | 0 | 0 | [6 empty] | 0 | 0 | 0 | 0 | 1959 | 0 | 0 | E | [6 empty] | 0
3 |  | 9011 | 7011 | 7 | IC | 2300 | B | OP | 88 | 1964 | FO2 |  |  | FO2 | NG |  | 9415 | 2050 | 2050 | 0 |  | 0 | 0 | 0 | 0 | 0 | 0 | [6 empty] | 0 | 0 | 0 | 0 | 1964 | 0 | 0 | E | [6 empty] | 0
3 |  | 9011 | 7011 | 8 | IC | 2100 | B | OP | 88 | 1971 | FO2 |  |  | FO2 | NG |  | 8688 | 1800 | 1800 | 0 |  | 0 | 0 | 0 | 0 | 0 | 0 | [6 empty] | 0 | 0 | 0 | 0 | 1971 | 0 | 0 | E | [6 empty] | 0
3 |  | 9011 | 7011 | 9 | IC | 5100 | P | OP | 88 | 1977 | FO2 |  |  | FO2 | NG |  | 8435 | 4300 | 4300 | 0 |  | 0 | 0 | 0 | 0 | 0 | 0 | [6 empty] | 0 | 0 | 0 | 0 | 1977 | 0 | 0 | E | [6 empty] | 0
3 |  | 9011 | 7011 | 10 | IC | 4300 | B | OP | 9 | 1983 | FO2 |  |  | FO2 | NG |  | 8678 | 4000 | 4000 | 0 |  | 0 | 0 | 0 | 0 | 0 | 0 | [6 empty] | 0 | 0 | 0 | 8 | 1983 | 0 | 0 | E | [6 empty] | 0
3 |  | 9088 | 1029 | 4 | ST | 2000 |  |  | 99 | 1954 |  |  |  | UNK |  |  | 0 | 0 | 0 | 0 | RE | 99 | 1975 | 0 | 0 | 0 | 0 | [6 empty] | 0 | 0 | 0 | 0 | 1954 | 0 | 0 | E | [6 empty] | 0
3 |  | 9096 | 1443 | 1 | ST | 54400 | C | OP | 4 | 1965 | NG |  |  | NG | FO2 |  | 11500 | 50000 | 50000 | 0 |  | 0 | 0 | 0 | 0 | 0 | 0 | [6 empty] | 0 | 0 | 0 | 2 | 1965 | 0 | 0 | E | [6 empty] | 0
3 |  | 9096 | 1443 | 2 | ST | 100000 | C | OP | 6 | 1970 | NG |  |  | NG | FO2 |  | 10200 | 90000 | 90000 | 0 |  | 0 | 0 | 0 | 0 | 0 | 0 | [6 empty] | 0 | 0 | 0 | 11 | 1969 | 0 | 0 | E | [6 empty] | 0
3 |  | 9096 | 1443 | 3 | ST | 187000 | C | OP | 1 | 1977 | NG |  |  | NG | FO2 | FO6 | 10250 | 178000 | 178000 | 0 |  | 0 | 0 | 0 | 0 | 0 | 0 | [6 empty] | 0 | 0 | 0 | 10 | 1976 | 0 | 0 | E | [6 empty] | 0
3 |  | 9096 | 1444 | 1 | IC | 3000 |  |  | 0 | 1900 |  |  |  | PET | GAS |  | 0 | 0 | 0 | 0 | RE | 12 | 1979 | 0 | 0 | 0 | 0 | [6 empty] | 0 | 0 | 0 | 0 | 1900 | 0 | 0 | E | [6 empty] | 0
3 |  | 9096 | 1445 | 1 | ST | 4000 |  |  | 88 | 1950 |  |  |  | NG | FO2 |  | 0 | 0 | 0 | 0 | RE | 1 | 1983 | 0 | 0 | 0 | 0 | [6 empty] | 0 | 0 | 0 | 0 | 1950 | 0 | 0 | E | [6 empty] | 0
3 |  | 9096 | 1445 | 2 | ST | 4000 |  |  | 88 | 1950 |  |  |  | NG | FO2 |  | 0 | 0 | 0 | 0 | RE | 1 | 1983 | 0 | 0 | 0 | 0 | [6 empty] | 0 | 0 | 0 | 0 | 1950 | 0 | 0 | E | [6 empty] | 0
3 |  | 9096 | 1445 | 3 | ST | 12700 | C | SB | 5 | 1956 | NG |  |  | NG | FO2 |  | 13900 | 12000 | 12000 | 0 |  | 0 | 0 | 0 | 0 | 0 | 0 | [6 empty] | 0 | 0 | 0 | 4 | 1956 | 0 | 0 | E | [6 empty] | 0
3 |  | 9096 | 1445 | 4 | ST | 25000 | C | OP | 2 | 1960 | NG |  |  | NG | FO2 |  | 12400 | 24000 | 24000 | 0 |  | 0 | 0 | 0 | 0 | 0 | 0 | [6 empty] | 0 | 0 | 0 | 1 | 1960 | 0 | 0 | E | [6 empty] | 0
3 |  | 9130 | 1980 | 1 | IC | 2000 |  |  | 99 | 1956 |  |  |  | FO2 | NG |  | 0 | 0 | 0 | 0 | RE | 0 | 0 | 0 | 0 | 0 | 0 | [6 empty] | 0 | 0 | 0 | 0 | 1956 | 0 | 0 | E | [6 empty] | 0
3 |  | 9130 | 1980 | 2 | IC | 2000 |  | OP | 88 | 1958 | FO2 |  |  | NG | FO2 |  | 10779 | 1970 | 1970 | 0 |  | 0 | 0 | 0 | 0 | 0 | 0 | [6 empty] | 0 | 0 | 0 | 0 | 1958 | 0 | 0 | E | [6 empty] | 0
3 |  | 9130 | 1980 | 3 | IC | 4000 |  | OP | 88 | 1968 | FO2 |  |  | NG | FO2 |  | 10460 | 3900 | 3900 | 0 |  | 0 | 0 | 0 | 0 | 0 | 0 | [6 empty] | 0 | 0 | 0 | 0 | 1968 | 0 | 0 | E | [6 empty] | 0
3 |  | 9130 | 1980 | 4 | IC | 4000 |  | OP | 88 | 1968 | FO2 |  |  | NG | FO2 |  | 10758 | 3900 | 3900 | 0 |  | 0 | 0 | 0 | 0 | 0 | 0 | [6 empty] | 0 | 0 | 0 | 0 | 1968 | 0 | 0 | E | [6 empty] | 0
3 |  | 9130 | 1980 | 5 | IC | 2000 |  | OP | 88 | 1941 | FO2 |  |  | FO2 |  |  | 12909 | 1740 | 1740 | 0 |  | 0 | 0 | 0 | 0 | 0 | 0 | [6 empty] | 0 | 0 | 0 | 0 | 1941 | 0 | 0 | E | [6 empty] | 0
3 |  | 9130 | 1980 | 6 | IC | 2000 |  | OP | 88 | 1947 | FO2 |  |  | FO2 |  |  | 10757 | 1740 | 1740 | 0 |  | 0 | 0 | 0 | 0 | 0 | 0 | [6 empty] | 0 | 0 | 0 | 0 | 1947 | 0 | 0 | E | [6 empty] | 0
3 |  | 9130 | 1980 | 7 | IC | 5000 |  | OP | 88 | 1964 | FO2 |  |  | NG | FO2 |  | 10464 | 4500 | 4500 | 0 |  | 0 | 0 | 0 | 0 | 0 | 0 | [6 empty] | 0 | 0 | 0 | 0 | 1964 | 0 | 0 | E | [6 empty] | 0
3 |  | 9130 | 1980 | 8 | CS | 16000 |  | OP | 88 | 1971 | FO2 | NG |  | NG | FO2 |  | 10858 | 11500 | 14100 | 0 |  | 0 | 0 | 0 | 0 | 0 | 0 | [6 empty] | 0 | 0 | 0 | 0 | 1971 | 0 | 0 | E | [6 empty] | 0
3 |  | 9130 | 6358 | 1 | GT | 25000 |  | OP | 3 | 1977 | FO2 |  |  | FO2 |  |  | 15989 | 21400 | 25100 | 0 |  | 0 | 0 | 0 | 0 | 0 | 0 | [6 empty] | 0 | 0 | 0 | 2 | 1977 | 0 | 0 | E | [6 empty] | 0
3 |  | 9145 | 453 | 1 | HC | 500 | B | OP | 2 | 1983 | WAT |  |  | WAT |  |  | 0 | 500 | 500 | 0 |  | 0 | 0 | 0 | 0 | 0 | 0 | [6 empty] | 0 | 0 | 0 | 2 | 1983 | 0 | 0 | E | [6 empty] | 0
3 |  | 9145 | 453 | 2 | HC | 500 | B | OP | 2 | 1983 | WAT |  |  | WAT |  |  | 0 | 500 | 500 | 0 |  | 0 | 0 | 0 | 0 | 0 | 0 | [6 empty] | 0 | 0 | 0 | 2 | 1983 | 0 | 0 | E | [6 empty] | 0
3 |  | 9145 | 742 | 1 | HC | 1500 | B | OP | 6 | 1984 | WAT |  |  | WAT |  |  | 0 | 1500 | 1500 | 0 |  | 0 | 0 | 0 | 0 | 0 | 0 | [6 empty] | 0 | 0 | 0 | 6 | 1984 | 0 | 0 | E | [6 empty] | 0
3 |  | 9145 | 742 | 2 | HC | 1500 | B | OP | 6 | 1984 | WAT |  |  | WAT |  |  | 0 | 1500 | 1500 | 0 |  | 0 | 0 | 0 | 0 | 0 | 0 | [6 empty] | 0 | 0 | 0 | 6 | 1984 | 0 | 0 | E | [6 empty] | 0
3 |  | 9145 | 742 | 3 | HC | 330 | B | OP | 8 | 1984 | WAT |  |  | WAT |  |  | 0 | 330 | 330 | 0 |  | 0 | 0 | 0 | 0 | 0 | 0 | [6 empty] | 0 | 0 | 0 | 8 | 1984 | 0 | 0 | E | [6 empty] | 0
3 |  | 9145 | 743 | 1 | HC | 500 | B | OP | 4 | 1984 | WAT |  |  | WAT |  |  | 0 | 500 | 500 | 0 |  | 0 | 0 | 0 | 0 | 0 | 0 | [6 empty] | 0 | 0 | 0 | 4 | 1984 | 0 | 0 | E | [6 empty] | 0
3 |  | 9145 | 743 | 2 | HC | 500 | B | OP | 4 | 1984 | WAT |  |  | WAT |  |  | 0 | 500 | 500 | 0 |  | 0 | 0 | 0 | 0 | 0 | 0 | [6 empty] | 0 | 0 | 0 | 4 | 1984 | 0 | 0 | E | [6 empty] | 0
3 |  | 9145 | 2505 | 1 | HC | 500 | B | OP | 88 | 1931 | WAT |  |  | WAT |  |  | 0 | 500 | 500 | 0 |  | 0 | 0 | 0 | 0 | 0 | 0 | [6 empty] | 0 | 0 | 0 | 0 | 1931 | 0 | 0 | E | [6 empty] | 0
3 |  | 9145 | 2505 | 2 | HC | 500 | B | OP | 88 | 1931 | WAT |  |  | WAT |  |  | 0 | 500 | 500 | 0 |  | 0 | 0 | 0 | 0 | 0 | 0 | [6 empty] | 0 | 0 | 0 | 0 | 1931 | 0 | 0 | E | [6 empty] | 0
3 |  | 9145 | 2505 | 3 | HC | 200 | B | OP | 88 | 1958 | WAT |  |  | WAT |  |  | 0 | 200 | 200 | 0 |  | 0 | 0 | 0 | 0 | 0 | 0 | [6 empty] | 0 | 0 | 0 | 0 | 1958 | 0 | 0 | E | [6 empty] | 0
3 |  | 9145 | 2505 | 4 | HC | 600 | B |  | 88 | 1925 | WAT |  |  | WAT |  |  | 0 | 600 | 600 | 0 | RE | 7 | 1987 | 0 | 0 | 0 | 0 | [6 empty] | 0 | 0 | 0 | 0 | 1925 | 0 | 0 | E | [6 empty] | 0
3 |  | 9145 | 2505 | 5 | HC | 250 | B | OP | 7 | 1986 | WAT |  |  | WAT |  |  | 0 | 250 | 250 | 0 |  | 0 | 0 | 4 | 1984 | 4 | 1986 | FI | [5 empty] | 0 | 0 | 0 | 7 | 1986 | 0 | 0 | [7 empty] | 0
3 |  | 9145 | 2505 | 6 | HC | 250 | B | OP | 7 | 1986 | WAT |  |  | WAT |  |  | 0 | 250 | 250 | 0 |  | 0 | 0 | 4 | 1984 | 4 | 1986 | FI | [5 empty] | 0 | 0 | 0 | 7 | 1986 | 0 | 0 | [7 empty] | 0
3 |  | 9145 | 2505 | 7 | HC | 1300 | B | OP | 5 | 1988 | WAT |  |  | WAT |  |  | 0 | 1300 | 1300 | 0 |  | 0 | 0 | 2 | 1988 | 0 | 0 | EQ | OT |  |  |  |  | 0 | 0 | 0 | 5 | 1988 | 0 | 0 | [7 empty] | 0
3 |  | 9145 | 2505 | 8 | HC | 1300 | B | OP | 5 | 1988 | WAT |  |  | WAT |  |  | 0 | 1300 | 1300 | 0 |  | 0 | 0 | 2 | 1988 | 0 | 0 | EQ | OT |  |  |  |  | 0 | 0 | 0 | 5 | 1988 | 0 | 0 | [7 empty] | 0
3 |  | 9145 | 2506 | 1 | HC | 1200 | B | OP | 88 | 1948 | WAT |  |  | WAT |  |  | 0 | 1200 | 1200 | 0 |  | 0 | 0 | 0 | 0 | 0 | 0 | [6 empty] | 0 | 0 | 0 | 0 | 1948 | 0 | 0 | E | [6 empty] | 0
3 |  | 9145 | 2553 | 1 | HC | 400 | B | OP | 88 | 1914 | WAT |  |  | WAT |  |  | 0 | 400 | 400 | 0 |  | 0 | 0 | 0 | 0 | 0 | 0 | [6 empty] | 0 | 0 | 0 | 0 | 1914 | 0 | 0 | E | [6 empty] | 0
3 |  | 9145 | 2553 | 2 | HC | 400 | B | OP | 88 | 1914 | WAT |  |  | WAT |  |  | 0 | 400 | 400 | 0 |  | 0 | 0 | 0 | 0 | 0 | 0 | [6 empty] | 0 | 0 | 0 | 0 | 1914 | 0 | 0 | E | [6 empty] | 0
3 |  | 9145 | 2553 | 3 | HC | 400 | B | OP | 88 | 1914 | WAT |  |  | WAT |  |  | 0 | 400 | 400 | 0 |  | 0 | 0 | 0 | 0 | 0 | 0 | [6 empty] | 0 | 0 | 0 | 0 | 1914 | 0 | 0 | E | [6 empty] | 0
3 |  | 9145 | 2618 | 1 | HC | 1000 | B | OP | 88 | 1929 | WAT |  |  | WAT |  |  | 0 | 1000 | 1000 | 0 |  | 0 | 0 | 0 | 0 | 0 | 0 | [6 empty] | 0 | 0 | 0 | 0 | 1929 | 0 | 0 | E | [6 empty] | 0
3 |  | 9145 | 2618 | 2 | HC | 300 | B | OP | 88 | 1927 | WAT |  |  | WAT |  |  | 0 | 300 | 300 | 0 |  | 0 | 0 | 0 | 0 | 0 | 0 | [6 empty] | 0 | 0 | 0 | 0 | 1927 | 0 | 0 | E | [6 empty] | 0
3 |  | 9145 | 6572 | 1 | HC | 300 | B | OP | 88 | 1922 | WAT |  |  | WAT |  |  | 0 | 300 | 300 | 0 |  | 0 | 0 | 0 | 0 | 0 | 0 | [6 empty] | 0 | 0 | 0 | 0 | 1922 | 0 | 0 | E | [6 empty] | 0
3 |  | 9145 | 6572 | 2 | HC | 300 | B | OP | 88 | 1922 | WAT |  |  | WAT |  |  | 0 | 300 | 300 | 0 |  | 0 | 0 | 0 | 0 | 0 | 0 | [6 empty] | 0 | 0 | 0 | 0 | 1922 | 0 | 0 | E | [6 empty] | 0
3 |  | 9145 | 6572 | 3 | HC | 300 | B | OP | 88 | 1922 | WAT |  |  | WAT |  |  | 0 | 300 | 300 | 0 |  | 0 | 0 | 0 | 0 | 0 | 0 | [6 empty] | 0 | 0 | 0 | 0 | 1922 | 0 | 0 | E | [6 empty] | 0
3 |  | 9145 | 6573 | 1 | HC | 850 | B | OP | 88 | 1922 | WAT |  |  | WAT |  |  | 0 | 850 | 850 | 0 |  | 0 | 0 | 0 | 0 | 0 | 0 | [6 empty] | 0 | 0 | 0 | 0 | 1922 | 0 | 0 | E | [6 empty] | 0
3 |  | 9145 | 6573 | 2 | HC | 640 | B | OP | 88 | 1922 | WAT |  |  | WAT |  |  | 0 | 640 | 640 | 0 |  | 0 | 0 | 0 | 0 | 0 | 0 | [6 empty] | 0 | 0 | 0 | 0 | 1922 | 0 | 0 | E | [6 empty] | 0
3 |  | 9145 | 7031 | 1 | HC | 3500 | B | OP | 12 | 1985 | WAT |  |  | WAT |  |  | 0 | 3500 | 3500 | 0 |  | 0 | 0 | 0 | 0 | 0 | 0 | [6 empty] | 0 | 0 | 0 | 12 | 1985 | 0 | 0 | [7 empty] | 0
3 |  | 9145 | 7031 | 2 | HC | 3500 | B | OP | 12 | 1985 | WAT |  |  | WAT |  |  | 0 | 3500 | 3500 | 0 |  | 0 | 0 | 0 | 0 | 0 | 0 | [6 empty] | 0 | 0 | 0 | 12 | 1985 | 0 | 0 | 1 | [6 empty] | 0
3 |  | 9163 | 3674 | 1 | HC | 500 | B | OP | 88 | 1931 | WAT |  |  | WAT |  |  | 0 | 400 | 400 | 0 |  | 0 | 0 | 0 | 0 | 0 | 0 | [6 empty] | 0 | 0 | 0 | 0 | 1931 | 0 | 0 | E | [6 empty] | 0
3 |  | 9163 | 7020 | NA1 | HC | 0 |  |  | 0 | 0 | [6 empty] | 0 | 0 | 0 | 1350 | IP | 4 | 1988 | 12 | 1985 | 0 | 0 | AP |  |  | WAT |  |  | 1350 | 750 | 0 | 0 | 0 | 1299 | 1280 | [7 empty] | 0
3 |  | 9187 | 790 | 1 | HC | 23400 | B | OP | 11 | 1988 |  |  |  | WAT |  |  | 0 | 23400 | 23400 | 0 |  | 0 | 0 | 88 | 1986 | 0 | 0 | LE | AP |  |  |  |  | 0 | 0 | 0 | 10 | 1988 | 0 | 0 | [7 empty] | 0
3 |  | 9187 | 841 | 1 | HC | 1000 |  |  | 99 | 1913 |  |  |  | WAT |  |  | 0 | 0 | 0 | 0 | RE | 99 | 1980 | 0 | 0 | 0 | 0 | [6 empty] | 0 | 0 | 0 | 0 | 1913 | 0 | 0 | E | [6 empty] | 0
3 |  | 9187 | 841 | 2 | HC | 500 |  |  | 99 | 1922 |  |  |  | WAT |  |  | 0 | 0 | 0 | 0 | RE | 4 | 1980 | 0 | 0 | 0 | 0 | [6 empty] | 0 | 0 | 0 | 0 | 1922 | 0 | 0 | E | [6 empty] | 0
3 |  | 9187 | 841 | 3 | HC | 8000 | B | OP | 7 | 1982 | WAT |  |  | WAT |  |  | 0 | 8000 | 8000 | 0 |  | 0 | 0 | 0 | 0 | 0 | 0 | [6 empty] | 0 | 0 | 0 | 4 | 1982 | 0 | 0 | E | [6 empty] | 0
3 |  | 9187 | 841 | 4 | HC | 800 |  |  | 99 | 1913 |  |  |  | WAT |  |  | 0 | 0 | 0 | 0 | RE | 9 | 1980 | 0 | 0 | 0 | 0 | [6 empty] | 0 | 0 | 0 | 0 | 1913 | 0 | 0 | E | [6 empty] | 0
3 |  | 9187 | 842 | 1 | IC | 1000 |  |  | 99 | 1947 |  |  |  | FO2 |  |  | 0 | 0 | 0 | 0 | RE | 12 | 1981 | 0 | 0 | 0 | 0 | [6 empty] | 0 | 0 | 0 | 0 | 1947 | 0 | 0 | E | [6 empty] | 0
3 |  | 9187 | 842 | 2 | IC | 1000 |  |  | 99 | 1947 |  |  |  | FO2 |  |  | 0 | 0 | 0 | 0 | RE | 12 | 1981 | 0 | 0 | 0 | 0 | [6 empty] | 0 | 0 | 0 | 0 | 1947 | 0 | 0 | E | [6 empty] | 0
3 |  | 9187 | 843 | 1 | HC | 3000 | C | OP | 88 | 1940 | WAT |  |  | WAT |  |  | 0 | 3000 | 3000 | 0 |  | 0 | 0 | 0 | 0 | 0 | 0 | [6 empty] | 0 | 0 | 0 | 0 | 1940 | 0 | 0 | E | [6 empty] | 0
3 |  | 9187 | 844 | 1 | HC | 1000 |  |  | 99 | 1930 |  |  |  | WAT |  |  | 0 | 0 | 0 | 0 | RE | 12 | 1979 | 0 | 0 | 0 | 0 | [6 empty] | 0 | 0 | 0 | 0 | 1930 | 0 | 0 | E | [6 empty] | 0
3 |  | 9187 | 844 | 2 | HC | 1000 |  |  | 99 | 1936 |  |  |  | WAT |  |  | 0 | 0 | 0 | 0 | RE | 12 | 1979 | 0 | 0 | 0 | 0 | [6 empty] | 0 | 0 | 0 | 0 | 1936 | 0 | 0 | E | [6 empty] | 0
3 |  | 9187 | 844 | 4 | HC | 8000 | B | OP | 9 | 1982 | WAT |  |  | WAT |  |  | 0 | 8000 | 8000 | 0 |  | 0 | 0 | 0 | 0 | 0 | 0 | [6 empty] | 0 | 0 | 0 | 6 | 1982 | 0 | 0 | E | [6 empty] | 0
3 |  | 9187 | 7012 | 2 | HC | 8000 | B | OP | 4 | 1982 |  |  |  | WAT |  |  | 0 | 8000 | 8000 | 0 |  | 0 | 0 | 0 | 0 | 0 | 0 | [6 empty] | 0 | 0 | 0 | 1 | 1982 | 0 | 0 | E | [6 empty] | 0
3 |  | 9188 | 7183 | 1 | IC | 320 |  | OP | 1 | 1983 |  |  |  | FO2 |  |  | 0 | 289 | 322 | 0 |  | 0 | 0 | 0 | 0 | 0 | 0 | [6 empty] | 0 | 0 | 0 | 1 | 1983 | 0 | 0 |  | E | E |  |  |  |  | 0
3 |  | 9188 | 7183 | 3 | IC | 320 |  | OP | 1 | 1983 |  |  |  | FO2 |  |  | 0 | 289 | 322 | 0 |  | 0 | 0 | 0 | 0 | 0 | 0 | [6 empty] | 0 | 0 | 0 | 1 | 1983 | 0 | 0 |  | E | E |  |  |  |  | 0
3 |  | 9188 | 7183 | 4 | IC | 600 |  | OP | 1 | 1989 |  |  |  | FO2 |  |  | 0 | 546 | 613 | 0 |  | 0 | 0 | 0 | 0 | 0 | 0 | [6 empty] | 0 | 0 | 0 | 1 | 1989 | 0 | 0 |  | E | E |  |  |  |  | 0
3 |  | 9191 | 809 | 1 | HC | 30780 | B | OP | 7 | 1978 | WAT |  |  | WAT |  |  | 0 | 28600 | 31620 | 0 |  | 0 | 0 | 0 | 0 | 0 | 0 | [6 empty] | 0 | 0 | 0 | 6 | 1978 | 0 | 0 |  |  | E |  |  |  |  | 0
3 |  | 9191 | 809 | 2 | HC | 30780 | B | OP | 6 | 1978 | WAT |  |  | WAT |  |  | 0 | 28600 | 31620 | 0 |  | 0 | 0 | 0 | 0 | 0 | 0 | [6 empty] | 0 | 0 | 0 | 5 | 1978 | 0 | 0 |  |  | E |  |  |  |  | 0
3 |  | 9191 | 809 | 3 | HC | 30780 | B | OP | 3 | 1978 | WAT |  |  | WAT |  |  | 0 | 28600 | 31620 | 0 |  | 0 | 0 | 0 | 0 | 0 | 0 | [6 empty] | 0 | 0 | 0 | 2 | 1978 | 0 | 0 |  |  | E |  |  |  |  | 0
3 |  | 9191 | 809 | 4 | HC | 6000 |  |  | 99 | 1927 |  |  |  | WAT |  |  | 0 | 0 | 0 | 0 | RE | 9 | 1977 | 0 | 0 | 0 | 0 | [6 empty] | 0 | 0 | 0 | 0 | 1927 | 0 | 0 | E | [6 empty] | 0
3 |  | 9191 | 809 | 5 | HC | 6000 |  |  | 99 | 1927 |  |  |  | WAT |  |  | 0 | 0 | 0 | 0 | RE | 9 | 1977 | 0 | 0 | 0 | 0 | [6 empty] | 0 | 0 | 0 | 0 | 1927 | 0 | 0 | E | [6 empty] | 0
3 |  | 9191 | 809 | R1 | HC | 3000 |  |  | 99 | 1913 |  |  |  | WAT |  |  | 0 | 0 | 0 | 0 | RE | 9 | 1977 | 0 | 0 | 0 | 0 | [6 empty] | 0 | 0 | 0 | 0 | 1913 | 0 | 0 | E | [6 empty] | 0
3 |  | 9191 | 809 | R2 | HC | 6000 |  |  | 99 | 1924 |  |  |  | WAT |  |  | 0 | 0 | 0 | 0 | RE | 9 | 1977 | 0 | 0 | 0 | 0 | [6 empty] | 0 | 0 | 0 | 0 | 1924 | 0 | 0 | E | [6 empty] | 0
3 |  | 9191 | 809 | R3 | HC | 6000 |  |  | 99 | 1923 |  |  |  | WAT |  |  | 0 | 0 | 0 | 0 | RE | 9 | 1977 | 0 | 0 | 0 | 0 | [6 empty] | 0 | 0 | 0 | 0 | 1923 | 0 | 0 | E | [6 empty] | 0
3 |  | 9191 | 810 | 1 | HC | 25000 | B | OP | 11 | 1949 | WAT |  |  | WAT |  |  | 0 | 25000 | 25000 | 0 |  | 0 | 0 | 0 | 0 | 0 | 0 | [6 empty] | 0 | 0 | 0 | 10 | 1949 | 0 | 0 | [7 empty] | 0
3 |  | 9191 | 810 | 2 | HC | 25000 | B | OP | 1 | 1950 |  |  |  | WAT |  |  | 0 | 25000 | 25000 | 0 |  | 0 | 0 | 0 | 0 | 0 | 0 | [6 empty] | 0 | 0 | 0 | 12 | 1949 | 0 | 0 | [7 empty] | 0
3 |  | 9191 | 810 | 3 | HC | 25000 | B | OP | 3 | 1950 |  |  |  | WAT |  |  | 0 | 25000 | 25000 | 0 |  | 0 | 0 | 0 | 0 | 0 | 0 | [6 empty] | 0 | 0 | 0 | 2 | 1950 | 0 | 0 | [7 empty] | 0
3 |  | 9191 | 811 | 1 | HC | 90100 | B | OP | 1 | 1959 |  |  |  | WAT |  |  | 0 | 115000 | 100000 | 0 |  | 0 | 0 | 0 | 0 | 0 | 0 | [6 empty] | 0 | 0 | 0 | 12 | 1958 | 0 | 0 | [7 empty] | 0
3 |  | 9191 | 811 | 2 | HC | 90100 | B | OP | 12 | 1958 |  |  |  | WAT |  |  | 0 | 115000 | 100000 | 0 |  | 0 | 0 | 0 | 0 | 0 | 0 | [6 empty] | 0 | 0 | 0 | 11 | 1958 | 0 | 0 | [7 empty] | 0
3 |  | 9191 | 811 | 3 | HC | 90100 | B | OP | 10 | 1958 |  |  |  | WAT |  |  | 0 | 115000 | 100000 | 0 |  | 0 | 0 | 0 | 0 | 0 | 0 | [6 empty] | 0 | 0 | 0 | 9 | 1958 | 0 | 0 | [7 empty] | 0
3 |  | 9191 | 811 | 4 | HC | 90100 | B | OP | 8 | 1958 |  |  |  | WAT |  |  | 0 | 115000 | 100000 | 0 |  | 0 | 0 | 0 | 0 | 0 | 0 | [6 empty] | 0 | 0 | 0 | 7 | 1958 | 0 | 0 | [7 empty] | 0
3 |  | 9191 | 811 | 5 | HC | 225000 | B | OP | 3 | 1980 |  |  |  | WAT |  |  | 0 | 268000 | 225000 | 0 |  | 0 | 0 | 0 | 0 | 0 | 0 | [6 empty] | 0 | 0 | 0 | 2 | 1980 | 0 | 0 | [7 empty] | 0
3 |  | 9191 | 812 | 1 | HC | 27600 | B | OP | 3 | 1952 |  |  |  | WAT |  |  | 0 | 29333 | 29333 | 0 |  | 0 | 0 | 0 | 0 | 0 | 0 | [6 empty] | 0 | 0 | 0 | 2 | 1952 | 0 | 0 | [7 empty] | 0
3 |  | 9191 | 812 | 2 | HC | 27600 | B | OP | 3 | 1952 |  |  |  | WAT |  |  | 0 | 29333 | 29333 | 0 |  | 0 | 0 | 0 | 0 | 0 | 0 | [6 empty] | 0 | 0 | 0 | 2 | 1952 | 0 | 0 | [7 empty] | 0
3 |  | 9191 | 812 | 3 | HC | 27600 | B | OP | 3 | 1952 |  |  |  | WAT |  |  | 0 | 29333 | 29333 | 0 |  | 0 | 0 | 0 | 0 | 0 | 0 | [6 empty] | 0 | 0 | 0 | 2 | 1952 | 0 | 0 | [7 empty] | 0
3 |  | 9191 | 813 | 1 | HC | 6210 | B | OP | 5 | 1984 |  |  |  | WAT |  |  | 0 | 4950 | 2350 | 0 |  | 0 | 0 | 0 | 0 | 0 | 0 | [6 empty] | 0 | 0 | 0 | 5 | 1984 | 0 | 0 | [7 empty] | 0
3 |  | 9191 | 813 | 2 | HC | 6210 | B | OP | 12 | 1983 |  |  |  | WAT |  |  | 0 | 4950 | 2350 | 0 |  | 0 | 0 | 0 | 0 | 0 | 0 | [6 empty] | 0 | 0 | 0 | 12 | 1983 | 0 | 0 | [7 empty] | 0
3 |  | 9191 | 814 | 1 | HC | 2500 | B | OP | 88 | 1937 |  |  |  | WAT |  |  | 0 | 1900 | 2100 | 0 |  | 0 | 0 | 0 | 0 | 0 | 0 | [6 empty] | 0 | 0 | 0 | 0 | 1937 | 0 | 0 | E | [6 empty] | 0
3 |  | 9191 | 815 | 1 | HC | 13500 | B | OP | 10 | 1948 |  |  |  | WAT |  |  | 0 | 11000 | 13300 | 0 |  | 0 | 0 | 0 | 0 | 0 | 0 | [6 empty] | 0 | 0 | 0 | 9 | 1948 | 0 | 0 | [7 empty] | 0
3 |  | 9191 | 816 | 1 | HC | 15000 | B | OP | 7 | 1949 |  |  |  | WAT |  |  | 0 | 17000 | 17000 | 0 |  | 0 | 0 | 0 | 0 | 0 | 0 | [6 empty] | 0 | 0 | 0 | 6 | 1949 | 0 | 0 | [7 empty] | 0
3 |  | 9191 | 816 | 2 | HC | 15000 | B | OP | 9 | 1949 |  |  |  | WAT |  |  | 0 | 17000 | 17000 | 0 |  | 0 | 0 | 0 | 0 | 0 | 0 | [6 empty] | 0 | 0 | 0 | 8 | 1949 | 0 | 0 | [7 empty] | 0
3 |  | 9191 | 816 | 3 | HC | 15000 | B | OP | 2 | 1949 |  |  |  | WAT |  |  | 0 | 17000 | 17000 | 0 |  | 0 | 0 | 0 | 0 | 0 | 0 | [6 empty] | 0 | 0 | 0 | 1 | 1949 | 0 | 0 | [7 empty] | 0
3 |  | 9191 | 816 | 4 | HC | 15000 | B | OP | 3 | 1949 |  |  |  | WAT |  |  | 0 | 17000 | 17000 | 0 |  | 0 | 0 | 0 | 0 | 0 | 0 | [6 empty] | 0 | 0 | 0 | 2 | 1949 | 0 | 0 | [7 empty] | 0
3 |  | 9191 | 817 | 1 | IC | 2500 | P | SB | 88 | 1967 | FO2 |  |  | FO2 |  |  | 13317 | 2750 | 2750 | 0 |  | 0 | 0 | 0 | 0 | 0 | 0 | [6 empty] | 0 | 0 | 0 | 0 | 1967 | 0 | 0 | E | [6 empty] | 0
3 |  | 9191 | 817 | 2 | IC | 2500 | P | SB | 88 | 1967 | FO2 |  |  | FO2 |  |  | 13317 | 2750 | 2750 | 0 |  | 0 | 0 | 0 | 0 | 0 | 0 | [6 empty] | 0 | 0 | 0 | 0 | 1967 | 0 | 0 | E | [6 empty] | 0
3 |  | 9191 | 818 | 1 | HC | 600 | B | OP | 6 | 1909 |  |  |  | WAT |  |  | 0 | 600 | 600 | 0 |  | 0 | 0 | 0 | 0 | 0 | 0 | [6 empty] | 0 | 0 | 0 | 5 | 1909 | 0 | 0 | [7 empty] | 0
3 |  | 9191 | 818 | 2 | HC | 400 | B | OP | 8 | 1907 |  |  |  | WAT |  |  | 0 | 400 | 400 | 0 |  | 0 | 0 | 0 | 0 | 0 | 0 | [6 empty] | 0 | 0 | 0 | 7 | 1907 | 0 | 0 | [7 empty] | 0
3 |  | 9191 | 818 | 3 | HC | 11500 | B | OP | 8 | 1921 |  |  |  | WAT |  |  | 0 | 11500 | 11500 | 0 |  | 0 | 0 | 0 | 0 | 0 | 0 | [6 empty] | 0 | 0 | 0 | 7 | 1921 | 0 | 0 | [7 empty] | 0
3 |  | 9191 | 819 | 1 | HC | 1283 | B | OP | 88 | 1910 |  |  |  | WAT |  |  | 0 | 950 | 1400 | 0 |  | 0 | 0 | 0 | 0 | 0 | 0 | [6 empty] | 0 | 0 | 0 | 0 | 1910 | 0 | 0 | E | [6 empty] | 0
3 |  | 9191 | 819 | 2 | HC | 1283 | B | OP | 88 | 1910 |  |  |  | WAT |  |  | 0 | 950 | 1400 | 0 |  | 0 | 0 | 0 | 0 | 0 | 0 | [6 empty] | 0 | 0 | 0 | 0 | 1910 | 0 | 0 | E | [6 empty] | 0
3 |  | 9191 | 819 | 3 | HC | 1000 | B | OP | 88 | 1913 |  |  |  | WAT |  |  | 0 | 725 | 725 | 0 |  | 0 | 0 | 0 | 0 | 0 | 0 | [6 empty] | 0 | 0 | 0 | 0 | 1913 | 0 | 0 | E | [6 empty] | 0
3 |  | 9191 | 819 | 4 | HC | 1000 | B | OP | 88 | 1913 |  |  |  | WAT |  |  | 0 | 725 | 725 | 0 |  | 0 | 0 | 0 | 0 | 0 | 0 | [6 empty] | 0 | 0 | 0 | 0 | 1913 | 0 | 0 | E | [6 empty] | 0
3 |  | 9191 | 819 | 5 | HC | 1250 | B | OP | 4 | 1918 |  |  |  | WAT |  |  | 0 | 925 | 1300 | 0 |  | 0 | 0 | 0 | 0 | 0 | 0 | [6 empty] | 0 | 0 | 0 | 3 | 1918 | 0 | 0 | [7 empty] | 0
3 |  | 9191 | 819 | 6 | HC | 1250 | B | OP | 5 | 1918 |  |  |  | WAT |  |  | 0 | 925 | 1300 | 0 |  | 0 | 0 | 0 | 0 | 0 | 0 | [6 empty] | 0 | 0 | 0 | 4 | 1918 | 0 | 0 | [7 empty] | 0
3 |  | 9191 | 819 | 7 | HC | 800 | B | OP | 5 | 1918 |  |  |  | WAT |  |  | 0 | 600 | 900 | 0 |  | 0 | 0 | 0 | 0 | 0 | 0 | [6 empty] | 0 | 0 | 0 | 4 | 1918 | 0 | 0 | [7 empty] | 0
3 |  | 9191 | 819 | 8 | HC | 800 | B | OP | 5 | 1918 |  |  |  | WAT |  |  | 0 | 600 | 900 | 0 |  | 0 | 0 | 0 | 0 | 0 | 0 | [6 empty] | 0 | 0 | 0 | 4 | 1918 | 0 | 0 | [7 empty] | 0
3 |  | 9191 | 819 | 9 | HC | 800 | B | OP | 6 | 1918 |  |  |  | WAT |  |  | 0 | 600 | 900 | 0 |  | 0 | 0 | 0 | 0 | 0 | 0 | [6 empty] | 0 | 0 | 0 | 5 | 1918 | 0 | 0 | [7 empty] | 0
3 |  | 9191 | 819 | P1 | HC | 0 |  |  | 0 | 0 | [6 empty] | 0 | 0 | 0 | 12500 | CO | 0 | 0 | 1 | 1987 | 8 | 1993 | OT |  |  | WAT |  |  | 12500 | 12500 | 0 | 0 | 0 | 13072 | 12548 | [7 empty] | 0
3 |  | 9191 | 819 | P2 | HC | 0 |  |  | 0 | 0 | [6 empty] | 0 | 0 | 0 | 12500 | CO | 0 | 0 | 1 | 1987 | 10 | 1993 | OT |  |  | WAT |  |  | 12500 | 12500 | 0 | 0 | 0 | 13072 | 12548 | [7 empty] | 0
3 |  | 9191 | 819 | 10 | HC | 800 | B |  | 6 | 1918 |  |  |  | WAT |  |  | 0 | 600 | 900 | 0 | RE | 7 | 1991 | 0 | 0 | 0 | 0 | [6 empty] | 0 | 0 | 0 | 5 | 1918 | 0 | 0 | [7 empty] | 0
3 |  | 9191 | 820 | 1 | HC | 1000 | B | OP | 8 | 1912 |  |  |  | WAT |  |  | 0 | 800 | 800 | 0 |  | 0 | 0 | 0 | 0 | 0 | 0 | [6 empty] | 0 | 0 | 0 | 7 | 1912 | 0 | 0 | [7 empty] | 0
3 |  | 9191 | 820 | 2 | HC | 1000 | B | OP | 8 | 1912 |  |  |  | WAT |  |  | 0 | 800 | 800 | 0 |  | 0 | 0 | 0 | 0 | 0 | 0 | [6 empty] | 0 | 0 | 0 | 7 | 1912 | 0 | 0 | [7 empty] | 0
3 |  | 9191 | 820 | 3 | HC | 6800 | B | OP | 5 | 1920 |  |  |  | WAT |  |  | 0 | 4500 | 5500 | 0 |  | 0 | 0 | 0 | 0 | 0 | 0 | [6 empty] | 0 | 0 | 0 | 4 | 1920 | 0 | 0 | [7 empty] | 0
3 |  | 9191 | 821 | 1 | HC | 8437 | B | OP | 3 | 1935 |  |  |  | WAT |  |  | 0 | 9800 | 9800 | 0 |  | 0 | 0 | 0 | 0 | 0 | 0 | [6 empty] | 0 | 0 | 0 | 2 | 1935 | 0 | 0 | [7 empty] | 0
3 |  | 9191 | 821 | P1 | HC | 0 |  |  | 0 | 0 | [6 empty] | 0 | 0 | 0 | 43510 | PL | 0 | 0 | 1 | 1995 | 12 | 1994 |  |  |  | WAT |  |  | 43510 | 43510 | 0 | 0 | 0 | 47674 | 45095 | [7 empty] | 0
3 |  | 9191 | 822 | 1 | HC | 9000 | B | OP | 9 | 1937 |  |  |  | WAT |  |  | 0 | 8400 | 9650 | 0 |  | 0 | 0 | 0 | 0 | 0 | 0 | [6 empty] | 0 | 0 | 0 | 8 | 1937 | 0 | 0 | [7 empty] | 0
3 |  | 9191 | 822 | 2 | HC | 9000 | B | OP | 9 | 1937 |  |  |  | WAT |  |  | 0 | 8400 | 9650 | 0 |  | 0 | 0 | 0 | 0 | 0 | 0 | [6 empty] | 0 | 0 | 0 | 8 | 1937 | 0 | 0 | [7 empty] | 0
3 |  | 9191 | 823 | 1 | HC | 8270 | B | OP | 6 | 1948 |  |  |  | WAT |  |  | 0 | 7200 | 7300 | 0 |  | 0 | 0 | 0 | 0 | 0 | 0 | [6 empty] | 0 | 0 | 0 | 5 | 1948 | 0 | 0 | [7 empty] | 0
3 |  | 9191 | 3013 | 1 | HC | 130500 | B | OP | 12 | 1967 |  |  |  | WAT |  |  | 0 | 120267 | 150000 | 0 |  | 0 | 0 | 0 | 0 | 0 | 0 | [6 empty] | 0 | 0 | 0 | 11 | 1967 | 0 | 0 | [7 empty] | 0
3 |  | 9191 | 3013 | 2 | HC | 130500 | B | OP | 12 | 1967 |  |  |  | WAT |  |  | 0 | 120267 | 150000 | 0 |  | 0 | 0 | 0 | 0 | 0 | 0 | [6 empty] | 0 | 0 | 0 | 11 | 1967 | 0 | 0 | [7 empty] | 0
3 |  | 9191 | 3013 | 3 | HC | 130500 | B | OP | 10 | 1967 |  |  |  | WAT |  |  | 0 | 120267 | 150000 | 0 |  | 0 | 0 | 0 | 0 | 0 | 0 | [6 empty] | 0 | 0 | 0 | 9 | 1967 | 0 | 0 | [7 empty] | 0
3 |  | 9191 | 3014 | 1 | HC | 47500 | B | OP | 7 | 1961 |  |  |  | WAT |  |  | 0 | 55000 | 55000 | 0 |  | 0 | 0 | 0 | 0 | 0 | 0 | [6 empty] | 0 | 0 | 0 | 6 | 1961 | 0 | 0 | [7 empty] | 0
3 |  | 9191 | 3014 | 2 | HC | 47500 | B | OP | 7 | 1961 |  |  |  | WAT |  |  | 0 | 55000 | 55000 | 0 |  | 0 | 0 | 0 | 0 | 0 | 0 | [6 empty] | 0 | 0 | 0 | 6 | 1961 | 0 | 0 | [7 empty] | 0
3 |  | 9191 | 3014 | 3 | HC | 47500 | B | OP | 9 | 1961 |  |  |  | WAT |  |  | 0 | 55000 | 55000 | 0 |  | 0 | 0 | 0 | 0 | 0 | 0 | [6 empty] | 0 | 0 | 0 | 8 | 1961 | 0 | 0 | [7 empty] | 0
3 |  | 9191 | 3014 | 4 | HC | 47500 | B | OP | 11 | 1961 |  |  |  | WAT |  |  | 0 | 55000 | 55000 | 0 |  | 0 | 0 | 0 | 0 | 0 | 0 | [6 empty] | 0 | 0 | 0 | 10 | 1961 | 0 | 0 | [7 empty] | 0
3 |  | 9191 | 7079 | 1 | HC | 8250 | B | OP | 9 | 1947 |  |  |  | WAT |  |  | 0 | 7700 | 8850 | 0 |  | 0 | 0 | 0 | 0 | 0 | 0 | [6 empty] | 0 | 0 | 0 | 8 | 1947 | 0 | 0 | [7 empty] | 0
3 |  | 9191 | 7079 | 2 | HC | 8250 | B | OP | 9 | 1947 |  |  |  | WAT |  |  | 0 | 7700 | 8850 | 0 |  | 0 | 0 | 0 | 0 | 0 | 0 | [6 empty] | 0 | 0 | 0 | 8 | 1947 | 0 | 0 | [7 empty] | 0
3 |  | 9191 | 7190 | 1 | HC | 0 |  |  | 0 | 0 | [6 empty] | 0 | 0 | 0 | 46550 | CO | 0 | 0 | 10 | 1992 | 10 | 1992 |  |  |  | WAT |  |  | 0 | 46550 | 0 | 0 | 0 | 51134 | 48329 | [7 empty] | 0
3 |  | 9191 | 7190 | 2 | HC | 0 |  |  | 0 | 0 | [6 empty] | 0 | 0 | 0 | 12065 | CO | 0 | 0 | 10 | 1992 | 10 | 1992 |  |  |  | WAT |  |  | 0 | 12065 | 0 | 0 | 0 | 12600 | 12100 | [7 empty] | 0
3 |  | 9191 | 7190 | 3 | HC | 0 |  |  | 0 | 0 | [6 empty] | 0 | 0 | 0 | 730 | CO | 0 | 0 | 10 | 1992 | 10 | 1992 |  |  |  | WAT |  |  | 730 | 730 | 0 | 0 | 0 | 686 | 681 | [7 empty] | 0
3 |  | 9191 | 8065 | 1 | GT | 50000 | P | SB | 8 | 1974 | FO2 |  |  | FO2 |  |  | 17422 | 50000 | 50000 | 0 |  | 0 | 0 | 0 | 0 | 0 | 0 | [6 empty] | 0 | 0 | 0 | 7 | 1974 | 0 | 0 | E | [6 empty] | 0
3 |  | 9208 | 204 | 1 | NB | 984875 | B | OP | 4 | 1987 | UR |  |  | UR |  |  | 10029 | 930000 | 944000 | 0 |  | 0 | 0 | 6 | 1980 | 2 | 1987 | RE | [5 empty] | 0 | 0 | 950000 | 4 | 1987 | 0 | 0 | [7 empty] | 0
3 |  | 9208 | 889 | 1 | ST | 623050 | B | OP | 7 | 1970 | FO2 |  |  | BIT |  |  | 10022 | 560000 | 568000 | 0 |  | 0 | 0 | 0 | 0 | 0 | 0 | [6 empty] | 0 | 0 | 0 | 5 | 1970 | 0 | 0 | E | [6 empty] | 0
3 |  | 9208 | 889 | 2 | ST | 634500 | B | OP | 5 | 1973 | FO2 |  |  | BIT |  |  | 9947 | 560000 | 568000 | 0 |  | 0 | 0 | 0 | 0 | 0 | 0 | [6 empty] | 0 | 0 | 0 | 2 | 1973 | 0 | 0 | E | [6 empty] | 0
3 |  | 9208 | 889 | 3 | ST | 634500 | B | OP | 6 | 1975 | FO2 |  |  | BIT |  |  | 10211 | 560000 | 568000 | 0 |  | 0 | 0 | 0 | 0 | 0 | 0 | [6 empty] | 0 | 0 | 0 | 3 | 1975 | 0 | 0 | E | [6 empty] | 0
3 |  | 9208 | 890 | 1 | IC | 500 |  |  | 99 | 1932 |  |  |  | FO2 |  |  | 0 | 0 | 0 | 0 | RE | 0 | 0 | 0 | 0 | 0 | 0 | [6 empty] | 0 | 0 | 0 | 0 | 1932 | 0 | 0 | E | [6 empty] | 0
3 |  | 9208 | 890 | 2 | IC | 500 |  |  | 99 | 1932 |  |  |  | FO2 |  |  | 0 | 0 | 0 | 0 | RE | 0 | 0 | 0 | 0 | 0 | 0 | [6 empty] | 0 | 0 | 0 | 0 | 1932 | 0 | 0 | E | [6 empty] | 0
3 |  | 9208 | 890 | 5 | IC | 2000 |  |  | 99 | 1949 |  |  |  | FO2 |  |  | 0 | 0 | 0 | 0 | RE | 0 | 0 | 0 | 0 | 0 | 0 | [6 empty] | 0 | 0 | 0 | 0 | 1949 | 0 | 0 | E | [6 empty] | 0
3 |  | 9208 | 890 | 6 | IC | 2300 | P |  | 88 | 1960 | FO2 |  |  | FO2 |  |  | 11000 | 2000 | 2000 | 0 | RE | 9 | 1985 | 0 | 0 | 0 | 0 | [6 empty] | 0 | 0 | 0 | 0 | 1960 | 0 | 0 | E | [6 empty] | 0
3 |  | 9208 | 891 | 1 | ST | 46000 | C | OP | 9 | 1947 | FO2 |  |  | FO6 |  |  | 12153 | 47000 | 48000 | 0 |  | 0 | 0 | 0 | 0 | 0 | 0 | [6 empty] | 0 | 0 | 0 | 8 | 1947 | 0 | 0 | E | [6 empty] | 0
3 |  | 9208 | 891 | 2 | ST | 46000 | C | OP | 7 | 1947 | FO2 |  |  | FO6 |  |  | 12153 | 47000 | 48000 | 0 |  | 0 | 0 | 0 | 0 | 0 | 0 | [6 empty] | 0 | 0 | 0 | 6 | 1947 | 0 | 0 | E | [6 empty] | 0
3 |  | 9208 | 891 | 3 | ST | 46000 | C | OP | 11 | 1948 | FO2 |  |  | FO6 |  |  | 12153 | 47000 | 48000 | 0 |  | 0 | 0 | 0 | 0 | 0 | 0 | [6 empty] | 0 | 0 | 0 | 10 | 1948 | 0 | 0 | E | [6 empty] | 0
3 |  | 9208 | 891 | 4 | ST | 46000 | C | OP | 3 | 1950 | FO2 |  |  | FO6 |  |  | 12153 | 47000 | 48000 | 0 |  | 0 | 0 | 0 | 0 | 0 | 0 | [6 empty] | 0 | 0 | 0 | 2 | 1950 | 0 | 0 | E | [6 empty] | 0
3 |  | 9208 | 891 | 5 | ST | 46000 | C | OP | 6 | 1950 | FO2 |  |  | FO6 |  |  | 12153 | 47000 | 48000 | 0 |  | 0 | 0 | 0 | 0 | 0 | 0 | [6 empty] | 0 | 0 | 0 | 5 | 1950 | 0 | 0 | E | [6 empty] | 0
3 |  | 9208 | 891 | 6 | ST | 488475 | C | OP | 6 | 1978 | FO2 |  |  | BIT |  |  | 10581 | 410000 | 420000 | 0 |  | 0 | 0 | 0 | 0 | 0 | 0 | [6 empty] | 0 | 0 | 0 | 3 | 1978 | 0 | 0 | E | [6 empty] | 0
3 |  | 9208 | 892 | 1 | ST | 75000 | C | OP | 6 | 1953 | NG |  |  | BIT | NG |  | 10599 | 70000 | 71000 | 0 |  | 0 | 0 | 0 | 0 | 0 | 0 | [6 empty] | 0 | 0 | 0 | 5 | 1953 | 0 | 0 | E | [6 empty] | 0
3 |  | 9208 | 892 | 2 | ST | 231250 | C | OP | 5 | 1959 | NG |  |  | BIT | NG |  | 9799 | 210000 | 217000 | 0 |  | 0 | 0 | 0 | 0 | 0 | 0 | [6 empty] | 0 | 0 | 0 | 4 | 1959 | 0 | 0 | E | [6 empty] | 0
3 |  | 9208 | 893 | 1 | HC | 250 | B |  | 88 | 1939 | WAT |  |  | WAT |  |  | 0 | 250 | 250 | 0 | RE | 6 | 1989 | 0 | 0 | 0 | 0 | [6 empty] | 0 | 0 | 0 | 0 | 1939 | 0 | 0 | E | [6 empty] | 0
3 |  | 9208 | 893 | 2 | HC | 300 | B |  | 88 | 1938 | WAT |  |  | WAT |  |  | 0 | 300 | 300 | 0 | RE | 6 | 1989 | 0 | 0 | 0 | 0 | [6 empty] | 0 | 0 | 0 | 0 | 1938 | 0 | 0 | E | [6 empty] | 0
3 |  | 9208 | 893 | 3 | HC | 450 | B |  | 88 | 1943 | WAT |  |  | WAT |  |  | 0 | 450 | 450 | 0 | RE | 6 | 1989 | 0 | 0 | 0 | 0 | [6 empty] | 0 | 0 | 0 | 0 | 1943 | 0 | 0 | E | [6 empty] | 0
3 |  | 9208 | 893 | 4 | HC | 256 | B |  | 88 | 1911 |  |  |  | WAT |  |  | 0 | 250 | 250 | 0 | RE | 6 | 1989 | 0 | 0 | 0 | 0 | [6 empty] | 0 | 0 | 0 | 0 | 1911 | 0 | 0 | E | [6 empty] | 0
3 |  | 9208 | 893 | 5 | HC | 256 | B |  | 88 | 1911 |  |  |  | WAT |  |  | 0 | 250 | 250 | 0 | RE | 6 | 1989 | 0 | 0 | 0 | 0 | [6 empty] | 0 | 0 | 0 | 0 | 1911 | 0 | 0 | E | [6 empty] | 0
3 |  | 9208 | 893 | 6 | HC | 256 | B |  | 88 | 1911 |  |  |  | WAT |  |  | 0 | 250 | 250 | 0 | RE | 6 | 1989 | 0 | 0 | 0 | 0 | [6 empty] | 0 | 0 | 0 | 0 | 1911 | 0 | 0 | E | [6 empty] | 0
3 |  | 9208 | 893 | 7 | HC | 256 | B |  | 88 | 1911 |  |  |  | WAT |  |  | 0 | 250 | 250 | 0 | RE | 6 | 1989 | 0 | 0 | 0 | 0 | [6 empty] | 0 | 0 | 0 | 0 | 1911 | 0 | 0 | E | [6 empty] | 0
3 |  | 9208 | 894 | 1 | GT | 17552 | P | OP | 10 | 1970 | NG | FO2 |  | NG | FO2 |  | 16600 | 13000 | 14500 | 0 |  | 0 | 0 | 0 | 0 | 0 | 0 | [6 empty] | 0 | 0 | 0 | 9 | 1970 | 0 | 0 | E | [6 empty] | 0
3 |  | 9208 | 894 | 2 | GT | 17553 | P | OP | 9 | 1970 | FO2 | NG |  | NG | FO2 |  | 16600 | 13000 | 14500 | 0 |  | 0 | 0 | 0 | 0 | 0 | 0 | [6 empty] | 0 | 0 | 0 | 8 | 1970 | 0 | 0 | E | [6 empty] | 0
3 |  | 9208 | 894 | 3 | GT | 17552 | P | OP | 10 | 1970 | FO2 | NG |  | NG | FO2 |  | 16600 | 13000 | 14500 | 0 |  | 0 | 0 | 0 | 0 | 0 | 0 | [6 empty] | 0 | 0 | 0 | 9 | 1970 | 0 | 0 | E | [6 empty] | 0
3 |  | 9208 | 894 | 4 | GT | 17552 | P | OP | 10 | 1970 | FO2 | NG |  | NG | FO2 |  | 16600 | 13000 | 14500 | 0 |  | 0 | 0 | 0 | 0 | 0 | 0 | [6 empty] | 0 | 0 | 0 | 9 | 1970 | 0 | 0 | E | [6 empty] | 0
3 |  | 9208 | 895 | 1 | GT | 23800 | P | OP | 8 | 1970 | FO2 | NG |  | NG | FO2 |  | 16750 | 18750 | 22250 | 0 |  | 0 | 0 | 0 | 0 | 0 | 0 | [6 empty] | 0 | 0 | 0 | 7 | 1970 | 0 | 0 | E | [6 empty] | 0
3 |  | 9208 | 895 | 2 | GT | 23800 | P | OP | 8 | 1970 | FO2 | NG |  | NG | FO2 |  | 16750 | 18750 | 22250 | 0 |  | 0 | 0 | 0 | 0 | 0 | 0 | [6 empty] | 0 | 0 | 0 | 7 | 1970 | 0 | 0 | E | [6 empty] | 0
3 |  | 9208 | 895 | 3 | GT | 23800 | P | OP | 9 | 1970 | FO2 | NG |  | NG | FO2 |  | 16750 | 18750 | 22250 | 0 |  | 0 | 0 | 0 | 0 | 0 | 0 | [6 empty] | 0 | 0 | 0 | 8 | 1970 | 0 | 0 | E | [6 empty] | 0
3 |  | 9208 | 895 | 4 | GT | 23800 | P | OP | 8 | 1970 | FO2 | NG |  | NG | FO2 |  | 16750 | 18750 | 22250 | 0 |  | 0 | 0 | 0 | 0 | 0 | 0 | [6 empty] | 0 | 0 | 0 | 7 | 1970 | 0 | 0 | E | [6 empty] | 0
3 |  | 9208 | 896 | 1 | IC | 1000 |  |  | 99 | 1948 |  |  |  | FO2 |  |  | 0 | 0 | 0 | 0 | RE | 0 | 0 | 0 | 0 | 0 | 0 | [6 empty] | 0 | 0 | 0 | 0 | 1948 | 0 | 0 | E | [6 empty] | 0
3 |  | 9208 | 896 | 2 | IC | 1000 |  |  | 99 | 1948 |  |  |  | FO2 |  |  | 0 | 0 | 0 | 0 | RE | 0 | 0 | 0 | 0 | 0 | 0 | [6 empty] | 0 | 0 | 0 | 0 | 1948 | 0 | 0 | E | [6 empty] | 0
3 |  | 9208 | 897 | 2 | ST | 108800 | C | OP | 11 | 1956 | FO2 |  |  | BIT |  |  | 10973 | 95000 | 97000 | 0 |  | 0 | 0 | 0 | 0 | 0 | 0 | [6 empty] | 0 | 0 | 0 | 10 | 1956 | 0 | 0 | E | [6 empty] | 0
3 |  | 9208 | 897 | 3 | ST | 0 |  |  | 0 | 0 | [6 empty] | 0 | 0 | 0 | 550000 | CN | 99 | 9999 | 6 | 1986 | 6 | 1986 |  |  |  | BIT |  |  | 0 | 0 | 0 | 0 | 0 | 511000 | 521000 | [7 empty] | 0
3 |  | 9208 | 897 | 4 | ST | 0 |  |  | 0 | 0 | [6 empty] | 0 | 0 | 0 | 550000 | CN | 99 | 9999 | 0 | 0 | 0 | 0 |  |  |  | BIT |  |  | 0 | 0 | 0 | 0 | 0 | 511000 | 521000 | [7 empty] | 0
3 |  | 9208 | 897 | GT1 | GT | 15000 | P | OP | 8 | 1967 | FO2 |  |  | FO2 |  |  | 15977 | 11000 | 13000 | 0 |  | 0 | 0 | 0 | 0 | 0 | 0 | [6 empty] | 0 | 0 | 0 | 7 | 1967 | 0 | 0 | E | [6 empty] | 0
3 |  | 9208 | 897 | ST1 | ST | 73500 | C | OP | 5 | 1955 | FO2 |  |  | BIT |  |  | 10976 | 70000 | 71000 | 0 |  | 0 | 0 | 0 | 0 | 0 | 0 | [6 empty] | 0 | 0 | 0 | 4 | 1955 | 0 | 0 | E | [6 empty] | 0
3 |  | 9208 | 898 | 1 | ST | 50000 | C | OP | 11 | 1949 | FO2 |  |  | NG | FO2 |  | 12386 | 46000 | 48000 | 0 |  | 0 | 0 | 0 | 0 | 0 | 0 | [6 empty] | 0 | 0 | 0 | 10 | 1949 | 0 | 0 | E | [6 empty] | 0
3 |  | 9208 | 898 | 2 | ST | 50000 | C | OP | 11 | 1949 | FO2 |  |  | NG | FO2 |  | 12386 | 46000 | 48000 | 0 |  | 0 | 0 | 0 | 0 | 0 | 0 | [6 empty] | 0 | 0 | 0 | 10 | 1949 | 0 | 0 | E | [6 empty] | 0
3 |  | 9208 | 898 | 3 | ST | 50000 | C | OP | 10 | 1950 | FO2 |  |  | NG | FO2 |  | 12386 | 46000 | 48000 | 0 |  | 0 | 0 | 0 | 0 | 0 | 0 | [6 empty] | 0 | 0 | 0 | 9 | 1950 | 0 | 0 | E | [6 empty] | 0
3 |  | 9208 | 898 | 4 | ST | 112500 | C | OP | 6 | 1954 | FO2 |  |  | BIT | NG |  | 10699 | 92000 | 94000 | 0 |  | 0 | 0 | 0 | 0 | 0 | 0 | [6 empty] | 0 | 0 | 0 | 5 | 1954 | 0 | 0 | E | [6 empty] | 0
3 |  | 9208 | 898 | 5 | ST | 387600 | C | OP | 7 | 1964 | FO2 |  |  | BIT |  |  | 9575 | 340000 | 345000 | 0 |  | 0 | 0 | 0 | 0 | 0 | 0 | [6 empty] | 0 | 0 | 0 | 5 | 1964 | 0 | 0 | E | [6 empty] | 0
3 |  | 9208 | 947 | 1 | GT | 18000 | P |  | 88 | 1968 | FO2 |  |  | FO2 |  |  | 20000 | 12000 | 13000 | 0 | SD | 6 | 1988 | 0 | 0 | 0 | 0 | [6 empty] | 0 | 0 | 0 | 0 | 1968 | 0 | 0 | E | [6 empty] | 0
3 |  | 9208 | 947 | 5 | IC | 1500 |  |  | 99 | 1949 |  |  |  | FO2 |  |  | 0 | 0 | 0 | 0 | RE | 0 | 0 | 0 | 0 | 0 | 0 | [6 empty] | 0 | 0 | 0 | 0 | 1949 | 0 | 0 | E | [6 empty] | 0
3 |  | 9208 | 947 | 6 | IC | 2700 |  |  | 99 | 1952 |  |  |  | FO2 |  |  | 0 | 0 | 0 | 0 | RE | 0 | 0 | 0 | 0 | 0 | 0 | [6 empty] | 0 | 0 | 0 | 0 | 1952 | 0 | 0 | E | [6 empty] | 0
3 |  | 9208 | 5005 | 1 | GT | 0 |  |  | 0 | 0 | [6 empty] | 0 | 0 | 0 | 200000 | CN | 99 | 9999 | 6 | 1984 | 6 | 1985 |  |  |  | PET |  |  | 0 | 0 | 0 | 0 | 0 | 161000 | 193000 | [7 empty] | 0
3 |  | 9216 | 314 | 1 | HC | 2000 | B | OP | 3 | 1982 | WAT |  |  | WAT |  |  | 0 | 1500 | 1915 | 0 |  | 0 | 0 | 0 | 0 | 0 | 0 | [6 empty] | 0 | 0 | 0 | 3 | 1982 | 0 | 0 |  |  | E |  |  |  |  | 0
3 |  | 9216 | 314 | 2 | HC | 2000 | B | OP | 3 | 1982 | WAT |  |  | WAT |  |  | 0 | 1500 | 1915 | 0 |  | 0 | 0 | 0 | 0 | 0 | 0 | [6 empty] | 0 | 0 | 0 | 3 | 1982 | 0 | 0 |  |  | E |  |  |  |  | 0
3 |  | 9216 | 383 | 3 | IC | 750 | P |  | 5 | 1936 | FO2 |  |  | FO2 |  |  | 12500 | 600 | 600 | 0 | RE | 9 | 1991 | 0 | 0 | 0 | 0 | [6 empty] | 0 | 0 | 0 | 5 | 1936 | 0 | 0 | [7 empty] | 0
3 |  | 9216 | 383 | 4 | IC | 1750 | P |  | 10 | 1938 | FO2 |  |  | FO2 |  |  | 13500 | 1600 | 1600 | 0 | RE | 9 | 1991 | 0 | 0 | 0 | 0 | [6 empty] | 0 | 0 | 0 | 10 | 1938 | 0 | 0 | [7 empty] | 0
3 |  | 9216 | 383 | 5 | IC | 1750 | P |  | 11 | 1938 | FO2 |  |  | FO2 |  |  | 13500 | 1600 | 1600 | 0 | RE | 9 | 1991 | 0 | 0 | 0 | 0 | [6 empty] | 0 | 0 | 0 | 11 | 1938 | 0 | 0 | [7 empty] | 0
3 |  | 9216 | 383 | 6 | IC | 1750 | P |  | 11 | 1938 | FO2 |  |  | FO2 |  |  | 13500 | 1600 | 1600 | 0 | RE | 9 | 1991 | 0 | 0 | 0 | 0 | [6 empty] | 0 | 0 | 0 | 11 | 1938 | 0 | 0 | [7 empty] | 0
3 |  | 9216 | 383 | 7 | IC | 2888 | P |  | 11 | 1939 | FO2 |  |  | FO2 |  |  | 14000 | 2700 | 2700 | 0 | RE | 9 | 1991 | 0 | 0 | 0 | 0 | [6 empty] | 0 | 0 | 0 | 11 | 1939 | 0 | 0 | [7 empty] | 0
3 |  | 9216 | 383 | 8 | IC | 2888 | P |  | 12 | 1939 | FO2 |  |  | FO2 |  |  | 14000 | 2700 | 2700 | 0 | RE | 9 | 1991 | 0 | 0 | 0 | 0 | [6 empty] | 0 | 0 | 0 | 12 | 1939 | 0 | 0 | 0 | [6 empty] | 0
3 |  | 9216 | 383 | GT1 | GT | 11250 | P | OP | 7 | 1962 | FO2 |  |  | FO2 |  |  | 16500 | 9000 | 11000 | 0 |  | 0 | 0 | 0 | 0 | 0 | 0 | [6 empty] | 0 | 0 | 0 | 7 | 1962 | 0 | 0 | [7 empty] | 0
3 |  | 9216 | 383 | GT2 | GT | 11250 | P | OP | 8 | 1962 | FO2 |  |  | FO2 |  |  | 16500 | 9000 | 11000 | 0 |  | 0 | 0 | 0 | 0 | 0 | 0 | [6 empty] | 0 | 0 | 0 | 8 | 1962 | 0 | 0 | [7 empty] | 0
3 |  | 9216 | 383 | IC1 | IC | 750 | P |  | 5 | 1936 | FO2 |  |  | FO2 |  |  | 12500 | 600 | 600 | 0 | RE | 9 | 1991 | 0 | 0 | 0 | 0 | [6 empty] | 0 | 0 | 0 | 5 | 1936 | 0 | 0 | E | [6 empty] | 0
3 |  | 9216 | 383 | IC2 | IC | 750 | P |  | 5 | 1936 | FO2 |  |  | FO2 |  |  | 12500 | 600 | 600 | 0 | RE | 9 | 1991 | 0 | 0 | 0 | 0 | [6 empty] | 0 | 0 | 0 | 5 | 1936 | 0 | 0 | [7 empty] | 0
3 |  | 9216 | 385 | 1 | HC | 5000 | B | OP | 12 | 1953 | WAT |  |  | WAT |  |  | 0 | 4000 | 4902 | 0 |  | 0 | 0 | 0 | 0 | 0 | 0 | [6 empty] | 0 | 0 | 0 | 12 | 1953 | 0 | 0 |  |  | E |  |  |  |  | 0
3 |  | 9216 | 385 | 2 | HC | 5000 | B | OP | 12 | 1953 | WAT |  |  | WAT |  |  | 0 | 4000 | 4902 | 0 |  | 0 | 0 | 0 | 0 | 0 | 0 | [6 empty] | 0 | 0 | 0 | 12 | 1953 | 0 | 0 |  |  | E |  |  |  |  | 0
3 |  | 9216 | 386 | 1 | HC | 4800 | B | OP | 2 | 1941 | WAT |  |  | WAT |  |  | 0 | 4000 | 4701 | 0 |  | 0 | 0 | 0 | 0 | 0 | 0 | [6 empty] | 0 | 0 | 0 | 2 | 1941 | 0 | 0 |  |  | E |  |  |  |  | 0
3 |  | 9216 | 386 | 2 | HC | 5000 | B | OP | 11 | 1966 | WAT |  |  | WAT |  |  | 0 | 4000 | 4902 | 0 |  | 0 | 0 | 0 | 0 | 0 | 0 | [6 empty] | 0 | 0 | 0 | 11 | 1966 | 0 | 0 |  |  | E |  |  |  |  | 0
3 |  | 9216 | 387 | 1 | HC | 10000 | B | OP | 8 | 1950 | WAT |  |  | WAT |  |  | 0 | 8000 | 9981 | 0 |  | 0 | 0 | 0 | 0 | 0 | 0 | [6 empty] | 0 | 0 | 0 | 8 | 1950 | 0 | 0 |  |  | E |  |  |  |  | 0
3 |  | 9216 | 387 | 2 | HC | 9600 | B | OP | 2 | 1941 | WAT |  |  | WAT |  |  | 0 | 8000 | 9572 | 0 |  | 0 | 0 | 0 | 0 | 0 | 0 | [6 empty] | 0 | 0 | 0 | 2 | 1941 | 0 | 0 |  |  | E |  |  |  |  | 0
3 |  | 9216 | 388 | 1 | HC | 16500 | B | OP | 1 | 1957 | WAT |  |  | WAT |  |  | 0 | 4000 | 16681 | 0 |  | 0 | 0 | 0 | 0 | 0 | 0 | [6 empty] | 0 | 0 | 0 | 1 | 1957 | 0 | 0 |  |  | E |  |  |  |  | 0
3 |  | 9216 | 388 | 2 | HC | 16500 | B | OP | 1 | 1957 | WAT |  |  | WAT |  |  | 0 | 3000 | 16681 | 0 |  | 0 | 0 | 0 | 0 | 0 | 0 | [6 empty] | 0 | 0 | 0 | 1 | 1957 | 0 | 0 |  |  | E |  |  |  |  | 0
3 |  | 9216 | 389 | 1 | ST | 23000 | C | OP | 4 | 1949 | NG |  |  | NG | FO6 |  | 12000 | 22000 | 22000 | 0 |  | 0 | 0 | 0 | 0 | 0 | 0 | [6 empty] | 0 | 0 | 0 | 4 | 1949 | 0 | 0 | [7 empty] | 0
3 |  | 9216 | 389 | 2 | ST | 34500 | C | OP | 8 | 1952 | NG |  |  | NG | FO6 |  | 11800 | 30000 | 30000 | 0 |  | 0 | 0 | 0 | 0 | 0 | 0 | [6 empty] | 0 | 0 | 0 | 8 | 1952 | 0 | 0 | [7 empty] | 0
3 |  | 9216 | 389 | 3 | ST | 50000 | C | OP | 11 | 1957 | NG |  |  | NG | FO6 |  | 11000 | 48000 | 48000 | 0 |  | 0 | 0 | 0 | 0 | 0 | 0 | [6 empty] | 0 | 0 | 0 | 11 | 1957 | 0 | 0 | [7 empty] | 0
3 |  | 9216 | 389 | 4 | ST | 81600 | C | OP | 8 | 1968 | NG |  |  | NG | FO6 |  | 8400 | 80000 | 80000 | 0 |  | 0 | 0 | 0 | 0 | 0 | 0 | [6 empty] | 0 | 0 | 0 | 8 | 1968 | 0 | 0 | [7 empty] | 0
3 |  | 9216 | 585 | 1 | HC | 1950 | B | OP | 11 | 1984 | WAT |  |  | WAT |  |  | 0 | 1700 | 1866 | 0 |  | 0 | 0 | 0 | 0 | 0 | 0 | [6 empty] | 0 | 0 | 0 | 11 | 1984 | 0 | 0 |  |  | E |  |  |  |  | 0
3 |  | 9216 | 585 | 2 | HC | 1950 | B | OP | 11 | 1984 | WAT |  |  | WAT |  |  | 0 | 1700 | 1866 | 0 |  | 0 | 0 | 0 | 0 | 0 | 0 | [6 empty] | 0 | 0 | 0 | 11 | 1984 | 0 | 0 |  |  | E |  |  |  |  | 0
3 |  | 9216 | 585 | 3 | HC | 1950 | B | OP | 10 | 1984 | WAT |  |  | WAT |  |  | 0 | 1600 | 1866 | 0 |  | 0 | 0 | 0 | 0 | 0 | 0 | [6 empty] | 0 | 0 | 0 | 10 | 1984 | 0 | 0 |  |  | E |  |  |  |  | 0
3 |  | 9216 | 586 | 1 | HC | 2415 | B | OP | 9 | 1984 | WAT |  |  | WAT |  |  | 0 | 2000 | 2324 | 0 |  | 0 | 0 | 0 | 0 | 0 | 0 | [6 empty] | 0 | 0 | 0 | 9 | 1984 | 0 | 0 |  |  | E |  |  |  |  | 0
3 |  | 9216 | 5006 | GE1 | GE | 0 |  |  | 0 | 0 | [6 empty] | 0 | 0 | 0 | 50000 | CN | 99 | 9999 | 6 | 1983 | 6 | 1983 |  |  |  | GST |  |  | 0 | 0 | 0 | 0 | 0 | 46000 | 46000 | [7 empty] | 0
3 |  | 9216 | 6060 | 1 | GT | 23150 | P | OP | 6 | 1973 | FO2 | NG |  | NG | FO2 |  | 13200 | 20000 | 20000 | 0 |  | 0 | 0 | 0 | 0 | 0 | 0 | [6 empty] | 0 | 0 | 0 | 6 | 1973 | 0 | 0 | [7 empty] | 0
3 |  | 9216 | 6060 | 2 | GT | 23150 | P | OP | 6 | 1973 | FO2 | NG |  | NG | FO2 |  | 13200 | 20000 | 20000 | 0 |  | 0 | 0 | 0 | 0 | 0 | 0 | [6 empty] | 0 | 0 | 0 | 6 | 1973 | 0 | 0 | [7 empty] | 0
3 |  | 9216 | 6060 | 3 | GT | 23150 | P | OP | 4 | 1974 | NG | FO2 |  | NG | FO2 |  | 13200 | 20000 | 20000 | 0 |  | 0 | 0 | 0 | 0 | 0 | 0 | [6 empty] | 0 | 0 | 0 | 4 | 1974 | 0 | 0 | [7 empty] | 0
3 |  | 9216 | 6060 | 4 | GT | 23150 | P | OP | 5 | 1976 | NG | FO2 |  | NG | FO2 |  | 13200 | 20000 | 20000 | 0 |  | 0 | 0 | 0 | 0 | 0 | 0 | [6 empty] | 0 | 0 | 0 | 5 | 1976 | 0 | 0 | [7 empty] | 0
3 |  | 9216 | 6367 | 1 | HC | 280 | B | OP | 8 | 1961 | WAT |  |  | WAT |  |  | 0 | 250 | 255 | 0 |  | 0 | 0 | 0 | 0 | 0 | 0 | [6 empty] | 0 | 0 | 0 | 8 | 1961 | 0 | 0 |  |  | E |  |  |  |  | 0
3 |  | 9216 | 6367 | 2 | HC | 280 | B | OP | 8 | 1961 | WAT |  |  | WAT |  |  | 0 | 250 | 255 | 0 |  | 0 | 0 | 0 | 0 | 0 | 0 | [6 empty] | 0 | 0 | 0 | 8 | 1961 | 0 | 0 |  |  | E |  |  |  |  | 0
3 |  | 9216 | 6370 | 1 | HC | 420 | B | OP | 10 | 1964 | WAT |  |  | WAT |  |  | 0 | 400 | 386 | 0 |  | 0 | 0 | 0 | 0 | 0 | 0 | [6 empty] | 0 | 0 | 0 | 10 | 1964 | 0 | 0 |  |  | E |  |  |  |  | 0
3 |  | 9216 | 7824 | 1 | GT | 24950 | P | OP | 6 | 1979 | NG | FO2 |  | NG | FO2 |  | 12200 | 25000 | 25000 | 0 |  | 0 | 0 | 0 | 0 | 0 | 0 | [6 empty] | 0 | 0 | 0 | 5 | 1979 | 0 | 0 | [7 empty] | 0
3 |  | 9216 | 7824 | 2 | GT | 24950 | P | OP | 4 | 1980 | FO2 |  |  | FO2 |  |  | 12200 | 25000 | 25000 | 0 |  | 0 | 0 | 0 | 0 | 0 | 0 | [6 empty] | 0 | 0 | 0 | 4 | 1980 | 0 | 0 | [7 empty] | 0
3 |  | 9217 | 2247 | 1 | HC | 100 |  |  | 88 | 1917 |  |  |  | WAT |  |  | 0 | 0 | 40 | 100 | RE | 7 | 1986 | 0 | 1917 | 0 | 0 | OT | [5 empty] | 0 | 0 | 0 | 0 | 1917 | 0 | 40 | E | [6 empty] | 0
3 |  | 9217 | 2247 | IC1 | IC | 300 |  | SB | 88 | 1946 | FO2 |  |  | FO2 |  |  | 0 | 473 | 473 | 0 |  | 0 | 0 | 0 | 0 | 0 | 0 | [6 empty] | 0 | 0 | 0 | 0 | 1946 | 0 | 0 | E | [6 empty] | 0
3 |  | 9217 | 2247 | IC2 | IC | 300 |  | SB | 88 | 1946 | FO2 |  |  | FO2 |  |  | 0 | 283 | 283 | 0 |  | 0 | 0 | 0 | 0 | 0 | 0 | [6 empty] | 0 | 0 | 0 | 0 | 1946 | 0 | 0 | E | [6 empty] | 0
3 |  | 9230 | 1149 | 1 | IC | 2500 | C | OP | 88 | 1957 | FO2 |  |  | FO2 |  |  | 10000 | 2350 | 2350 | 0 |  | 0 | 0 | 0 | 0 | 0 | 0 | [6 empty] | 0 | 0 | 0 | 0 | 1957 | 0 | 0 | E | [6 empty] | 0
3 |  | 9230 | 1149 | 2 | IC | 725 | C | OP | 88 | 1939 | FO2 |  |  | FO2 |  |  | 10000 | 400 | 400 | 0 |  | 0 | 0 | 0 | 0 | 0 | 0 | [6 empty] | 0 | 0 | 0 | 0 | 1939 | 0 | 0 | E | [6 empty] | 0
3 |  | 9230 | 1149 | 3 | IC | 500 |  |  | 88 | 1934 | FO2 |  |  | FO2 | NG |  | 10000 | 350 | 350 | 0 | RE | 8 | 1988 | 0 | 0 | 0 | 0 | [6 empty] | 0 | 0 | 0 | 0 | 1934 | 0 | 0 | E | [6 empty] | 0
3 |  | 9230 | 1149 | 4 | IC | 1000 | C | OP | 88 | 1949 | FO2 |  |  | FO2 |  |  | 10000 | 800 | 800 | 0 |  | 0 | 0 | 0 | 0 | 0 | 0 | [6 empty] | 0 | 0 | 0 | 0 | 1949 | 0 | 0 | E | [6 empty] | 0
3 |  | 9230 | 1149 | 5 | IC | 1000 | C | OP | 88 | 1949 | FO2 |  |  | FO2 |  |  | 10000 | 800 | 800 | 0 |  | 0 | 0 | 0 | 0 | 0 | 0 | [6 empty] | 0 | 0 | 0 | 0 | 1949 | 0 | 0 | E | [6 empty] | 0
3 |  | 9230 | 1149 | 6 | IC | 3200 | C | OP | 88 | 1964 | FO2 |  |  | FO2 | NG |  | 10000 | 2800 | 2800 | 0 |  | 0 | 0 | 0 | 0 | 0 | 0 | [6 empty] | 0 | 0 | 0 | 0 | 1964 | 0 | 0 | E | [6 empty] | 0
3 |  | 9230 | 1149 | 7 | IC | 6250 | C | OP | 88 | 1973 | FO2 |  |  | FO2 | NG |  | 10000 | 5800 | 5800 | 0 |  | 0 | 0 | 0 | 0 | 0 | 0 | [6 empty] | 0 | 0 | 0 | 0 | 1973 | 0 | 0 | E | [6 empty] | 0
3 |  | 9231 | 2132 | 2 | ST | 22000 | C | OP | 5 | 1958 | NG | FO2 |  | BIT | FO2 |  | 13567 | 21000 | 21000 | 0 |  | 0 | 0 | 0 | 0 | 0 | 0 | [6 empty] | 0 | 0 | 0 | 4 | 1958 | 0 | 0 | E | [6 empty] | 0
3 |  | 9231 | 2132 | 3 | ST | 58222 | C | OP | 8 | 1965 | FO2 |  |  | BIT | FO2 |  | 12375 | 51000 | 51000 | 0 |  | 0 | 0 | 0 | 0 | 0 | 0 | [6 empty] | 0 | 0 | 0 | 6 | 1965 | 0 | 0 | E | [6 empty] | 0
3 |  | 9231 | 2132 | GT1 | GT | 61000 | P | OP | 5 | 1976 | NG | FO2 |  | NG | FO2 |  | 10595 | 50000 | 50000 | 0 |  | 0 | 0 | 0 | 0 | 0 | 0 | [6 empty] | 0 | 0 | 0 | 4 | 1976 | 0 | 0 | E | [6 empty] | 0
3 |  | 9231 | 2132 | ST1 | ST | 22000 | C | OP | 4 | 1958 | FO2 |  |  | BIT | FO2 |  | 13567 | 21000 | 21000 | 0 |  | 0 | 0 | 0 | 0 | 0 | 0 | [6 empty] | 0 | 0 | 0 | 3 | 1958 | 0 | 0 | E | [6 empty] | 0
3 |  | 9231 | 2134 | 1 | GT | 18000 | P | OP | 6 | 1969 | FO2 |  |  | FO2 |  |  | 15600 | 15000 | 15000 | 0 |  | 0 | 0 | 0 | 0 | 0 | 0 | [6 empty] | 0 | 0 | 0 | 5 | 1969 | 0 | 0 | E | [6 empty] | 0
3 |  | 9231 | 2134 | 2 | GT | 18000 | P | OP | 6 | 1969 | FO2 |  |  | FO2 |  |  | 15600 | 15000 | 15000 | 0 |  | 0 | 0 | 0 | 0 | 0 | 0 | [6 empty] | 0 | 0 | 0 | 5 | 1969 | 0 | 0 | E | [6 empty] | 0
3 |  | 9231 | 2135 | 1 | GT | 19600 | P | OP | 6 | 1972 | NG |  |  | NG | FO2 |  | 14400 | 19000 | 19000 | 0 |  | 0 | 0 | 0 | 0 | 0 | 0 | [6 empty] | 0 | 0 | 0 | 5 | 1972 | 0 | 0 | E | [6 empty] | 0
3 |  | 9231 | 2135 | 2 | GT | 21700 | P | OP | 6 | 1974 | NG | FO2 |  | FO2 | NG |  | 14400 | 20000 | 20000 | 0 |  | 0 | 0 | 0 | 0 | 0 | 0 | [6 empty] | 0 | 0 | 0 | 5 | 1974 | 0 | 0 | E | [6 empty] | 0
3 |  | 9231 | 2136 | 1 | GT | 19600 | P | OP | 6 | 1972 | FO2 |  |  | FO2 |  |  | 14400 | 19000 | 19000 | 0 |  | 0 | 0 | 0 | 0 | 0 | 0 | [6 empty] | 0 | 0 | 0 | 5 | 1972 | 0 | 0 | E | [6 empty] | 0
3 |  | 9231 | 2136 | 2 | GT | 19600 | P | OP | 6 | 1972 | FO2 |  |  | FO2 |  |  | 14400 | 19000 | 19000 | 0 |  | 0 | 0 | 0 | 0 | 0 | 0 | [6 empty] | 0 | 0 | 0 | 5 | 1972 | 0 | 0 | E | [6 empty] | 0
3 |  | 9231 | 2171 | 1 | ST | 23000 | C | OP | 88 | 1954 | FO2 |  |  | BIT | FO2 |  | 12659 | 19000 | 19000 | 0 |  | 0 | 0 | 0 | 0 | 0 | 0 | [6 empty] | 0 | 0 | 0 | 0 | 1954 | 0 | 0 | E | [6 empty] | 0
3 |  | 9231 | 2171 | 2 | ST | 23000 | C | OP | 88 | 1954 | FO2 |  |  | BIT | FO2 |  | 12659 | 19000 | 19000 | 0 |  | 0 | 0 | 0 | 0 | 0 | 0 | [6 empty] | 0 | 0 | 0 | 0 | 1954 | 0 | 0 | E | [6 empty] | 0
3 |  | 9234 | 7335 | RCT1 | GT | 41840 |  | TS | 0 | 0 |  |  |  | NG | FO2 |  | 0 | 35590 | 43800 | 0 |  | 0 | 0 | 0 | 0 | 0 | 0 | [6 empty] | 0 | 0 | 0 | 11 | 1991 | 0 | 0 | [6 empty] | OP | 41840
3 |  | 9234 | 7335 | RCT2 | GT | 41840 |  | TS | 0 | 0 |  |  |  | NG | FO2 |  | 0 | 35590 | 43800 | 0 |  | 0 | 0 | 0 | 0 | 0 | 0 | [6 empty] | 0 | 0 | 0 | 11 | 1991 | 0 | 0 | [6 empty] | OP | 41840
3 |  | 9234 | 7336 | ACT1 | GT | 0 |  |  | 0 | 0 | [6 empty] | 0 | 0 | 0 | 42120 | CO | 0 | 0 | 4 | 1992 | 6 | 1992 | EF | EQ |  | NG | FO2 |  | 35820 | 44090 | 0 | 0 | 0 | 35065 | 42088 | [6 empty] | OP | 42120
3 |  | 9234 | 7336 | ACT2 | GT | 0 |  |  | 0 | 0 | [6 empty] | 0 | 0 | 0 | 42120 | CO | 0 | 0 | 4 | 1992 | 6 | 1992 |  |  |  | NG | FO2 |  | 35820 | 44090 | 0 | 0 | 0 | 35065 | 42088 | [6 empty] | OP | 42120
3 |  | 9246 | 9832 | 1 | IC | 1000 |  |  | 7 | 1951 |  |  |  | FO2 |  |  | 0 | 0 | 0 | 0 | RE | 99 | 1979 | 0 | 0 | 0 | 0 | [6 empty] | 0 | 0 | 0 | 0 | 1951 | 0 | 0 | E | [6 empty] | 0
3 |  | 9267 | 1043 | 1 | ST | 116600 | B | OP | 4 | 1970 | FO2 |  |  | BIT |  |  | 9642 | 122000 | 126000 | 0 |  | 0 | 0 | 0 | 0 | 0 | 0 | [6 empty] | 0 | 0 | 0 | 2 | 1970 | 0 | 0 | E | [6 empty] | 0
3 |  | 9267 | 1043 | 2 | ST | 116600 | B | OP | 4 | 1970 | FO2 |  |  | BIT |  |  | 9691 | 121000 | 124000 | 0 |  | 0 | 0 | 0 | 0 | 0 | 0 | [6 empty] | 0 | 0 | 0 | 2 | 1970 | 0 | 0 | E | [6 empty] | 0
3 |  | 9267 | 6213 | 1 | ST | 540000 | B | OP | 9 | 1983 | FO2 |  |  | BIT |  |  | 9796 | 507000 | 515000 | 0 |  | 0 | 0 | 0 | 0 | 0 | 0 | [6 empty] | 0 | 0 | 0 | 5 | 1983 | 0 | 0 | E | [6 empty] | 0
3 |  | 9267 | 6213 | 2 | ST | 540000 | B | OP | 2 | 1982 | FO2 |  |  | BIT |  |  | 9732 | 493000 | 501000 | 0 |  | 0 | 0 | 0 | 0 | 0 | 0 | [6 empty] | 0 | 0 | 0 | 11 | 1981 | 0 | 0 | [7 empty] | 0
3 |  | 9269 | 983 | 1 | ST | 217260 | B | OP | 2 | 1955 | FO2 |  |  | BIT |  |  | 9722 | 213700 | 221000 | 0 |  | 0 | 0 | 0 | 0 | 0 | 0 | [6 empty] | 0 | 0 | 0 | 12 | 1954 | 0 | 0 | [7 empty] | 0
3 |  | 9269 | 983 | 2 | ST | 217260 | B | OP | 5 | 1955 | FO2 |  |  | BIT |  |  | 9722 | 211700 | 219000 | 0 |  | 0 | 0 | 0 | 0 | 0 | 0 | [6 empty] | 0 | 0 | 0 | 4 | 1955 | 0 | 0 | E | [6 empty] | 0
3 |  | 9269 | 983 | 3 | ST | 217260 | B | OP | 7 | 1955 | FO2 |  |  | BIT |  |  | 9722 | 222700 | 230000 | 0 |  | 0 | 0 | 0 | 0 | 0 | 0 | [6 empty] | 0 | 0 | 0 | 6 | 1955 | 0 | 0 | E | [6 empty] | 0
3 |  | 9269 | 983 | 4 | ST | 217260 | B | OP | 10 | 1955 | FO2 |  |  | BIT |  |  | 9722 | 213700 | 221000 | 0 |  | 0 | 0 | 0 | 0 | 0 | 0 | [6 empty] | 0 | 0 | 0 | 10 | 1955 | 0 | 0 | [7 empty] | 0
3 |  | 9269 | 983 | 5 | ST | 217260 | B | OP | 11 | 1955 | FO2 |  |  | BIT |  |  | 9722 | 206700 | 214000 | 0 |  | 0 | 0 | 0 | 0 | 0 | 0 | [6 empty] | 0 | 0 | 0 | 11 | 1955 | 0 | 0 | [7 empty] | 0
3 |  | 9269 | 983 | 6 | ST | 217260 | B | OP | 3 | 1956 | FO2 |  |  | BIT |  |  | 9722 | 209700 | 217000 | 0 |  | 0 | 0 | 0 | 0 | 0 | 0 | [6 empty] | 0 | 0 | 0 | 2 | 1956 | 0 | 0 | E | [6 empty] | 0
3 |  | 9273 | 587 | 1 | ST | 0 |  |  | 0 | 0 | [6 empty] | 0 | 0 | 0 | 650000 | CN | 99 | 9999 | 4 | 1985 | 10 | 1990 |  |  |  | BIT |  |  | 0 | 0 | 0 | 0 | 0 | 602000 | 614000 | [7 empty] | 0
3 |  | 9273 | 587 | 2 | ST | 0 |  |  | 0 | 0 | [6 empty] | 0 | 0 | 0 | 650000 | CN | 99 | 9999 | 4 | 1987 | 88 | 1994 |  |  |  | COL |  |  | 0 | 0 | 0 | 0 | 0 | 602000 | 614000 | [7 empty] | 0
3 |  | 9273 | 587 | 3 | ST | 0 |  |  | 0 | 0 | [6 empty] | 0 | 0 | 0 | 650000 | CN | 99 | 9999 | 4 | 1987 | 88 | 1997 |  |  |  | COL |  |  | 0 | 0 | 0 | 0 | 0 | 602000 | 614000 | [7 empty] | 0
3 |  | 9273 | 990 | 1 | ST | 36750 | P |  | 11 | 1931 | FO2 |  |  | FO2 |  |  | 0 | 33000 | 38000 | 0 | RE | 12 | 1986 | 0 | 0 | 0 | 0 | [6 empty] | 0 | 0 | 0 | 10 | 1931 | 0 | 0 | E | [6 empty] | 0
3 |  | 9273 | 990 | 2 | ST | 36750 | P |  | 11 | 1931 | FO2 |  |  | FO2 |  |  | 0 | 33000 | 38000 | 0 | RE | 12 | 1986 | 0 | 0 | 0 | 0 | [6 empty] | 0 | 0 | 0 | 10 | 1931 | 0 | 0 | E | [6 empty] | 0
3 |  | 9273 | 990 | 3 | ST | 37500 | P | OP | 9 | 1941 | FO2 |  |  | FO2 |  |  | 10390 | 35000 | 40000 | 0 |  | 0 | 0 | 0 | 0 | 0 | 0 | [6 empty] | 0 | 0 | 0 | 8 | 1941 | 0 | 0 | E | [6 empty] | 0
3 |  | 9273 | 990 | 4 | ST | 37500 | P | OP | 6 | 1947 | FO2 |  |  | FO2 |  |  | 10390 | 35000 | 40000 | 0 |  | 0 | 0 | 0 | 0 | 0 | 0 | [6 empty] | 0 | 0 | 0 | 6 | 1947 | 0 | 0 | [7 empty] | 0
3 |  | 9273 | 990 | 5 | ST | 113591 | B | OP | 6 | 1958 | FO2 |  |  | BIT |  |  | 10390 | 106000 | 109000 | 0 |  | 0 | 0 | 0 | 0 | 0 | 0 | [6 empty] | 0 | 0 | 0 | 5 | 1958 | 0 | 0 | E | [6 empty] | 0
3 |  | 9273 | 990 | 6 | ST | 113636 | B | OP | 5 | 1961 | FO2 |  |  | BIT |  |  | 10390 | 106000 | 109000 | 0 |  | 0 | 0 | 0 | 0 | 0 | 0 | [6 empty] | 0 | 0 | 0 | 4 | 1961 | 0 | 0 | [7 empty] | 0
3 |  | 9273 | 990 | 7 | ST | 470900 | B | OP | 7 | 1973 | FO2 |  |  | BIT |  |  | 10390 | 422000 | 422000 | 0 |  | 0 | 0 | 0 | 0 | 0 | 0 | [6 empty] | 0 | 0 | 0 | 5 | 1973 | 0 | 0 | E | [6 empty] | 0
3 |  | 9273 | 990 | GT1 | GT | 21417 | P | OP | 5 | 1973 | FO2 |  |  | FO2 |  |  | 0 | 20000 | 25000 | 0 |  | 0 | 0 | 0 | 0 | 0 | 0 | [6 empty] | 0 | 0 | 0 | 4 | 1973 | 0 | 0 | E | [6 empty] | 0
3 |  | 9273 | 990 | GT2 | GT | 21417 | P | OP | 5 | 1973 | FO2 |  |  | FO2 |  |  | 0 | 20000 | 25000 | 0 |  | 0 | 0 | 0 | 0 | 0 | 0 | [6 empty] | 0 | 0 | 0 | 4 | 1973 | 0 | 0 | E | [6 empty] | 0
3 |  | 9273 | 990 | GT3 | GT | 21417 | P | OP | 5 | 1973 | FO2 |  |  | FO2 |  |  | 0 | 20000 | 25000 | 0 |  | 0 | 0 | 0 | 0 | 0 | 0 | [6 empty] | 0 | 0 | 0 | 4 | 1973 | 0 | 0 | E | [6 empty] | 0
3 |  | 9273 | 990 | GT4 | GT | 0 |  |  | 0 | 0 | [6 empty] | 0 | 0 | 0 | 80000 | PL | 0 | 0 | 4 | 1996 | 4 | 1994 |  |  |  | NG |  |  | 80000 | 100000 | 0 | 0 | 0 | 65684 | 78861 | [7 empty] | 0
3 |  | 9273 | 990 | GT5 | GT | 0 |  |  | 0 | 0 | [6 empty] | 0 | 0 | 0 | 80000 | PL | 0 | 0 | 4 | 1996 | 4 | 1995 |  |  |  | NG |  |  | 80000 | 100000 | 0 | 0 | 0 | 65684 | 78861 | [7 empty] | 0
3 |  | 9273 | 990 | IC1 | IC | 2750 | P | OP | 4 | 1967 | FO2 |  |  | FO2 |  |  | 0 | 3000 | 3000 | 0 |  | 0 | 0 | 0 | 0 | 0 | 0 | [6 empty] | 0 | 0 | 0 | 4 | 1967 | 0 | 0 | [7 empty] | 0
3 |  | 9273 | 991 | 2 | ST | 46000 | P | OP | 5 | 1950 | FO2 |  |  | FO2 |  |  | 11457 | 39000 | 39000 | 0 |  | 0 | 0 | 0 | 0 | 0 | 0 | [6 empty] | 0 | 0 | 0 | 4 | 1950 | 0 | 0 | E | [6 empty] | 0
3 |  | 9273 | 991 | 3 | ST | 50000 | C | OP | 12 | 1951 | FO2 |  |  | BIT |  |  | 11457 | 43000 | 43000 | 0 |  | 0 | 0 | 0 | 0 | 0 | 0 | [6 empty] | 0 | 0 | 0 | 11 | 1951 | 0 | 0 | E | [6 empty] | 0
3 |  | 9273 | 991 | 4 | ST | 69000 | C | OP | 1 | 1953 | FO2 |  |  | BIT |  |  | 11457 | 56000 | 57000 | 0 |  | 0 | 0 | 0 | 0 | 0 | 0 | [6 empty] | 0 | 0 | 0 | 1 | 1953 | 0 | 0 | [7 empty] | 0
3 |  | 9273 | 991 | 5 | ST | 69000 | C | OP | 12 | 1953 | FO2 |  |  | BIT |  |  | 11457 | 62000 | 63000 | 0 |  | 0 | 0 | 0 | 0 | 0 | 0 | [6 empty] | 0 | 0 | 0 | 12 | 1953 | 0 | 0 | [7 empty] | 0
3 |  | 9273 | 991 | 6 | ST | 113636 | B | OP | 10 | 1956 | FO2 |  |  | BIT |  |  | 11457 | 99000 | 100000 | 0 |  | 0 | 0 | 0 | 0 | 0 | 0 | [6 empty] | 0 | 0 | 0 | 10 | 1956 | 0 | 0 | [7 empty] | 0
3 |  | 9273 | 991 | IC1 | IC | 2750 | P | OP | 4 | 1967 | FO2 |  |  | FO2 |  |  | 0 | 3000 | 3000 | 0 |  | 0 | 0 | 0 | 0 | 0 | 0 | [6 empty] | 0 | 0 | 0 | 3 | 1967 | 0 | 0 | E | [6 empty] | 0
3 |  | 9273 | 991 | ST1 | ST | 46000 | P | OP | 3 | 1949 | FO2 |  |  | FO2 |  |  | 11457 | 39000 | 39000 | 0 |  | 0 | 0 | 0 | 0 | 0 | 0 | [6 empty] | 0 | 0 | 0 | 2 | 1949 | 0 | 0 | E | [6 empty] | 0
3 |  | 9273 | 992 | 3 | ST | 15000 | C |  | 2 | 1924 | NG |  |  | BIT |  |  | 0 | 16000 | 17000 | 0 | RE | 12 | 1989 | 0 | 0 | 0 | 0 | [6 empty] | 0 | 0 | 0 | 2 | 1924 | 0 | 0 | [7 empty] | 0
3 |  | 9273 | 992 | 4 | ST | 15000 | C | OP | 1 | 1925 | NG |  |  | BIT |  |  | 0 | 16000 | 17000 | 0 |  | 0 | 0 | 0 | 0 | 0 | 0 | [6 empty] | 0 | 0 | 0 | 1 | 1925 | 0 | 0 | [7 empty] | 0
3 |  | 9273 | 992 | 5 | ST | 12500 |  |  | 9 | 1938 | FO2 |  |  | BIT |  |  | 0 | 0 | 0 | 0 | RE | 12 | 1984 | 0 | 0 | 0 | 0 | [6 empty] | 0 | 0 | 0 | 0 | 1938 | 0 | 0 | E | [6 empty] | 0
3 |  | 9273 | 992 | 6 | ST | 5000 | B | OP | 8 | 1938 | NG |  |  | BIT |  |  | 0 | 3000 | 3000 | 0 |  | 0 | 0 | 0 | 0 | 0 | 0 | [6 empty] | 0 | 0 | 0 | 7 | 1938 | 0 | 0 | E | [6 empty] | 0
3 |  | 9273 | 992 | HS | ST | 5000 |  |  | 0 | 1900 |  |  |  | BIT |  |  | 0 | 0 | 0 | 0 | RE | 0 | 0 | 0 | 0 | 0 | 0 | [6 empty] | 0 | 0 | 0 | 0 | 1900 | 0 | 0 | E | [6 empty] | 0
3 |  | 9273 | 993 | 7 | ST | 11625 | P | OP | 11 | 1966 | NG |  |  | BIT |  |  | 0 | 12000 | 10000 | 0 |  | 0 | 0 | 0 | 0 | 0 | 0 | [6 empty] | 0 | 0 | 0 | 10 | 1966 | 0 | 0 | [7 empty] | 0
3 |  | 9273 | 994 | 4 | ST | 574200 | B | OP | 4 | 1986 | FO2 |  |  | BIT |  |  | 10359 | 515000 | 515000 | 0 |  | 0 | 0 | 4 | 1979 | 4 | 1986 | [6 empty] | 0 | 0 | 0 | 11 | 1985 | 0 | 0 | [7 empty] | 0
3 |  | 9273 | 994 | IC1 | IC | 2750 | P | OP | 8 | 1967 | FO2 |  |  | FO2 |  |  | 0 | 3000 | 3000 | 0 |  | 0 | 0 | 0 | 0 | 0 | 0 | [6 empty] | 0 | 0 | 0 | 8 | 1967 | 0 | 0 | [7 empty] | 0
3 |  | 9273 | 994 | IC2 | IC | 2750 | P | OP | 8 | 1967 | FO2 |  |  | FO2 |  |  | 0 | 3000 | 3000 | 0 |  | 0 | 0 | 0 | 0 | 0 | 0 | [6 empty] | 0 | 0 | 0 | 8 | 1967 | 0 | 0 | [7 empty] | 0
3 |  | 9273 | 994 | IC3 | IC | 2750 | P | OP | 8 | 1967 | FO2 |  |  | FO2 |  |  | 0 | 2000 | 2000 | 0 |  | 0 | 0 | 0 | 0 | 0 | 0 | [6 empty] | 0 | 0 | 0 | 8 | 1967 | 0 | 0 | [7 empty] | 0
3 |  | 9273 | 994 | ST1 | ST | 253440 | B | OP | 6 | 1967 | FO2 |  |  | BIT |  |  | 10359 | 239000 | 239000 | 0 |  | 0 | 0 | 0 | 0 | 0 | 0 | [6 empty] | 0 | 0 | 0 | 5 | 1967 | 0 | 0 | [7 empty] | 0
3 |  | 9273 | 994 | ST2 | ST | 471000 | B | OP | 12 | 1969 | FO2 |  |  | BIT |  |  | 10359 | 418000 | 418000 | 0 |  | 0 | 0 | 0 | 0 | 0 | 0 | [6 empty] | 0 | 0 | 0 | 11 | 1969 | 0 | 0 | [7 empty] | 0
3 |  | 9273 | 994 | ST3 | ST | 574380 | B | OP | 11 | 1977 | FO2 |  |  | BIT |  |  | 10359 | 510000 | 510000 | 0 |  | 0 | 0 | 0 | 0 | 0 | 0 | [6 empty] | 0 | 0 | 0 | 10 | 1977 | 0 | 0 | [7 empty] | 0
3 |  | 9273 | 7221 | 1 | GT | 0 |  |  | 0 | 0 | [6 empty] | 0 | 0 | 0 | 96007 | PL | 0 | 0 | 4 | 1996 | 4 | 1998 |  |  |  | NG |  |  | 80000 | 100000 | 0 | 0 | 0 | 78517 | 94275 |  |  |  |  | Y | Nameplate unknown at this time for gens 1-4. |  | 0
3 |  | 9273 | 7221 | 2 | GT | 0 |  |  | 0 | 0 | [6 empty] | 0 | 0 | 0 | 96007 | PL | 0 | 0 | 4 | 1996 | 4 | 1995 |  |  |  | NG |  |  | 80000 | 100000 | 0 | 0 | 0 | 78517 | 94275 | [7 empty] | 0
3 |  | 9273 | 7221 | 3 | GT | 0 |  |  | 0 | 0 | [6 empty] | 0 | 0 | 0 | 96007 | PL | 0 | 0 | 4 | 1997 | 4 | 1997 |  |  |  | NG |  |  | 80000 | 100000 | 0 | 0 | 0 | 78517 | 94275 | [7 empty] | 0
3 |  | 9273 | 7221 | 4 | GT | 0 |  |  | 0 | 0 | [6 empty] | 0 | 0 | 0 | 96007 | PL | 0 | 0 | 4 | 1998 | 4 | 2000 |  |  |  | NG |  |  | 80000 | 100000 | 0 | 0 | 0 | 78517 | 94275 | [7 empty] | 0
3 |  | 9273 | 7221 | 5 | GT | 0 |  |  | 0 | 0 | [6 empty] | 0 | 0 | 0 | 96007 | PL | 0 | 0 | 4 | 1999 | 4 | 2001 |  |  |  | NG |  |  | 80000 | 100000 | 0 | 0 | 0 | 78517 | 94275 | [7 empty] | 0
3 |  | 9275 | 1150 | 1 | IC | 800 |  | OP | 88 | 1946 | FO2 |  |  | FO2 |  |  | 0 | 600 | 600 | 0 |  | 0 | 0 | 0 | 0 | 0 | 0 | [6 empty] | 0 | 0 | 0 | 0 | 1946 | 0 | 0 | E | [6 empty] | 0
3 |  | 9275 | 1150 | 2 | IC | 1400 |  | OP | 88 | 1949 | FO2 |  |  | FO2 | NG |  | 0 | 1200 | 1250 | 0 |  | 0 | 0 | 0 | 0 | 0 | 0 | [6 empty] | 0 | 0 | 0 | 0 | 1949 | 0 | 0 | E | [6 empty] | 0
3 |  | 9275 | 1150 | 3 | IC | 1100 |  | OP | 88 | 1953 | FO2 |  |  | FO2 | NG |  | 0 | 800 | 800 | 0 |  | 0 | 0 | 0 | 0 | 0 | 0 | [6 empty] | 0 | 0 | 0 | 0 | 1953 | 0 | 0 | E | [6 empty] | 0
3 |  | 9275 | 1150 | 4 | IC | 1500 |  | OP | 88 | 1961 | FO2 |  |  | FO2 | NG |  | 0 | 1200 | 1250 | 0 |  | 0 | 0 | 0 | 0 | 0 | 0 | [6 empty] | 0 | 0 | 0 | 0 | 1961 | 0 | 0 | E | [6 empty] | 0
3 |  | 9275 | 1150 | 5 | IC | 4000 |  | OP | 88 | 1966 | FO2 |  |  | FO2 | NG |  | 0 | 3500 | 3500 | 0 |  | 0 | 0 | 0 | 0 | 0 | 0 | [6 empty] | 0 | 0 | 0 | 0 | 1966 | 0 | 0 | E | [6 empty] | 0
3 |  | 9275 | 1150 | 6 | IC | 5100 |  | OP | 88 | 1970 | FO2 |  |  | FO2 | NG |  | 0 | 4800 | 4800 | 0 |  | 0 | 0 | 0 | 0 | 0 | 0 | [6 empty] | 0 | 0 | 0 | 0 | 1970 | 0 | 0 | E | [6 empty] | 0
3 |  | 9275 | 1150 | 7 | GT | 20600 |  | OP | 88 | 1977 | FO2 |  |  | FO2 |  |  | 0 | 18500 | 24000 | 0 |  | 0 | 0 | 0 | 0 | 0 | 0 | [6 empty] | 0 | 0 | 0 | 0 | 1977 | 0 | 0 | E | [6 empty] | 0
3 |  | 9324 | 984 | 1 | ST | 495550 | B | OP | 7 | 1960 | FO2 |  |  | BIT |  |  | 9522 | 325000 | 325000 | 0 | RT | 12 | 1994 | 0 | 0 | 0 | 0 | [6 empty] | 0 | 0 | 0 | 6 | 1960 | 0 | 0 | E | [6 empty] | 0
3 |  | 9324 | 985 | 1 | IC | 4000 |  |  | 99 | 1953 |  |  |  | FO2 |  |  | 0 | 0 | 0 | 0 | RE | 9 | 1976 | 0 | 0 | 0 | 0 | [6 empty] | 0 | 0 | 0 | 0 | 1953 | 0 | 0 | E | [6 empty] | 0
3 | B146 | 9324 | 986 | 1 | HC | 1440 |  | OP | 88 | 1921 |  |  |  | WAT |  |  | 0 | 3000 | 3000 | 0 |  | 0 | 0 | 0 | 0 | 0 | 0 | [6 empty] | 0 | 0 | 0 | 0 | 1921 | 0 | 0 | E | [6 empty] | 0
3 | B146 | 9324 | 986 | 2 | HC | 1000 |  | OP | 88 | 1913 |  |  |  | WAT |  |  | 0 | 0 | 0 | 0 |  | 0 | 0 | 0 | 0 | 0 | 0 | [6 empty] | 0 | 0 | 0 | 0 | 1913 | 0 | 0 | E | [6 empty] | 0
3 | B146 | 9324 | 986 | 3 | HC | 1000 |  | OP | 88 | 1913 |  |  |  | WAT |  |  | 0 | 0 | 0 | 0 |  | 0 | 0 | 0 | 0 | 0 | 0 | [6 empty] | 0 | 0 | 0 | 0 | 1913 | 0 | 0 | E | [6 empty] | 0
3 |  | 9324 | 988 | 1 | ST | 152500 | B | OP | 3 | 1951 | FO2 |  |  | BIT |  |  | 9218 | 140000 | 145000 | 0 |  | 0 | 0 | 0 | 0 | 0 | 0 | [6 empty] | 0 | 0 | 0 | 2 | 1951 | 0 | 0 | E | [6 empty] | 0
3 |  | 9324 | 988 | 2 | ST | 152500 | B | OP | 11 | 1952 | FO2 |  |  | BIT |  |  | 9959 | 140000 | 145000 | 0 |  | 0 | 0 | 0 | 0 | 0 | 0 | [6 empty] | 0 | 0 | 0 | 10 | 1952 | 0 | 0 | E | [6 empty] | 0
3 |  | 9324 | 988 | 3 | ST | 215400 | B | OP | 12 | 1954 | FO2 |  |  | BIT |  |  | 9211 | 200000 | 205000 | 0 |  | 0 | 0 | 0 | 0 | 0 | 0 | [6 empty] | 0 | 0 | 0 | 11 | 1954 | 0 | 0 | E | [6 empty] | 0
3 |  | 9324 | 988 | 4 | ST | 579700 | B | OP | 7 | 1964 | FO2 |  |  | BIT |  |  | 8994 | 500000 | 500000 | 0 |  | 0 | 0 | 0 | 0 | 0 | 0 | [6 empty] | 0 | 0 | 0 | 5 | 1964 | 0 | 0 | E | [6 empty] | 0
3 |  | 9324 | 989 | 1 | ST | 40000 |  |  | 99 | 1925 |  |  |  | BIT |  |  | 0 | 0 | 0 | 0 | RE | 4 | 1974 | 0 | 0 | 0 | 0 | [6 empty] | 0 | 0 | 0 | 0 | 1925 | 0 | 0 | E | [6 empty] | 0
3 |  | 9324 | 989 | 2 | ST | 40000 |  |  | 99 | 1925 |  |  |  | BIT |  |  | 0 | 0 | 0 | 0 | RE | 4 | 1974 | 0 | 0 | 0 | 0 | [6 empty] | 0 | 0 | 0 | 0 | 1925 | 0 | 0 | E | [6 empty] | 0
3 |  | 9324 | 989 | 3 | ST | 77000 |  |  | 99 | 1940 |  |  |  | BIT |  |  | 0 | 0 | 0 | 0 | RE | 4 | 1974 | 0 | 0 | 0 | 0 | [6 empty] | 0 | 0 | 0 | 0 | 1940 | 0 | 0 | E | [6 empty] | 0
3 |  | 9324 | 989 | 4 | ST | 85000 |  |  | 99 | 1944 |  |  |  | FO2 |  |  | 0 | 0 | 0 | 0 | RE | 1 | 1981 | 0 | 0 | 0 | 0 | [6 empty] | 0 | 0 | 0 | 0 | 1944 | 0 | 0 | E | [6 empty] | 0
3 |  | 9324 | 989 | 5 | ST | 153000 |  |  | 99 | 1949 |  |  |  | FO2 |  |  | 0 | 0 | 0 | 0 | RE | 1 | 1981 | 0 | 0 | 0 | 0 | [6 empty] | 0 | 0 | 0 | 0 | 1949 | 0 | 0 | E | [6 empty] | 0
3 | B147 | 9324 | 989 | H1 | HC | 1200 |  | OP | 88 | 1922 |  |  |  | WAT |  |  | 0 | 3000 | 3000 | 0 |  | 0 | 0 | 0 | 0 | 0 | 0 | [6 empty] | 0 | 0 | 0 | 0 | 1922 | 0 | 0 | E | [6 empty] | 0
3 | B147 | 9324 | 989 | H2 | HC | 1500 |  | OP | 88 | 1922 |  |  |  | WAT |  |  | 0 | 0 | 0 | 0 |  | 0 | 0 | 0 | 0 | 0 | 0 | [6 empty] | 0 | 0 | 0 | 0 | 1922 | 0 | 0 | E | [6 empty] | 0
3 | B147 | 9324 | 989 | H3 | HC | 1000 |  | OP | 88 | 1905 |  |  |  | WAT |  |  | 0 | 0 | 0 | 0 |  | 0 | 0 | 0 | 0 | 0 | 0 | [6 empty] | 0 | 0 | 0 | 0 | 1905 | 0 | 0 | E | [6 empty] | 0
3 | B147 | 9324 | 989 | H4 | HC | 1000 |  | OP | 88 | 1904 |  |  |  | WAT |  |  | 0 | 0 | 0 | 0 |  | 0 | 0 | 0 | 0 | 0 | 0 | [6 empty] | 0 | 0 | 0 | 0 | 1904 | 0 | 0 | E | [6 empty] | 0
3 | B147 | 9324 | 989 | H5 | HC | 1000 |  | OP | 88 | 1905 |  |  |  | WAT |  |  | 0 | 0 | 0 | 0 |  | 0 | 0 | 0 | 0 | 0 | 0 | [6 empty] | 0 | 0 | 0 | 0 | 1905 | 0 | 0 | E | [6 empty] | 0
3 | B147 | 9324 | 989 | H6 | HC | 1200 |  | OP | 88 | 1904 |  |  |  | WAT |  |  | 0 | 0 | 0 | 0 |  | 0 | 0 | 0 | 0 | 0 | 0 | [6 empty] | 0 | 0 | 0 | 0 | 1904 | 0 | 0 | E | [6 empty] | 0
3 |  | 9324 | 1025 | 1 | GT | 18000 | P | OP | 88 | 1970 | FO2 |  |  | FO2 |  |  | 12000 | 15000 | 18000 | 0 |  | 0 | 0 | 0 | 0 | 0 | 0 | [6 empty] | 0 | 0 | 0 | 0 | 1970 | 0 | 0 | E | [6 empty] | 0
3 | A579 | 9324 | 1753 | 1 | HC | 1800 |  | OP | 88 | 1908 |  |  |  | WAT |  |  | 0 | 3000 | 3000 | 0 |  | 0 | 0 | 0 | 0 | 0 | 0 | [6 empty] | 0 | 0 | 0 | 0 | 1908 | 0 | 0 | E | [6 empty] | 0
3 | A579 | 9324 | 1753 | 2 | HC | 1800 |  | OP | 88 | 1918 |  |  |  | WAT |  |  | 0 | 0 | 0 | 0 |  | 0 | 0 | 0 | 0 | 0 | 0 | [6 empty] | 0 | 0 | 0 | 0 | 1918 | 0 | 0 | E | [6 empty] | 0
3 | A579 | 9324 | 1753 | 3 | HC | 1800 |  | OP | 88 | 1908 |  |  |  | WAT |  |  | 0 | 0 | 0 | 0 |  | 0 | 0 | 0 | 0 | 0 | 0 | [6 empty] | 0 | 0 | 0 | 0 | 1908 | 0 | 0 | E | [6 empty] | 0
3 | A579 | 9324 | 1753 | 4 | HC | 1800 |  | OP | 88 | 1908 |  |  |  | WAT |  |  | 0 | 0 | 0 | 0 |  | 0 | 0 | 0 | 0 | 0 | 0 | [6 empty] | 0 | 0 | 0 | 0 | 1908 | 0 | 0 | E | [6 empty] | 0
3 | B148 | 9324 | 1754 | 1 | HC | 384 |  | OP | 88 | 1919 |  |  |  | WAT |  |  | 0 | 2000 | 2000 | 0 |  | 0 | 0 | 0 | 0 | 0 | 0 | [6 empty] | 0 | 0 | 0 | 0 | 1919 | 0 | 0 | E | [6 empty] | 0
3 | B148 | 9324 | 1754 | 2 | HC | 384 |  | OP | 88 | 1919 |  |  |  | WAT |  |  | 0 | 0 | 0 | 0 |  | 0 | 0 | 0 | 0 | 0 | 0 | [6 empty] | 0 | 0 | 0 | 0 | 1919 | 0 | 0 | E | [6 empty] | 0
3 | B148 | 9324 | 1754 | 3 | HC | 384 |  | OP | 88 | 1920 |  |  |  | WAT |  |  | 0 | 0 | 0 | 0 |  | 0 | 0 | 0 | 0 | 0 | 0 | [6 empty] | 0 | 0 | 0 | 0 | 1920 | 0 | 0 | E | [6 empty] | 0
3 | B148 | 9324 | 1754 | 4 | HC | 384 |  | OP | 88 | 1920 |  |  |  | WAT |  |  | 0 | 0 | 0 | 0 |  | 0 | 0 | 0 | 0 | 0 | 0 | [6 empty] | 0 | 0 | 0 | 0 | 1920 | 0 | 0 | E | [6 empty] | 0
3 | B148 | 9324 | 1754 | 5 | HC | 384 |  | OP | 88 | 1920 |  |  |  | WAT |  |  | 0 | 0 | 0 | 0 |  | 0 | 0 | 0 | 0 | 0 | 0 | [6 empty] | 0 | 0 | 0 | 0 | 1920 | 0 | 0 | E | [6 empty] | 0
3 | B148 | 9324 | 1754 | 6 | HC | 384 |  | OP | 88 | 1920 |  |  |  | WAT |  |  | 0 | 0 | 0 | 0 |  | 0 | 0 | 0 | 0 | 0 | 0 | [6 empty] | 0 | 0 | 0 | 0 | 1920 | 0 | 0 | E | [6 empty] | 0
3 | B148 | 9324 | 1754 | 7 | HC | 450 |  | OP | 88 | 1927 |  |  |  | WAT |  |  | 0 | 0 | 0 | 0 |  | 0 | 0 | 0 | 0 | 0 | 0 | [6 empty] | 0 | 0 | 0 | 0 | 1927 | 0 | 0 | E | [6 empty] | 0
3 | B148 | 9324 | 1754 | 8 | HC | 450 |  | OP | 88 | 1927 |  |  |  | WAT |  |  | 0 | 0 | 0 | 0 |  | 0 | 0 | 0 | 0 | 0 | 0 | [6 empty] | 0 | 0 | 0 | 0 | 1927 | 0 | 0 | E | [6 empty] | 0
3 | B148 | 9324 | 1754 | 9 | HC | 450 |  | OP | 88 | 1927 |  |  |  | WAT |  |  | 0 | 0 | 0 | 0 |  | 0 | 0 | 0 | 0 | 0 | 0 | [6 empty] | 0 | 0 | 0 | 0 | 1927 | 0 | 0 | E | [6 empty] | 0
3 | B148 | 9324 | 1754 | 10 | HC | 450 |  | OP | 88 | 1927 |  |  |  | WAT |  |  | 0 | 0 | 0 | 0 |  | 0 | 0 | 0 | 0 | 0 | 0 | [6 empty] | 0 | 0 | 0 | 0 | 1927 | 0 | 0 | E | [6 empty] | 0
3 |  | 9324 | 6000 | 1 | NP | 1152000 | B | OP | 8 | 1975 | UR |  |  | UR |  |  | 10710 | 1000000 | 1020000 | 0 |  | 0 | 0 | 0 | 0 | 0 | 0 | [6 empty] | 0 | 0 | 1030000 | 10 | 1974 | 0 | 0 | [7 empty] | 0
3 |  | 9324 | 6000 | 2 | NP | 1133300 | B | OP | 7 | 1978 | UR |  |  | UR |  |  | 10628 | 1060000 | 1090000 | 0 |  | 0 | 0 | 0 | 0 | 0 | 0 | [6 empty] | 0 | 0 | 1100000 | 12 | 1977 | 0 | 0 | [7 empty] | 0
3 |  | 9324 | 6166 | 1 | ST | 1300000 | B | OP | 12 | 1984 | FO2 |  |  | BIT |  |  | 9940 | 1300000 | 1300000 | 0 |  | 0 | 0 | 0 | 0 | 0 | 0 | [6 empty] | 0 | 0 | 0 | 8 | 1984 | 0 | 0 | E | [6 empty] | 0
3 |  | 9324 | 6166 | 2 | ST | 1300000 | B | OP | 12 | 1989 | FO2 |  |  | BIT |  |  | 9595 | 1300000 | 1300000 | 0 |  | 0 | 0 | 12 | 1982 | 0 | 0 | [6 empty] | 0 | 0 | 0 | 10 | 1989 | 0 | 0 | [7 empty] | 0
3 |  | 9339 | 6128 | 1 | HC | 33000 | P | OP | 6 | 1983 |  |  |  | WAT |  |  | 0 | 35000 | 16500 | 0 |  | 0 | 0 | 0 | 0 | 0 | 0 | [6 empty] | 0 | 0 | 0 | 6 | 1983 | 0 | 0 | [7 empty] | 0
3 |  | 9339 | 6128 | 2 | HC | 33000 |  | OP | 10 | 1983 |  |  |  | WAT |  |  | 0 | 35000 | 16500 | 0 |  | 0 | 0 | 0 | 0 | 0 | 0 | [6 empty] | 0 | 0 | 0 | 10 | 1983 | 0 | 0 | [7 empty] | 0
3 |  | 9339 | 6410 | 1 | HC | 10500 | P | OP | 10 | 1954 | WAT |  |  | WAT |  |  | 0 | 13000 | 6000 | 0 |  | 0 | 0 | 0 | 0 | 0 | 0 | [6 empty] | 0 | 0 | 0 | 10 | 1954 | 0 | 0 | [7 empty] | 0
3 |  | 9339 | 6410 | 2 | HC | 10500 | P | OP | 10 | 1954 | WAT |  |  | WAT |  |  | 0 | 13000 | 6000 | 0 |  | 0 | 0 | 0 | 0 | 0 | 0 | [6 empty] | 0 | 0 | 0 | 10 | 1954 | 0 | 0 | E | [6 empty] | 0
3 |  | 9339 | 6410 | 3 | HC | 10500 | P | OP | 10 | 1954 | WAT |  |  | WAT |  |  | 0 | 13000 | 6000 | 0 |  | 0 | 0 | 0 | 0 | 0 | 0 | [6 empty] | 0 | 0 | 0 | 10 | 1954 | 0 | 0 | [7 empty] | 0
3 |  | 9366 | 901 | 1 | HC | 1600 | B | OP | 88 | 1925 | WAT |  |  | WAT |  |  | 0 | 1549 | 1280 | 0 |  | 0 | 0 | 0 | 0 | 0 | 0 | [6 empty] | 0 | 0 | 0 | 0 | 1925 | 0 | 0 | E | E | [5 empty] | 0
3 |  | 9366 | 901 | 2 | HC | 1000 | B | OP | 88 | 1925 | WAT |  |  | WAT |  |  | 0 | 350 | 480 | 0 |  | 0 | 0 | 0 | 0 | 0 | 0 | [6 empty] | 0 | 0 | 0 | 0 | 1925 | 0 | 0 | E | [6 empty] | 0
3 |  | 9366 | 901 | 3 | HC | 1000 | B | OP | 88 | 1925 | WAT |  |  | WAT |  |  | 0 | 951 | 941 | 0 |  | 0 | 0 | 0 | 0 | 0 | 0 | [6 empty] | 0 | 0 | 0 | 0 | 1925 | 0 | 0 | E | E | E |  |  |  |  | 0
3 |  | 9392 | 1046 | 3 | ST | 28750 | C | OP | 88 | 1952 | NG | FO2 |  | BIT | NG |  | 13874 | 30000 | 30000 | 0 |  | 0 | 0 | 0 | 0 | 0 | 0 | [6 empty] | 0 | 0 | 0 | 0 | 1952 | 0 | 0 | E | [6 empty] | 0
3 |  | 9392 | 1046 | 4 | ST | 37500 | C | OP | 88 | 1959 | NG | FO2 |  | BIT | NG |  | 13585 | 35000 | 35000 | 0 |  | 0 | 0 | 0 | 0 | 0 | 0 | [6 empty] | 0 | 0 | 0 | 0 | 1959 | 0 | 0 | E | [6 empty] | 0
3 |  | 9392 | 1046 | IC1 | IC | 2000 | P | OP | 88 | 1966 | FO2 |  |  | FO2 |  |  | 11500 | 2300 | 2000 | 0 |  | 0 | 0 | 0 | 0 | 0 | 0 | [6 empty] | 0 | 0 | 0 | 0 | 1966 | 0 | 0 | E | [6 empty] | 0
3 |  | 9392 | 1046 | IC2 | IC | 2000 | P | OP | 88 | 1966 | FO2 |  |  | FO2 |  |  | 11500 | 2300 | 2000 | 0 |  | 0 | 0 | 0 | 0 | 0 | 0 | [6 empty] | 0 | 0 | 0 | 0 | 1966 | 0 | 0 | E | [6 empty] | 0
3 |  | 9392 | 1046 | ST1 | ST | 10000 |  |  | 99 | 1926 |  |  |  | NG | FO2 |  | 0 | 0 | 0 | 0 | RE | 12 | 1974 | 0 | 0 | 0 | 0 | [6 empty] | 0 | 0 | 0 | 0 | 1926 | 0 | 0 | E | [6 empty] | 0
3 |  | 9392 | 1046 | ST2 | ST | 15000 | C | OP | 88 | 1929 | NG | FO2 |  | BIT | NG |  | 23594 | 13000 | 13000 | 0 |  | 0 | 0 | 0 | 0 | 0 | 0 | [6 empty] | 0 | 0 | 0 | 0 | 1929 | 0 | 0 | E | [6 empty] | 0
3 |  | 9392 | 1047 | 1 | ST | 15000 | C | OP | 88 | 1948 | FO2 |  |  | BIT |  |  | 14370 | 15500 | 15500 | 0 |  | 0 | 0 | 0 | 0 | 0 | 0 | [6 empty] | 0 | 0 | 0 | 0 | 1948 | 0 | 0 | E | [6 empty] | 0
3 |  | 9392 | 1047 | 2 | ST | 11500 | C | OP | 88 | 1949 | FO2 |  |  | BIT |  |  | 14586 | 10700 | 10700 | 0 |  | 0 | 0 | 0 | 0 | 0 | 0 | [6 empty] | 0 | 0 | 0 | 0 | 1949 | 0 | 0 | E | [6 empty] | 0
3 |  | 9392 | 1047 | 3 | ST | 37500 | C | OP | 88 | 1957 | FO2 |  |  | BIT |  |  | 13453 | 33800 | 33800 | 0 |  | 0 | 0 | 0 | 0 | 0 | 0 | [6 empty] | 0 | 0 | 0 | 0 | 1957 | 0 | 0 | E | [6 empty] | 0
3 |  | 9392 | 1047 | 4 | ST | 274500 | B | OP | 6 | 1977 | FO2 |  |  | SUB |  |  | 11050 | 260000 | 255000 | 0 |  | 0 | 0 | 0 | 0 | 0 | 0 | [6 empty] | 0 | 0 | 0 | 3 | 1977 | 0 | 0 | E | [6 empty] | 0
3 |  | 9392 | 1047 | IC1 | IC | 1000 | P | OP | 88 | 1970 | FO2 |  |  | FO2 |  |  | 11500 | 1000 | 1000 | 0 |  | 0 | 0 | 0 | 0 | 0 | 0 | [6 empty] | 0 | 0 | 0 | 0 | 1970 | 0 | 0 | E | [6 empty] | 0
3 |  | 9392 | 1047 | IC2 | IC | 1000 | P | OP | 88 | 1971 | FO2 |  |  | FO2 |  |  | 11500 | 1000 | 1000 | 0 |  | 0 | 0 | 0 | 0 | 0 | 0 | [6 empty] | 0 | 0 | 0 | 0 | 1971 | 0 | 0 | E | [6 empty] | 0
3 |  | 9392 | 1048 | 1 | ST | 18750 | C | OP | 88 | 1947 | NG |  |  | NG |  |  | 16361 | 18000 | 18774 | 0 |  | 0 | 0 | 0 | 0 | 0 | 0 | [6 empty] | 0 | 0 | 0 | 0 | 1947 | 0 | 0 | E |  | E |  |  |  |  | 0
3 |  | 9392 | 1048 | 2 | ST | 218450 | B | OP | 88 | 1967 | NG |  |  | BIT |  |  | 10884 | 217000 | 217000 | 0 |  | 0 | 0 | 0 | 0 | 0 | 0 | [6 empty] | 0 | 0 | 0 | 0 | 1967 | 0 | 0 | E | [6 empty] | 0
3 |  | 9392 | 1049 | 2 | ST | 6000 |  |  | 99 | 1926 |  |  |  | PET | GAS |  | 0 | 0 | 0 | 0 | RE | 12 | 1977 | 0 | 0 | 0 | 0 | [6 empty] | 0 | 0 | 0 | 0 | 1926 | 0 | 0 | E | [6 empty] | 0
3 |  | 9392 | 1049 | 3 | ST | 10000 |  |  | 99 | 1929 |  |  |  | PET | GAS |  | 0 | 0 | 0 | 0 | RE | 12 | 1977 | 0 | 0 | 0 | 0 | [6 empty] | 0 | 0 | 0 | 0 | 1929 | 0 | 0 | E | [6 empty] | 0
3 |  | 9392 | 1049 | 4 | ST | 8000 |  |  | 99 | 1949 |  |  |  | PET | GAS |  | 0 | 0 | 0 | 0 | RE | 12 | 1977 | 0 | 0 | 0 | 0 | [6 empty] | 0 | 0 | 0 | 0 | 1949 | 0 | 0 | E | [6 empty] | 0
3 |  | 9392 | 1050 | 1 | IC | 685 | P | OP | 88 | 1970 | FO2 |  |  | FO2 |  |  | 11500 | 700 | 700 | 0 |  | 0 | 0 | 0 | 0 | 0 | 0 | [6 empty] | 0 | 0 | 0 | 0 | 1970 | 0 | 0 | E | [6 empty] | 0
3 |  | 9392 | 1887 | 2 | ST | 5000 |  |  | 99 | 1929 |  |  |  | PET | GAS |  | 0 | 0 | 0 | 0 | RE | 99 | 1978 | 0 | 0 | 0 | 0 | [6 empty] | 0 | 0 | 0 | 0 | 1929 | 0 | 0 | E | [6 empty] | 0
3 |  | 9392 | 1887 | 3 | ST | 6000 |  |  | 99 | 1927 |  |  |  | PET | GAS |  | 0 | 0 | 0 | 0 | RE | 99 | 1978 | 0 | 0 | 0 | 0 | [6 empty] | 0 | 0 | 0 | 0 | 1927 | 0 | 0 | E | [6 empty] | 0
3 |  | 9392 | 1887 | 4 | ST | 7500 |  |  | 99 | 1942 |  |  |  | PET | GAS |  | 0 | 0 | 0 | 0 | RE | 99 | 1978 | 0 | 0 | 0 | 0 | [6 empty] | 0 | 0 | 0 | 0 | 1942 | 0 | 0 | E | [6 empty] | 0
3 |  | 9392 | 1888 | 1 | ST | 11500 | P | OP | 88 | 1950 | NG | FO2 |  | NG | FO6 |  | 15984 | 12000 | 12000 | 0 |  | 0 | 0 | 0 | 0 | 0 | 0 | [6 empty] | 0 | 0 | 0 | 0 | 1950 | 0 | 0 | E | [6 empty] | 0
3 |  | 9392 | 1888 | 2 | ST | 11500 | P | OP | 88 | 1951 | NG | FO2 |  | NG | FO6 |  | 15984 | 12000 | 12000 | 0 |  | 0 | 0 | 0 | 0 | 0 | 0 | [6 empty] | 0 | 0 | 0 | 0 | 1951 | 0 | 0 | E | [6 empty] | 0
3 |  | 9392 | 1888 | 3 | ST | 81600 | B | OP | 88 | 1962 | NG | FO2 |  | BIT | NG | FO6 | 12165 | 84000 | 86000 | 0 |  | 0 | 0 | 0 | 0 | 0 | 0 | [6 empty] | 0 | 0 | 0 | 0 | 1962 | 0 | 0 | E | [6 empty] | 0
3 |  | 9392 | 1888 | 4 | GT | 29400 | P | OP | 5 | 1974 | FO2 |  |  | FO2 |  |  | 13886 | 21300 | 26100 | 0 |  | 0 | 0 | 0 | 0 | 0 | 0 | [6 empty] | 0 | 0 | 0 | 4 | 1974 | 0 | 0 | E | [6 empty] | 0
3 |  | 9392 | 1889 | 2 | IC | 2000 | P | OP | 88 | 1960 | FO2 |  |  | FO2 |  |  | 11500 | 2000 | 2000 | 0 |  | 0 | 0 | 0 | 0 | 0 | 0 | [6 empty] | 0 | 0 | 0 | 0 | 1960 | 0 | 0 | E | [6 empty] | 0
3 |  | 9392 | 1890 | 1 | IC | 2000 | P | OP | 88 | 1961 | FO2 |  |  | FO2 |  |  | 11500 | 2000 | 2000 | 0 |  | 0 | 0 | 0 | 0 | 0 | 0 | [6 empty] | 0 | 0 | 0 | 0 | 1961 | 0 | 0 | E | [6 empty] | 0
3 |  | 9392 | 7155 | 1 | GT | 41400 | P | OP | 6 | 1991 | FO2 |  |  | FO2 |  |  | 13000 | 35000 | 38000 | 0 |  | 0 | 0 | 0 | 0 | 0 | 0 | [6 empty] | 0 | 0 | 0 | 6 | 1991 | 0 | 0 | [7 empty] | 0
3 |  | 9392 | 7155 | 2 | GT | 41400 | P | OP | 6 | 1991 | FO2 |  |  | FO2 |  |  | 13000 | 35000 | 38000 | 0 |  | 0 | 0 | 0 | 0 | 0 | 0 | [6 empty] | 0 | 0 | 0 | 6 | 1991 | 0 | 0 | [7 empty] | 0
3 |  | 9392 | 8025 | 1 | GT | 29400 | P | OP | 5 | 1974 | FO2 |  |  | FO2 |  |  | 13837 | 22200 | 27400 | 0 |  | 0 | 0 | 0 | 0 | 0 | 0 | [6 empty] | 0 | 0 | 0 | 4 | 1974 | 0 | 0 | E | [6 empty] | 0
3 |  | 9418 | 1291 | 3 | ST | 2000 | P |  | 88 | 1941 | NG |  |  | NG |  |  | 15000 | 2015 | 2015 | 0 | RE | 1 | 1991 | 0 | 0 | 0 | 0 | [6 empty] | 0 | 0 | 0 | 0 | 1941 | 0 | 0 | E | [6 empty] | 0
3 |  | 9418 | 1291 | 4 | ST | 3500 | P | OP | 88 | 1949 | NG |  |  | NG | FO5 |  | 12000 | 4385 | 4385 | 0 |  | 0 | 0 | 0 | 0 | 0 | 0 | [6 empty] | 0 | 0 | 0 | 0 | 1949 | 0 | 0 | E | [6 empty] | 0
3 |  | 9418 | 1291 | 5 | ST | 5000 | P | OP | 88 | 1957 | NG |  |  | NG | FO5 |  | 12000 | 5350 | 5350 | 0 |  | 0 | 0 | 0 | 0 | 0 | 0 | [6 empty] | 0 | 0 | 0 | 0 | 1957 | 0 | 0 | E | [6 empty] | 0
3 |  | 9418 | 1291 | 6 | IC | 2750 | P | OP | 88 | 1969 | FO2 |  |  | FO2 |  |  | 10000 | 2950 | 2950 | 0 |  | 0 | 0 | 0 | 0 | 0 | 0 | [6 empty] | 0 | 0 | 0 | 0 | 1969 | 0 | 0 | E | [6 empty] | 0
3 |  | 9418 | 1291 | 7 | IC | 2700 | P | OP | 88 | 1971 | FO2 |  |  | FO2 |  |  | 10000 | 2900 | 2900 | 0 |  | 0 | 0 | 0 | 0 | 0 | 0 | [6 empty] | 0 | 0 | 0 | 0 | 1971 | 0 | 0 | E | [6 empty] | 0
3 |  | 9418 | 1291 | 8 | IC | 2750 | P | OP | 2 | 1976 | FO2 |  |  | FO2 |  |  | 10000 | 2970 | 2970 | 0 |  | 0 | 0 | 0 | 0 | 0 | 0 | [6 empty] | 0 | 0 | 0 | 1 | 1976 | 0 | 0 | E | [6 empty] | 0
3 |  | 9418 | 1291 | 9 | IC | 2750 | P | OP | 6 | 1977 | FO2 |  |  | FO2 |  |  | 10000 | 2975 | 2975 | 0 |  | 0 | 0 | 0 | 0 | 0 | 0 | [6 empty] | 0 | 0 | 0 | 5 | 1977 | 0 | 0 | E | [6 empty] | 0
3 |  | 9418 | 1291 | 10 | IC | 2750 | P | OP | 6 | 1981 | FO2 |  |  | FO2 |  |  | 10000 | 2910 | 2910 | 0 |  | 0 | 0 | 0 | 0 | 0 | 0 | [6 empty] | 0 | 0 | 0 | 5 | 1981 | 0 | 0 | E | [6 empty] | 0
3 |  | 9418 | 1291 | 11 | IC | 2100 | P | OP | 7 | 1988 | FO2 |  |  | FO2 |  |  | 11000 | 2192 | 2192 | 0 |  | 0 | 0 | 0 | 0 | 0 | 0 | [6 empty] | 0 | 0 | 0 | 9 | 1987 | 0 | 0 | [7 empty] | 0
3 |  | 9418 | 1291 | 12 | IC | 2100 | P | OP | 7 | 1988 | FO2 |  |  | FO2 |  |  | 11000 | 2022 | 2022 | 0 |  | 0 | 0 | 0 | 0 | 0 | 0 | [6 empty] | 0 | 0 | 0 | 9 | 1987 | 0 | 0 | [7 empty] | 0
3 |  | 9418 | 1291 | 13 | IC | 2100 | P | OP | 7 | 1988 | FO2 |  |  | FO2 |  |  | 11000 | 2065 | 2065 | 0 |  | 0 | 0 | 0 | 0 | 0 | 0 | [6 empty] | 0 | 0 | 0 | 9 | 1987 | 0 | 0 | [7 empty] | 0
3 |  | 9423 | 1051 | 1 | IC | 1000 |  |  | 99 | 1949 |  |  |  | PET |  |  | 0 | 0 | 0 | 0 | RE | 12 | 1974 | 0 | 0 | 0 | 0 | [6 empty] | 0 | 0 | 0 | 0 | 1949 | 0 | 0 | E | [6 empty] | 0
3 |  | 9423 | 1052 | 1 | IC | 1000 | P | OP | 1 | 1960 | FO2 |  |  | FO2 |  |  | 12400 | 1000 | 1000 | 0 |  | 0 | 0 | 0 | 0 | 0 | 0 | [6 empty] | 0 | 0 | 0 | 1 | 1960 | 0 | 0 | [7 empty] | 0
3 |  | 9423 | 1052 | 2 | IC | 1000 | P | OP | 1 | 1960 | FO2 |  |  | FO2 |  |  | 12400 | 1000 | 1000 | 0 |  | 0 | 0 | 0 | 0 | 0 | 0 | [6 empty] | 0 | 0 | 0 | 1 | 1960 | 0 | 0 | [7 empty] | 0
3 |  | 9423 | 1053 | 1 | IC | 400 |  |  | 99 | 1932 |  |  |  | FO2 |  |  | 0 | 0 | 0 | 0 | RE | 99 | 1982 | 0 | 0 | 0 | 0 | [6 empty] | 0 | 0 | 0 | 0 | 1932 | 0 | 0 | E | [6 empty] | 0
3 |  | 9423 | 1053 | 2 | IC | 400 |  |  | 99 | 1935 |  |  |  | FO2 |  |  | 0 | 0 | 0 | 0 | RE | 99 | 1982 | 0 | 0 | 0 | 0 | [6 empty] | 0 | 0 | 0 | 0 | 1935 | 0 | 0 | E | [6 empty] | 0
3 |  | 9423 | 1053 | HC1 | HC | 250 | B | OP | 3 | 1990 |  |  |  | WAT |  |  | 0 | 250 | 250 | 0 |  | 0 | 0 | 0 | 0 | 0 | 0 | [6 empty] | 0 | 0 | 0 | 3 | 1990 | 0 | 0 | [7 empty] | 0
3 |  | 9423 | 1054 | 1 | IC | 1000 |  |  | 88 | 1947 |  |  |  | FO2 |  |  | 0 | 0 | 0 | 0 | RE | 10 | 1983 | 0 | 0 | 0 | 0 | [6 empty] | 0 | 0 | 0 | 0 | 1947 | 0 | 0 | E | [6 empty] | 0
3 |  | 9423 | 1054 | 2 | IC | 400 |  |  | 88 | 1926 |  |  |  | FO2 |  |  | 0 | 0 | 0 | 0 | RE | 10 | 1983 | 0 | 0 | 0 | 0 | [6 empty] | 0 | 0 | 0 | 0 | 1926 | 0 | 0 | E | [6 empty] | 0
3 |  | 9423 | 1054 | 3 | IC | 400 |  |  | 88 | 1927 |  |  |  | FO2 |  |  | 0 | 0 | 0 | 0 | RE | 10 | 1983 | 0 | 0 | 0 | 0 | [6 empty] | 0 | 0 | 0 | 0 | 1927 | 0 | 0 | E | [6 empty] | 0
3 |  | 9423 | 1054 | 4 | IC | 400 |  |  | 88 | 1928 |  |  |  | FO2 |  |  | 0 | 0 | 0 | 0 | RE | 10 | 1983 | 0 | 0 | 0 | 0 | [6 empty] | 0 | 0 | 0 | 0 | 1928 | 0 | 0 | E | [6 empty] | 0
3 |  | 9423 | 1055 | 1 | IC | 1100 |  |  | 99 | 1949 |  |  |  | FO2 | NG |  | 0 | 0 | 0 | 0 | RE | 0 | 0 | 0 | 0 | 0 | 0 | [6 empty] | 0 | 0 | 0 | 0 | 1949 | 0 | 0 | E | [6 empty] | 0
3 |  | 9423 | 1055 | 2 | IC | 1100 |  |  | 88 | 1949 |  |  |  | FO2 | NG |  | 0 | 0 | 0 | 0 | RE | 3 | 1983 | 0 | 0 | 0 | 0 | [6 empty] | 0 | 0 | 0 | 0 | 1949 | 0 | 0 | E | [6 empty] | 0
3 |  | 9423 | 1056 | 1 | ST | 10000 | P |  | 3 | 1946 | NG |  |  | NG |  |  | 15240 | 9000 | 9000 | 0 | RE | 12 | 1986 | 0 | 0 | 0 | 0 | [6 empty] | 0 | 0 | 0 | 2 | 1946 | 0 | 0 | E | [6 empty] | 0
3 |  | 9423 | 1056 | 2 | ST | 17250 | P |  | 88 | 1953 | NG |  |  | NG |  |  | 13900 | 18000 | 18000 | 0 | RE | 12 | 1986 | 0 | 0 | 0 | 0 | [6 empty] | 0 | 0 | 0 | 0 | 1953 | 0 | 0 | E | [6 empty] | 0
3 |  | 9423 | 1056 | 3 | ST | 3500 |  |  | 99 | 1947 |  |  |  | BIT | MF |  | 0 | 0 | 0 | 0 | RE | 99 | 1977 | 0 | 0 | 0 | 0 | [6 empty] | 0 | 0 | 0 | 0 | 1947 | 0 | 0 | E | [6 empty] | 0
3 |  | 9423 | 1056 | 4 | ST | 3500 |  |  | 99 | 1923 |  |  |  | BIT | MF |  | 0 | 0 | 0 | 0 | RE | 99 | 1977 | 0 | 0 | 0 | 0 | [6 empty] | 0 | 0 | 0 | 0 | 1923 | 0 | 0 | E | [6 empty] | 0
3 |  | 9423 | 1057 | 1 | IC | 1100 |  |  | 88 | 1949 |  |  |  | FO2 | NG |  | 0 | 0 | 0 | 0 | RE | 12 | 1982 | 0 | 0 | 0 | 0 | [6 empty] | 0 | 0 | 0 | 0 | 1949 | 0 | 0 | E | [6 empty] | 0
3 |  | 9423 | 1057 | 2 | IC | 1100 |  |  | 88 | 1950 |  |  |  | FO2 | NG |  | 0 | 0 | 0 | 0 | RE | 12 | 1982 | 0 | 0 | 0 | 0 | [6 empty] | 0 | 0 | 0 | 0 | 1950 | 0 | 0 | E | [6 empty] | 0
3 |  | 9423 | 1057 | 3 | IC | 1100 |  |  | 99 | 1951 |  |  |  | FO2 | NG |  | 0 | 0 | 0 | 0 | RE | 0 | 0 | 0 | 0 | 0 | 0 | [6 empty] | 0 | 0 | 0 | 0 | 1951 | 0 | 0 | E | [6 empty] | 0
3 |  | 9423 | 1057 | 4 | IC | 1100 |  |  | 88 | 1952 |  |  |  | FO2 | NG |  | 0 | 0 | 0 | 0 | RE | 12 | 1982 | 0 | 0 | 0 | 0 | [6 empty] | 0 | 0 | 0 | 0 | 1952 | 0 | 0 | E | [6 empty] | 0
3 |  | 9423 | 1058 | 1 | ST | 10000 | P | SB | 5 | 1921 | NG | FO2 |  | BIT | REF | NG | 16900 | 8000 | 3000 | 0 |  | 0 | 0 | 0 | 0 | 0 | 0 | [6 empty] | 0 | 0 | 0 | 4 | 1921 | 0 | 0 | E | [6 empty] | 0
3 |  | 9423 | 1058 | 2 | ST | 6000 | B | OP | 11 | 1930 | NG | FO2 |  | BIT | REF | NG | 9300 | 3000 | 6000 | 0 |  | 0 | 0 | 0 | 0 | 0 | 0 | [6 empty] | 0 | 0 | 0 | 10 | 1930 | 0 | 0 | E | [6 empty] | 0
3 |  | 9423 | 1058 | 4 | ST | 15000 | P | OP | 6 | 1942 | NG | FO2 |  | BIT | REF | NG | 14760 | 18000 | 17000 | 0 |  | 0 | 0 | 0 | 0 | 0 | 0 | [6 empty] | 0 | 0 | 0 | 5 | 1942 | 0 | 0 | E | [6 empty] | 0
3 |  | 9423 | 1058 | 5 | ST | 7500 |  |  | 99 | 1917 |  |  |  | BIT | MF |  | 0 | 0 | 0 | 0 | RE | 3 | 1981 | 0 | 0 | 0 | 0 | [6 empty] | 0 | 0 | 0 | 0 | 1917 | 0 | 0 | E | [6 empty] | 0
3 |  | 9423 | 1058 | 6 | ST | 10000 | P | SB | 1 | 1925 | NG | FO2 |  | BIT | REF | NG | 16900 | 8000 | 3000 | 0 |  | 0 | 0 | 0 | 0 | 0 | 0 | [6 empty] | 0 | 0 | 0 | 12 | 1924 | 0 | 0 | E | [6 empty] | 0
3 |  | 9423 | 1058 | 7 | ST | 15000 | P | OP | 3 | 1945 | NG | FO2 |  | BIT | REF | NG | 14760 | 18000 | 17000 | 0 |  | 0 | 0 | 0 | 0 | 0 | 0 | [6 empty] | 0 | 0 | 0 | 2 | 1945 | 0 | 0 | E | [6 empty] | 0
3 |  | 9423 | 1058 | 8 | ST | 28750 | P | OP | 10 | 1950 | NG | FO2 |  | BIT | REF | NG | 14170 | 30000 | 27000 | 0 |  | 0 | 0 | 0 | 0 | 0 | 0 | [6 empty] | 0 | 0 | 0 | 9 | 1950 | 0 | 0 | E | [6 empty] | 0
3 |  | 9423 | 1059 | 1 | IC | 1000 |  |  | 99 | 1948 |  |  |  | FO2 |  |  | 0 | 0 | 0 | 0 | RE | 99 | 1982 | 0 | 0 | 0 | 0 | [6 empty] | 0 | 0 | 0 | 0 | 1948 | 0 | 0 | E | [6 empty] | 0
3 |  | 9423 | 1059 | 2 | IC | 1000 |  |  | 99 | 1948 |  |  |  | FO2 |  |  | 0 | 0 | 0 | 0 | RE | 99 | 1982 | 0 | 0 | 0 | 0 | [6 empty] | 0 | 0 | 0 | 0 | 1948 | 0 | 0 | E | [6 empty] | 0
3 |  | 9423 | 1060 | 1 | NB | 597150 | B | OP | 2 | 1975 |  |  |  | UR |  |  | 10888 | 515000 | 530000 | 0 |  | 0 | 0 | 0 | 0 | 0 | 0 | [6 empty] | 0 | 0 | 538000 | 2 | 1974 | 0 | 0 | [7 empty] | 0
3 |  | 9423 | 1061 | 1 | IC | 1100 |  |  | 99 | 1949 |  |  |  | FO2 |  |  | 0 | 0 | 0 | 0 | RE | 99 | 1982 | 0 | 0 | 0 | 0 | [6 empty] | 0 | 0 | 0 | 0 | 1949 | 0 | 0 | E | [6 empty] | 0
3 |  | 9423 | 1061 | 2 | IC | 1100 |  |  | 99 | 1949 |  |  |  | FO2 |  |  | 0 | 0 | 0 | 0 | RE | 99 | 1982 | 0 | 0 | 0 | 0 | [6 empty] | 0 | 0 | 0 | 0 | 1949 | 0 | 0 | E | [6 empty] | 0
3 |  | 9423 | 1062 | 1 | IC | 1000 |  |  | 88 | 1948 |  |  |  | FO2 |  |  | 0 | 0 | 0 | 0 | RE | 12 | 1982 | 0 | 0 | 0 | 0 | [6 empty] | 0 | 0 | 0 | 0 | 1948 | 0 | 0 | E | [6 empty] | 0
3 |  | 9423 | 1062 | 2 | IC | 1000 |  |  | 88 | 1948 |  |  |  | FO2 |  |  | 0 | 0 | 0 | 0 | RE | 12 | 1982 | 0 | 0 | 0 | 0 | [6 empty] | 0 | 0 | 0 | 0 | 1948 | 0 | 0 | E | [6 empty] | 0
3 |  | 9423 | 1062 | 3 | IC | 1000 |  |  | 88 | 1952 |  |  |  | FO2 | NG |  | 0 | 0 | 0 | 0 | RE | 12 | 1982 | 0 | 0 | 0 | 0 | [6 empty] | 0 | 0 | 0 | 0 | 1952 | 0 | 0 | E | [6 empty] | 0
3 |  | 9423 | 1063 | 1 | IC | 1000 |  |  | 88 | 1924 |  |  |  | FO2 |  |  | 0 | 0 | 0 | 0 | RE | 10 | 1982 | 0 | 0 | 0 | 0 | [6 empty] | 0 | 0 | 0 | 0 | 1924 | 0 | 0 | E | [6 empty] | 0
3 |  | 9423 | 1063 | 2 | IC | 100 |  |  | 88 | 1942 |  |  |  | FO2 |  |  | 0 | 0 | 0 | 0 | RE | 10 | 1982 | 0 | 0 | 0 | 0 | [6 empty] | 0 | 0 | 0 | 0 | 1942 | 0 | 0 | E | [6 empty] | 0
3 |  | 9423 | 1063 | 3 | IC | 200 |  |  | 88 | 1946 |  |  |  | FO2 |  |  | 0 | 0 | 0 | 0 | RE | 10 | 1982 | 0 | 0 | 0 | 0 | [6 empty] | 0 | 0 | 0 | 0 | 1946 | 0 | 0 | E | [6 empty] | 0
3 |  | 9423 | 1064 | 1 | IC | 1000 |  |  | 99 | 1955 |  |  |  | PET |  |  | 0 | 0 | 0 | 0 | RE | 8 | 1977 | 0 | 0 | 0 | 0 | [6 empty] | 0 | 0 | 0 | 0 | 1955 | 0 | 0 | E | [6 empty] | 0
3 |  | 9423 | 1064 | 2 | IC | 1000 |  |  | 99 | 1956 |  |  |  | PET |  |  | 0 | 0 | 0 | 0 | RE | 8 | 1977 | 0 | 0 | 0 | 0 | [6 empty] | 0 | 0 | 0 | 0 | 1956 | 0 | 0 | E | [6 empty] | 0
3 |  | 9423 | 1065 | 1 | HC | 540 | B | OP | 1 | 1926 |  |  |  | WAT |  |  | 0 | 540 | 540 | 0 |  | 0 | 0 | 0 | 0 | 0 | 0 | [6 empty] | 0 | 0 | 0 | 1 | 1926 | 0 | 0 | [7 empty] | 0
3 |  | 9423 | 1065 | 3 | ST | 4000 |  |  | 99 | 1928 |  |  |  | NG | COL |  | 0 | 0 | 0 | 0 | RE | 99 | 1974 | 0 | 0 | 0 | 0 | [6 empty] | 0 | 0 | 0 | 0 | 1928 | 0 | 0 | E | [6 empty] | 0
3 |  | 9423 | 1065 | 4 | ST | 7500 | P | OS | 1 | 1945 | NG |  |  | NG | FO2 |  | 14790 | 8500 | 8500 | 0 |  | 0 | 0 | 0 | 0 | 0 | 0 | [6 empty] | 0 | 0 | 0 | 1 | 1945 | 0 | 0 | [7 empty] | 0
3 |  | 9423 | 1066 | 1 | IC | 500 |  |  | 99 | 1929 |  |  |  | FO2 |  |  | 0 | 0 | 0 | 0 | RE | 99 | 1982 | 0 | 0 | 0 | 0 | [6 empty] | 0 | 0 | 0 | 0 | 1929 | 0 | 0 | E | [6 empty] | 0
3 |  | 9423 | 1066 | 2 | IC | 1000 |  |  | 99 | 1949 |  |  |  | FO2 |  |  | 0 | 0 | 0 | 0 | RE | 99 | 1982 | 0 | 0 | 0 | 0 | [6 empty] | 0 | 0 | 0 | 0 | 1949 | 0 | 0 | E | [6 empty] | 0
3 |  | 9423 | 1066 | 3 | IC | 1000 |  |  | 99 | 1949 |  |  |  | FO2 |  |  | 0 | 0 | 0 | 0 | RE | 99 | 1982 | 0 | 0 | 0 | 0 | [6 empty] | 0 | 0 | 0 | 0 | 1949 | 0 | 0 | E | [6 empty] | 0
3 |  | 9423 | 1067 | 1 | HC | 600 | B | OP | 1 | 1924 |  |  |  | WAT |  |  | 0 | 600 | 600 | 0 |  | 0 | 0 | 0 | 0 | 0 | 0 | [6 empty] | 0 | 0 | 0 | 1 | 1924 | 0 | 0 | [7 empty] | 0
3 |  | 9423 | 1067 | 2 | HC | 600 | B | OP | 1 | 1924 |  |  |  | WAT |  |  | 0 | 600 | 600 | 0 |  | 0 | 0 | 0 | 0 | 0 | 0 | [6 empty] | 0 | 0 | 0 | 1 | 1924 | 0 | 0 | [7 empty] | 0
3 |  | 9423 | 1068 | 1 | GT | 67410 | P | OP | 6 | 1978 | FO2 |  |  | FO2 |  |  | 12256 | 50000 | 70300 | 0 |  | 0 | 0 | 0 | 0 | 0 | 0 | [6 empty] | 0 | 0 | 0 | 5 | 1978 | 0 | 0 | E | [6 empty] | 0
3 |  | 9423 | 1068 | 2 | GT | 67410 | P | OP | 6 | 1978 | FO2 |  |  | FO2 |  |  | 12256 | 50000 | 70300 | 0 |  | 0 | 0 | 0 | 0 | 0 | 0 | [6 empty] | 0 | 0 | 0 | 5 | 1978 | 0 | 0 | E | [6 empty] | 0
3 |  | 9423 | 1068 | 3 | GT | 67410 | P | OP | 7 | 1978 | FO2 |  |  | FO2 |  |  | 12256 | 50000 | 70300 | 0 |  | 0 | 0 | 0 | 0 | 0 | 0 | [6 empty] | 0 | 0 | 0 | 5 | 1978 | 0 | 0 | [7 empty] | 0
3 |  | 9423 | 1068 | IC1 | IC | 2500 | P | OP | 1 | 1941 | FO2 |  |  | FO2 |  |  | 11500 | 2000 | 2000 | 0 |  | 0 | 0 | 0 | 0 | 0 | 0 | [6 empty] | 0 | 0 | 0 | 1 | 1941 | 0 | 0 | [7 empty] | 0
3 |  | 9423 | 1068 | IC2 | IC | 2500 | P | OP | 1 | 1942 | FO2 |  |  | FO2 |  |  | 11500 | 1900 | 1900 | 0 |  | 0 | 0 | 0 | 0 | 0 | 0 | [6 empty] | 0 | 0 | 0 | 1 | 1942 | 0 | 0 | [7 empty] | 0
3 |  | 9423 | 1069 | 1 | IC | 1000 |  |  | 99 | 1931 |  |  |  | PET |  |  | 0 | 0 | 0 | 0 | RE | 0 | 0 | 0 | 0 | 0 | 0 | [6 empty] | 0 | 0 | 0 | 0 | 1931 | 0 | 0 | E | [6 empty] | 0
3 |  | 9423 | 1069 | 2 | IC | 1000 |  |  | 99 | 1931 |  |  |  | PET |  |  | 0 | 0 | 0 | 0 | RE | 0 | 0 | 0 | 0 | 0 | 0 | [6 empty] | 0 | 0 | 0 | 0 | 1931 | 0 | 0 | E | [6 empty] | 0
3 |  | 9423 | 1069 | 3 | IC | 1000 |  |  | 99 | 1931 |  |  |  | PET |  |  | 0 | 0 | 0 | 0 | RE | 0 | 0 | 0 | 0 | 0 | 0 | [6 empty] | 0 | 0 | 0 | 0 | 1931 | 0 | 0 | E | [6 empty] | 0
3 |  | 9423 | 1070 | 1 | IC | 500 |  |  | 99 | 1926 |  |  |  | FO2 |  |  | 0 | 0 | 0 | 0 | RE | 99 | 1982 | 0 | 0 | 0 | 0 | [6 empty] | 0 | 0 | 0 | 0 | 1926 | 0 | 0 | E | [6 empty] | 0
3 |  | 9423 | 1070 | 2 | IC | 500 |  |  | 99 | 1927 |  |  |  | FO2 |  |  | 0 | 0 | 0 | 0 | RE | 99 | 1982 | 0 | 0 | 0 | 0 | [6 empty] | 0 | 0 | 0 | 0 | 1927 | 0 | 0 | E | [6 empty] | 0
3 |  | 9423 | 1070 | 4 | ST | 1000 |  |  | 99 | 1932 |  |  |  | GAS | MF |  | 0 | 0 | 0 | 0 | RE | 12 | 1976 | 0 | 0 | 0 | 0 | [6 empty] | 0 | 0 | 0 | 0 | 1932 | 0 | 0 | E | [6 empty] | 0
3 |  | 9423 | 1070 | 5 | IC | 1000 |  |  | 99 | 1949 |  |  |  | FO2 |  |  | 0 | 0 | 0 | 0 | RE | 99 | 1982 | 0 | 0 | 0 | 0 | [6 empty] | 0 | 0 | 0 | 0 | 1949 | 0 | 0 | E | [6 empty] | 0
3 |  | 9423 | 1070 | 6 | IC | 1000 |  |  | 99 | 1949 |  |  |  | FO2 |  |  | 0 | 0 | 0 | 0 | RE | 99 | 1982 | 0 | 0 | 0 | 0 | [6 empty] | 0 | 0 | 0 | 0 | 1949 | 0 | 0 | E | [6 empty] | 0
3 |  | 9423 | 1070 | 7 | IC | 1000 |  |  | 99 | 1949 |  |  |  | FO2 |  |  | 0 | 0 | 0 | 0 | RE | 99 | 1982 | 0 | 0 | 0 | 0 | [6 empty] | 0 | 0 | 0 | 0 | 1949 | 0 | 0 | E | [6 empty] | 0
3 |  | 9423 | 1071 | 1 | IC | 800 |  |  | 88 | 1947 |  |  |  | FO2 |  |  | 0 | 0 | 0 | 0 | RE | 10 | 1982 | 0 | 0 | 0 | 0 | [6 empty] | 0 | 0 | 0 | 0 | 1947 | 0 | 0 | E | [6 empty] | 0
3 |  | 9423 | 1071 | 2 | IC | 1000 |  |  | 88 | 1947 |  |  |  | FO2 |  |  | 0 | 0 | 0 | 0 | RE | 10 | 1982 | 0 | 0 | 0 | 0 | [6 empty] | 0 | 0 | 0 | 0 | 1947 | 0 | 0 | E | [6 empty] | 0
3 |  | 9423 | 1073 | 1 | ST | 23000 | P | OP | 5 | 1950 | NG |  |  | NG | BIT |  | 12230 | 22000 | 22000 | 0 |  | 0 | 0 | 0 | 0 | 0 | 0 | [6 empty] | 0 | 0 | 0 | 4 | 1950 | 0 | 0 | E | [6 empty] | 0
3 |  | 9423 | 1073 | 2 | ST | 23000 | P | OP | 5 | 1951 | NG |  |  | NG | BIT |  | 12230 | 22000 | 22000 | 0 |  | 0 | 0 | 0 | 0 | 0 | 0 | [6 empty] | 0 | 0 | 0 | 4 | 1951 | 0 | 0 | E | [6 empty] | 0
3 |  | 9423 | 1073 | 3 | ST | 50000 | C | OP | 10 | 1958 | FO2 | NG |  | BIT | NG |  | 11090 | 49000 | 49000 | 0 |  | 0 | 0 | 0 | 0 | 0 | 0 | [6 empty] | 0 | 0 | 0 | 9 | 1958 | 0 | 0 | E | [6 empty] | 0
3 |  | 9423 | 1073 | 4 | ST | 148750 | B | OP | 4 | 1967 | FO2 | NG |  | BIT | NG |  | 10198 | 142000 | 142000 | 0 |  | 0 | 0 | 0 | 0 | 0 | 0 | [6 empty] | 0 | 0 | 0 | 2 | 1967 | 0 | 0 | E | [6 empty] | 0
3 |  | 9423 | 1074 | 1 | IC | 400 |  |  | 88 | 1927 |  |  |  | FO2 |  |  | 0 | 0 | 0 | 0 | RE | 10 | 1982 | 0 | 0 | 0 | 0 | [6 empty] | 0 | 0 | 0 | 0 | 1927 | 0 | 0 | E | [6 empty] | 0
3 |  | 9423 | 1074 | 2 | IC | 400 |  |  | 88 | 1927 |  |  |  | FO2 |  |  | 0 | 0 | 0 | 0 | RE | 10 | 1982 | 0 | 0 | 0 | 0 | [6 empty] | 0 | 0 | 0 | 0 | 1927 | 0 | 0 | E | [6 empty] | 0
3 |  | 9423 | 1074 | 3 | IC | 1100 |  |  | 88 | 1952 |  |  |  | NG | FO2 |  | 0 | 0 | 0 | 0 | RE | 10 | 1982 | 0 | 0 | 0 | 0 | [6 empty] | 0 | 0 | 0 | 0 | 1952 | 0 | 0 | E | [6 empty] | 0
3 |  | 9423 | 1075 | 1 | IC | 1000 |  |  | 99 | 1950 |  |  |  | PET |  |  | 0 | 0 | 0 | 0 | RE | 9 | 1976 | 0 | 0 | 0 | 0 | [6 empty] | 0 | 0 | 0 | 0 | 1950 | 0 | 0 | E | [6 empty] | 0
3 |  | 9423 | 1076 | 1 | IC | 500 |  |  | 88 | 1929 |  |  |  | FO2 |  |  | 0 | 0 | 0 | 0 | RE | 10 | 1982 | 0 | 0 | 0 | 0 | [6 empty] | 0 | 0 | 0 | 0 | 1929 | 0 | 0 | E | [6 empty] | 0
3 |  | 9423 | 1076 | 2 | IC | 700 |  |  | 88 | 1941 |  |  |  | FO2 | NG |  | 0 | 0 | 0 | 0 | RE | 10 | 1982 | 0 | 0 | 0 | 0 | [6 empty] | 0 | 0 | 0 | 0 | 1941 | 0 | 0 | E | [6 empty] | 0
3 |  | 9423 | 1076 | 3 | IC | 700 |  |  | 88 | 1937 |  |  |  | FO2 |  |  | 0 | 0 | 0 | 0 | RE | 10 | 1982 | 0 | 0 | 0 | 0 | [6 empty] | 0 | 0 | 0 | 0 | 1937 | 0 | 0 | E | [6 empty] | 0
3 |  | 9423 | 1076 | 4 | IC | 1000 |  |  | 88 | 1947 |  |  |  | FO2 | NG |  | 0 | 0 | 0 | 0 | RE | 10 | 1982 | 0 | 0 | 0 | 0 | [6 empty] | 0 | 0 | 0 | 0 | 1947 | 0 | 0 | E | [6 empty] | 0
3 |  | 9423 | 1076 | 5 | IC | 700 |  |  | 88 | 1947 |  |  |  | FO2 | NG |  | 0 | 0 | 0 | 0 | RE | 10 | 1982 | 0 | 0 | 0 | 0 | [6 empty] | 0 | 0 | 0 | 0 | 1947 | 0 | 0 | E | [6 empty] | 0
3 |  | 9423 | 1077 | 1 | ST | 37500 | C | OP | 5 | 1955 | NG |  |  | BIT | NG |  | 12240 | 31000 | 32000 | 0 |  | 0 | 0 | 0 | 0 | 0 | 0 | [6 empty] | 0 | 0 | 0 | 4 | 1955 | 0 | 0 | [7 empty] | 0
3 |  | 9423 | 1077 | 2 | ST | 37500 | C | OP | 5 | 1955 | NG |  |  | BIT | NG |  | 12240 | 31000 | 32000 | 0 |  | 0 | 0 | 0 | 0 | 0 | 0 | [6 empty] | 0 | 0 | 0 | 4 | 1955 | 0 | 0 | [7 empty] | 0
3 |  | 9423 | 1077 | 3 | ST | 81600 | B | OP | 1 | 1961 | NG |  |  | BIT | NG |  | 10020 | 80000 | 81500 | 0 |  | 0 | 0 | 0 | 0 | 0 | 0 | [6 empty] | 0 | 0 | 0 | 1 | 1961 | 0 | 0 | [7 empty] | 0
3 |  | 9423 | 1078 | 1 | IC | 1000 |  |  | 99 | 1932 |  |  |  | PET |  |  | 0 | 0 | 0 | 0 | RE | 3 | 1976 | 0 | 0 | 0 | 0 | [6 empty] | 0 | 0 | 0 | 0 | 1932 | 0 | 0 | E | [6 empty] | 0
3 |  | 9423 | 1078 | 2 | IC | 1000 |  |  | 99 | 1933 |  |  |  | PET |  |  | 0 | 0 | 0 | 0 | RE | 3 | 1976 | 0 | 0 | 0 | 0 | [6 empty] | 0 | 0 | 0 | 0 | 1933 | 0 | 0 | E | [6 empty] | 0
3 |  | 9423 | 7251 | NA1 | GT | 0 |  |  | 0 | 0 | [6 empty] | 0 | 0 | 0 | 75000 | PL | 0 | 0 | 4 | 1994 | 4 | 1998 | LO | OT |  | NG | FO2 |  | 75000 | 75000 | 0 | 0 | 0 | 61665 | 74034 | [7 empty] | 0
3 |  | 9423 | 7251 | NA2 | GT | 0 |  |  | 0 | 0 | [6 empty] | 0 | 0 | 0 | 75000 | PL | 0 | 0 | 4 | 1998 | 4 | 2000 | LO | OT |  | NG | FO2 |  | 75000 | 75000 | 0 | 0 | 0 | 61665 | 74034 | [7 empty] | 0
3 |  | 9429 | 1082 | 1 | ST | 49000 | C | OP | 3 | 1954 | NG | FO2 |  | SUB | NG |  | 13000 | 46000 | 46000 | 0 |  | 0 | 0 | 0 | 0 | 0 | 0 | [6 empty] | 0 | 0 | 0 | 2 | 1954 | 0 | 0 | [7 empty] | 0
3 |  | 9429 | 1082 | 2 | ST | 81600 | C | OP | 10 | 1958 | NG | FO2 |  | SUB | NG |  | 11100 | 88000 | 88000 | 0 |  | 0 | 0 | 0 | 0 | 0 | 0 | [6 empty] | 0 | 0 | 0 | 9 | 1958 | 0 | 0 | E | [6 empty] | 0
3 |  | 9429 | 1082 | 3 | ST | 725850 | B | OP | 12 | 1978 | FO2 |  |  | SUB |  |  | 10500 | 675000 | 675000 | 0 |  | 0 | 0 | 0 | 0 | 0 | 0 | [6 empty] | 0 | 0 | 0 | 12 | 1978 | 0 | 0 | [7 empty] | 0
3 |  | 9429 | 1083 | 1 | ST | 20000 |  |  | 99 | 1925 |  |  |  | BIT | NG |  | 0 | 0 | 0 | 0 | RE | 0 | 0 | 0 | 0 | 0 | 0 | [6 empty] | 0 | 0 | 0 | 0 | 1925 | 0 | 0 | E | [6 empty] | 0
3 |  | 9429 | 1083 | 2 | ST | 30000 |  |  | 99 | 1926 |  |  |  | BIT | NG |  | 0 | 0 | 0 | 0 | RE | 0 | 0 | 0 | 0 | 0 | 0 | [6 empty] | 0 | 0 | 0 | 0 | 1926 | 0 | 0 | E | [6 empty] | 0
3 |  | 9429 | 1083 | 3 | ST | 5000 |  |  | 99 | 1949 |  |  |  | BIT | NG |  | 0 | 0 | 0 | 0 | RE | 0 | 0 | 0 | 0 | 0 | 0 | [6 empty] | 0 | 0 | 0 | 0 | 1949 | 0 | 0 | E | [6 empty] | 0
3 |  | 9429 | 1083 | 4 | ST | 35000 |  |  | 11 | 1938 |  |  |  | NG |  |  | 0 | 0 | 0 | 0 | RE | 4 | 1983 | 0 | 0 | 0 | 0 | [6 empty] | 0 | 0 | 0 | 0 | 1938 | 0 | 0 | E | [6 empty] | 0
3 |  | 9429 | 1083 | 5 | ST | 46000 | P | OS | 12 | 1950 | NG | FO2 |  | NG | FO2 |  | 12000 | 46000 | 46000 | 0 |  | 0 | 0 | 0 | 0 | 0 | 0 | [6 empty] | 0 | 0 | 0 | 0 | 1950 | 0 | 0 | E | [6 empty] | 0
3 |  | 9429 | 1083 | 6 | ST | 75000 | B | OS | 3 | 1954 | NG | FO2 |  | BIT | SUB | NG | 12100 | 69000 | 69000 | 90000 | RP | 0 | 0 | 6 | 1996 | 6 | 1996 |  |  |  | COL |  |  | 70000 | 70000 | 0 | 2 | 1954 | 0 | 0 |  |  |  | PB |  |  |  | 0
3 |  | 9429 | 1083 | 7 | ST | 113636 | B | OS | 5 | 1964 | NG | FO2 |  | BIT | SUB | NG | 10550 | 119000 | 119000 | 150000 | RP | 0 | 0 | 1 | 1999 | 1 | 1999 |  |  |  | COL |  |  | 150000 | 150000 | 0 | 3 | 1964 | 0 | 0 |  |  |  | PB |  |  |  | 0
3 |  | 9429 | 1084 | 1 | GT | 15500 | P | OP | 5 | 1966 | NG | FO2 |  | NG | FO2 |  | 15935 | 16100 | 20000 | 0 |  | 0 | 0 | 0 | 0 | 0 | 0 | [6 empty] | 0 | 0 | 0 | 4 | 1966 | 0 | 0 | E | [6 empty] | 0
3 |  | 9429 | 1084 | 2 | GT | 15500 | P | OP | 5 | 1966 | NG | FO2 |  | NG | FO2 |  | 15935 | 16100 | 20000 | 0 |  | 0 | 0 | 0 | 0 | 0 | 0 | [6 empty] | 0 | 0 | 0 | 4 | 1966 | 0 | 0 | E | [6 empty] | 0
3 |  | 9429 | 1084 | 3 | GT | 15500 | P | OP | 5 | 1966 | NG | FO2 |  | NG | FO2 |  | 15935 | 16100 | 20000 | 0 |  | 0 | 0 | 0 | 0 | 0 | 0 | [6 empty] | 0 | 0 | 0 | 4 | 1966 | 0 | 0 | E | [6 empty] | 0
3 |  | 9429 | 1084 | 4 | GT | 15500 | P | OP | 5 | 1966 | NG | FO2 |  | NG | FO2 |  | 15935 | 16100 | 20000 | 0 |  | 0 | 0 | 0 | 0 | 0 | 0 | [6 empty] | 0 | 0 | 0 | 4 | 1966 | 0 | 0 | E | [6 empty] | 0
3 |  | 9429 | 1084 | 5 | GT | 15500 | P | OP | 10 | 1967 | NG | FO2 |  | NG | FO2 |  | 15935 | 15700 | 20000 | 0 |  | 0 | 0 | 0 | 0 | 0 | 0 | [6 empty] | 0 | 0 | 0 | 9 | 1967 | 0 | 0 | E | [6 empty] | 0
3 |  | 9429 | 1084 | 6 | GT | 15500 | P | OP | 10 | 1967 | NG | FO2 |  | NG | FO2 |  | 15935 | 15700 | 20000 | 0 |  | 0 | 0 | 0 | 0 | 0 | 0 | [6 empty] | 0 | 0 | 0 | 9 | 1967 | 0 | 0 | E | [6 empty] | 0
3 |  | 9429 | 1084 | 7 | GT | 15500 | P | OP | 4 | 1968 | NG | FO2 |  | NG | FO2 |  | 15935 | 15700 | 20000 | 0 |  | 0 | 0 | 0 | 0 | 0 | 0 | [6 empty] | 0 | 0 | 0 | 3 | 1968 | 0 | 0 | E | [6 empty] | 0
3 |  | 9429 | 1084 | 8 | GT | 15500 | P | OP | 4 | 1968 | NG | FO2 |  | NG | FO2 |  | 15935 | 15700 | 20000 | 0 |  | 0 | 0 | 0 | 0 | 0 | 0 | [6 empty] | 0 | 0 | 0 | 3 | 1968 | 0 | 0 | E | [6 empty] | 0
3 |  | 9429 | 5007 | 1 | NP | 0 |  |  | 0 | 0 | [6 empty] | 0 | 0 | 0 | 1270000 | CN | 88 | 1975 | 88 | 1988 | 0 | 0 |  |  |  | UR |  |  | 0 | 0 | 0 | 0 | 0 | 0 | 0 | [7 empty] | 0
3 |  | 9429 | 6067 | 1 | NP | 0 |  |  | 0 | 0 | [6 empty] | 0 | 0 | 0 | 1260000 | CN | 88 | 1975 | 5 | 1984 | 5 | 1985 |  |  |  | UR |  |  | 0 | 0 | 0 | 0 | 0 | 1086455 | 1314376 | [7 empty] | 0
3 |  | 9429 | 7145 | 1 | GT | 41400 |  | OP | 6 | 1990 | FO2 |  |  | FO2 |  |  | 11400 | 34478 | 41384 | 0 |  | 0 | 0 | 5 | 1990 | 0 | 0 | [6 empty] | 0 | 0 | 0 | 5 | 1990 | 0 | 0 | [7 empty] | 0
3 |  | 9429 | 7145 | 2 | GT | 41400 |  | OP | 6 | 1990 | FO2 |  |  | FO2 |  |  | 11700 | 34478 | 41384 | 0 |  | 0 | 0 | 5 | 1990 | 0 | 0 | [6 empty] | 0 | 0 | 0 | 5 | 1990 | 0 | 0 | [7 empty] | 0
3 |  | 9429 | 7145 | 3 | GT | 0 |  |  | 0 | 0 | [6 empty] | 0 | 0 | 0 | 41400 | IP | 1 | 1990 | 5 | 1992 | 0 | 0 | AP | OT |  | FO2 | NG |  | 35000 | 46000 | 0 | 0 | 0 | 34478 | 41384 | [7 empty] | 0
3 |  | 9429 | 7145 | 4 | GT | 0 |  |  | 0 | 0 | [6 empty] | 0 | 0 | 0 | 41400 | IP | 1 | 1990 | 5 | 1992 | 0 | 0 | AP | OT |  | FO2 | NG |  | 35000 | 46000 | 0 | 0 | 0 | 34478 | 41384 | [7 empty] | 0
3 |  | 9429 | 8029 | 1 | GT | 78750 | P | OP | 8 | 1974 | NG | FO2 |  | NG | FO2 |  | 13000 | 74000 | 95000 | 0 |  | 0 | 0 | 0 | 0 | 0 | 0 | [6 empty] | 0 | 0 | 0 | 7 | 1974 | 0 | 0 | [7 empty] | 0
3 |  | 9429 | 8029 | 2 | GT | 78750 | P | OP | 11 | 1974 | NG | FO2 |  | NG | FO2 |  | 13000 | 74000 | 95000 | 0 |  | 0 | 0 | 0 | 0 | 0 | 0 | [6 empty] | 0 | 0 | 0 | 10 | 1974 | 0 | 0 | [7 empty] | 0
3 |  | 9432 | 1103 | 1 | ST | 23000 |  |  | 99 | 1953 |  |  |  | BIT | FO2 |  | 0 | 0 | 0 | 0 | RE | 99 | 1981 | 0 | 0 | 0 | 0 | [6 empty] | 0 | 0 | 0 | 0 | 1953 | 0 | 0 | E | [6 empty] | 0
3 |  | 9432 | 1103 | 2 | ST | 23000 |  |  | 99 | 1953 |  |  |  | BIT | FO2 |  | 0 | 0 | 0 | 0 | RE | 99 | 1981 | 0 | 0 | 0 | 0 | [6 empty] | 0 | 0 | 0 | 0 | 1953 | 0 | 0 | E | [6 empty] | 0
3 |  | 9432 | 1103 | 3 | ST | 25000 |  |  | 99 | 1957 |  |  |  | BIT | FO2 |  | 0 | 0 | 0 | 0 | RE | 99 | 1981 | 0 | 0 | 0 | 0 | [6 empty] | 0 | 0 | 0 | 0 | 1957 | 0 | 0 | E | [6 empty] | 0
3 |  | 9432 | 1104 | 1 | ST | 212000 | C | OP | 6 | 1968 | FO2 | BIT |  | BIT |  |  | 10365 | 211000 | 211000 | 0 |  | 0 | 0 | 0 | 0 | 0 | 0 | [6 empty] | 0 | 0 | 0 | 4 | 1968 | 0 | 0 | E | [6 empty] | 0
3 |  | 9432 | 1105 | 1 | IC | 2000 | P | OP | 6 | 1963 | FO2 |  |  | FO2 |  |  | 10920 | 2000 | 2000 | 0 |  | 0 | 0 | 0 | 0 | 0 | 0 | [6 empty] | 0 | 0 | 0 | 5 | 1963 | 0 | 0 | E | [6 empty] | 0
3 |  | 9432 | 1105 | 2 | IC | 2000 | P | OP | 6 | 1963 | FO2 |  |  | FO2 |  |  | 10920 | 2000 | 2000 | 0 |  | 0 | 0 | 0 | 0 | 0 | 0 | [6 empty] | 0 | 0 | 0 | 5 | 1963 | 0 | 0 | E | [6 empty] | 0
3 |  | 9432 | 1105 | 3 | IC | 2000 | P | OP | 6 | 1963 | FO2 |  |  | FO2 |  |  | 10920 | 2000 | 2000 | 0 |  | 0 | 0 | 0 | 0 | 0 | 0 | [6 empty] | 0 | 0 | 0 | 5 | 1963 | 0 | 0 | E | [6 empty] | 0
3 |  | 9432 | 1106 | 1 | IC | 1000 |  |  | 99 | 1949 |  |  |  | NG | FO2 |  | 0 | 0 | 0 | 0 | RE | 10 | 1981 | 0 | 0 | 0 | 0 | [6 empty] | 0 | 0 | 0 | 0 | 1949 | 0 | 0 | E | [6 empty] | 0
3 |  | 9432 | 1106 | 2 | IC | 1500 |  |  | 99 | 1949 |  |  |  | NG | FO2 |  | 0 | 0 | 0 | 0 | RE | 10 | 1981 | 0 | 0 | 0 | 0 | [6 empty] | 0 | 0 | 0 | 0 | 1949 | 0 | 0 | E | [6 empty] | 0
3 |  | 9432 | 1107 | 1 | IC | 1000 |  |  | 99 | 1949 |  |  |  | NG | FO2 |  | 0 | 0 | 0 | 0 | RE | 11 | 1976 | 0 | 0 | 0 | 0 | [6 empty] | 0 | 0 | 0 | 0 | 1949 | 0 | 0 | E | [6 empty] | 0
3 |  | 9432 | 1107 | 2 | IC | 1000 |  |  | 99 | 1949 |  |  |  | NG | FO2 |  | 0 | 0 | 0 | 0 | RE | 11 | 1976 | 0 | 0 | 0 | 0 | [6 empty] | 0 | 0 | 0 | 0 | 1949 | 0 | 0 | E | [6 empty] | 0
3 |  | 9432 | 2603 | G11 | GT | 22500 | P |  | 12 | 1970 | FO2 |  |  | NG | FO2 |  | 28513 | 13800 | 18300 | 0 | RE | 9 | 1987 | 0 | 0 | 0 | 0 | [6 empty] | 0 | 0 | 0 | 11 | 1970 | 0 | 0 | E | [6 empty] | 0
3 |  | 9432 | 2603 | G12 | GT | 20700 | P |  | 12 | 1970 | FO2 |  |  | NG | FO2 |  | 28513 | 13800 | 18300 | 0 | RE | 9 | 1987 | 0 | 0 | 0 | 0 | [6 empty] | 0 | 0 | 0 | 11 | 1970 | 0 | 0 | E | [6 empty] | 0
3 |  | 9432 | 2603 | G13 | GT | 22500 | P | OS | 1 | 1971 | FO2 |  |  | NG | FO2 |  | 14879 | 13750 | 18250 | 0 |  | 0 | 0 | 0 | 0 | 0 | 0 | [6 empty] | 0 | 0 | 0 | 12 | 1970 | 0 | 0 | [7 empty] | 0
3 |  | 9432 | 2603 | G14 | GT | 22500 | P |  | 12 | 1970 | FO2 |  |  | NG | FO2 |  | 28513 | 13800 | 18300 | 0 | RE | 9 | 1987 | 0 | 0 | 0 | 0 | [6 empty] | 0 | 0 | 0 | 11 | 1970 | 0 | 0 | E | [6 empty] | 0
3 |  | 9432 | 2603 | G15 | GT | 22500 | P | OS | 1 | 1971 | FO2 |  |  | NG | FO2 |  | 14879 | 13750 | 18250 | 0 |  | 0 | 0 | 0 | 0 | 0 | 0 | [6 empty] | 0 | 0 | 0 | 12 | 1970 | 0 | 0 | E | [6 empty] | 0
3 |  | 9432 | 2603 | G16 | GT | 22500 | P |  | 1 | 1971 | FO2 |  |  | NG | FO2 |  | 28220 | 13800 | 18300 | 0 | RE | 9 | 1987 | 0 | 0 | 0 | 0 | [6 empty] | 0 | 0 | 0 | 12 | 1970 | 0 | 0 | [7 empty] | 0
3 |  | 9432 | 2603 | G17 | GT | 22500 | P | OS | 1 | 1971 | FO2 |  |  | NG | FO2 |  | 14879 | 13750 | 18250 | 0 |  | 0 | 0 | 0 | 0 | 0 | 0 | [6 empty] | 0 | 0 | 0 | 12 | 1970 | 0 | 0 | E | [6 empty] | 0
3 |  | 9432 | 2603 | G18 | GT | 22500 | P | OS | 1 | 1971 | FO2 |  |  | NG | FO2 |  | 14879 | 13750 | 18250 | 0 |  | 0 | 0 | 0 | 0 | 0 | 0 | [6 empty] | 0 | 0 | 0 | 12 | 1970 | 0 | 0 | E | [6 empty] | 0
3 |  | 9432 | 6224 | 1 | IC | 500 |  |  | 99 | 1938 |  |  |  | FO2 |  |  | 0 | 0 | 0 | 0 | RE | 0 | 0 | 0 | 0 | 0 | 0 | [6 empty] | 0 | 0 | 0 | 0 | 1938 | 0 | 0 | E | [6 empty] | 0
3 |  | 9432 | 6224 | 2 | IC | 500 |  |  | 99 | 1938 |  |  |  | FO2 |  |  | 0 | 0 | 0 | 0 | RE | 0 | 0 | 0 | 0 | 0 | 0 | [6 empty] | 0 | 0 | 0 | 0 | 1938 | 0 | 0 | E | [6 empty] | 0
3 |  | 9432 | 6224 | 3 | IC | 500 |  |  | 99 | 1938 |  |  |  | FO2 |  |  | 0 | 0 | 0 | 0 | RE | 0 | 0 | 0 | 0 | 0 | 0 | [6 empty] | 0 | 0 | 0 | 0 | 1938 | 0 | 0 | E | [6 empty] | 0
3 |  | 9432 | 6254 | 1 | ST | 726000 | B | OP | 5 | 1981 | FO2 | SUB |  | SUB |  |  | 10444 | 708000 | 714000 | 0 |  | 0 | 0 | 0 | 0 | 0 | 0 | [6 empty] | 0 | 0 | 0 | 1 | 1981 | 0 | 0 | E | [6 empty] | 0
3 |  | 9432 | 7137 | 1 | GT | 22300 |  | OP | 8 | 1990 |  |  |  | NG | FO2 |  | 0 | 24300 | 28500 | 0 |  | 0 | 0 | 9 | 1989 | 0 | 0 | [6 empty] | 0 | 0 | 0 | 8 | 1990 | 0 | 0 | [7 empty] | 0
3 |  | 9432 | 7137 | 2 | GT | 22300 |  | OP | 6 | 1991 |  |  |  | NG | FO2 |  | 0 | 22853 | 27200 | 0 |  | 0 | 0 | 0 | 0 | 0 | 0 | [6 empty] | 0 | 0 | 0 | 6 | 1991 | 0 | 0 | [7 empty] | 0
3 |  | 9432 | 7230 | 1 | GT | 0 |  |  | 0 | 0 | [6 empty] | 0 | 0 | 0 | 70400 | PL | 0 | 0 | 5 | 1993 | 5 | 1993 |  |  |  | NG | FO2 |  | 70400 | 70400 | 0 | 0 | 0 | 57962 | 69586 | [7 empty] | 0
3 |  | 9432 | 7230 | 2 | GT | 0 |  |  | 0 | 0 | [6 empty] | 0 | 0 | 0 | 70400 | PL | 0 | 0 | 5 | 1997 | 5 | 1997 |  |  |  | NG | FO2 |  | 70400 | 70400 | 0 | 0 | 0 | 57962 | 69586 | [7 empty] | 0
3 |  | 9432 | 7230 | 3 | GT | 0 |  |  | 0 | 0 | [6 empty] | 0 | 0 | 0 | 70400 | PL | 0 | 0 | 0 | 2000 | 0 | 2000 |  |  |  | NG |  |  | 70400 | 70400 | 0 | 0 | 0 | 57962 | 69586 | [7 empty] | 0
3 |  | 9435 | 1085 | 1 | IC | 600 |  |  | 99 | 1929 |  |  |  | FO2 |  |  | 0 | 0 | 0 | 0 | RE | 12 | 1979 | 0 | 0 | 0 | 0 | [6 empty] | 0 | 0 | 0 | 0 | 1929 | 0 | 0 | E | [6 empty] | 0
3 |  | 9435 | 1085 | 2 | IC | 1000 |  |  | 99 | 1945 |  |  |  | FO2 |  |  | 0 | 0 | 0 | 0 | RE | 12 | 1979 | 0 | 0 | 0 | 0 | [6 empty] | 0 | 0 | 0 | 0 | 1945 | 0 | 0 | E | [6 empty] | 0
3 |  | 9435 | 1085 | 3 | IC | 1200 |  |  | 99 | 1948 |  |  |  | FO2 |  |  | 0 | 0 | 0 | 0 | RE | 12 | 1979 | 0 | 0 | 0 | 0 | [6 empty] | 0 | 0 | 0 | 0 | 1948 | 0 | 0 | E | [6 empty] | 0
3 |  | 9435 | 1086 | 1 | ST | 10000 |  |  | 99 | 1925 |  |  |  | NG | PET |  | 0 | 0 | 0 | 0 | RE | 11 | 1975 | 0 | 0 | 0 | 0 | [6 empty] | 0 | 0 | 0 | 0 | 1925 | 0 | 0 | E | [6 empty] | 0
3 |  | 9435 | 1086 | 2 | ST | 11000 |  |  | 99 | 1925 |  |  |  | NG | PET |  | 0 | 0 | 0 | 0 | RE | 11 | 1975 | 0 | 0 | 0 | 0 | [6 empty] | 0 | 0 | 0 | 0 | 1925 | 0 | 0 | E | [6 empty] | 0
3 |  | 9435 | 1086 | 3 | ST | 10000 |  |  | 99 | 1927 |  |  |  | NG | PET |  | 0 | 0 | 0 | 0 | RE | 11 | 1975 | 0 | 0 | 0 | 0 | [6 empty] | 0 | 0 | 0 | 0 | 1927 | 0 | 0 | E | [6 empty] | 0
3 |  | 9435 | 1086 | 4 | ST | 10000 |  |  | 99 | 1949 |  |  |  | NG | PET |  | 0 | 0 | 0 | 0 | RE | 11 | 1975 | 0 | 0 | 0 | 0 | [6 empty] | 0 | 0 | 0 | 0 | 1949 | 0 | 0 | E | [6 empty] | 0
3 |  | 9435 | 1087 | 1 | ST | 5300 |  |  | 99 | 1952 |  |  |  | BIT | NG |  | 0 | 0 | 0 | 0 | RE | 12 | 1980 | 0 | 0 | 0 | 0 | [6 empty] | 0 | 0 | 0 | 0 | 1952 | 0 | 0 | E | [6 empty] | 0
3 |  | 9435 | 1087 | 2 | ST | 5300 |  |  | 99 | 1953 |  |  |  | BIT | NG |  | 0 | 0 | 0 | 0 | RE | 0 | 0 | 0 | 0 | 0 | 0 | [6 empty] | 0 | 0 | 0 | 0 | 1953 | 0 | 0 | E | [6 empty] | 0
3 |  | 9435 | 1087 | IC1 | IC | 900 |  |  | 99 | 1931 |  |  |  | FO2 |  |  | 0 | 0 | 0 | 0 | RE | 12 | 1978 | 0 | 0 | 0 | 0 | [6 empty] | 0 | 0 | 0 | 0 | 1931 | 0 | 0 | E | [6 empty] | 0
3 |  | 9435 | 1087 | IC3 | IC | 1000 |  |  | 99 | 1938 |  |  |  | FO2 |  |  | 0 | 0 | 0 | 0 | RE | 12 | 1978 | 0 | 0 | 0 | 0 | [6 empty] | 0 | 0 | 0 | 0 | 1938 | 0 | 0 | E | [6 empty] | 0
3 |  | 9435 | 1088 | 1 | IC | 1000 |  |  | 99 | 1937 |  |  |  | FO2 |  |  | 0 | 0 | 0 | 0 | RE | 12 | 1979 | 0 | 0 | 0 | 0 | [6 empty] | 0 | 0 | 0 | 0 | 1937 | 0 | 0 | E | [6 empty] | 0
3 |  | 9435 | 1088 | 2 | IC | 1200 |  |  | 99 | 1948 |  |  |  | FO2 |  |  | 0 | 0 | 0 | 0 | RE | 12 | 1979 | 0 | 0 | 0 | 0 | [6 empty] | 0 | 0 | 0 | 0 | 1948 | 0 | 0 | E | [6 empty] | 0
3 |  | 9435 | 1089 | 1 | ST | 8000 |  |  | 99 | 1949 |  |  |  | BIT | NG |  | 0 | 0 | 0 | 0 | RE | 3 | 1980 | 0 | 0 | 0 | 0 | [6 empty] | 0 | 0 | 0 | 0 | 1949 | 0 | 0 | E | [6 empty] | 0
3 |  | 9435 | 1089 | IC1 | IC | 1300 |  |  | 99 | 1941 |  |  |  | FO2 |  |  | 0 | 0 | 0 | 0 | RE | 12 | 1979 | 0 | 0 | 0 | 0 | [6 empty] | 0 | 0 | 0 | 0 | 1941 | 0 | 0 | E | [6 empty] | 0
3 |  | 9435 | 1090 | 2 | IC | 1200 |  |  | 99 | 1947 |  |  |  | FO2 |  |  | 0 | 0 | 0 | 0 | RE | 12 | 1979 | 0 | 0 | 0 | 0 | [6 empty] | 0 | 0 | 0 | 0 | 1947 | 0 | 0 | E | [6 empty] | 0
3 |  | 9435 | 1090 | 3 | IC | 1200 |  |  | 99 | 1954 |  |  |  | FO2 |  |  | 0 | 0 | 0 | 0 | RE | 12 | 1979 | 0 | 0 | 0 | 0 | [6 empty] | 0 | 0 | 0 | 0 | 1954 | 0 | 0 | E | [6 empty] | 0
3 |  | 9435 | 1091 | 1 | ST | 147050 | C | OP | 5 | 1964 | NG |  |  | SUB | NG |  | 10391 | 135000 | 135000 | 0 |  | 0 | 0 | 5 | 1993 | 0 | 0 | [6 empty] | 0 | 0 | 0 | 3 | 1964 | 0 | 0 | E | [6 empty] | 0
3 |  | 9435 | 1091 | 2 | ST | 349200 | C | OP | 5 | 1972 | NG |  |  | SUB |  |  | 10421 | 300000 | 300000 | 0 |  | 0 | 0 | 5 | 1992 | 0 | 0 | [6 empty] | 0 | 0 | 0 | 2 | 1972 | 0 | 0 | E | [6 empty] | 0
3 |  | 9435 | 1091 | 3 | ST | 549810 | B | OP | 5 | 1975 | NG | FO2 |  | SUB |  |  | 10843 | 515000 | 515000 | 0 |  | 0 | 0 | 0 | 0 | 0 | 0 | [6 empty] | 0 | 0 | 0 | 2 | 1975 | 0 | 0 | E | [6 empty] | 0
3 |  | 9435 | 1091 | 4 | ST | 639900 | B | OP | 5 | 1979 | FO2 |  |  | SUB |  |  | 10289 | 610000 | 610000 | 0 |  | 0 | 0 | 0 | 0 | 0 | 0 | [6 empty] | 0 | 0 | 0 | 2 | 1979 | 0 | 0 | E | [6 empty] | 0
3 |  | 9435 | 1091 | 5 | ST | 0 |  |  | 0 | 0 | [6 empty] | 0 | 0 | 0 | 200000 | CN | 99 | 9999 | 5 | 1987 | 88 | 1991 |  |  |  | BIT |  |  | 0 | 0 | 0 | 0 | 0 | 189000 | 193000 | [7 empty] | 0
3 |  | 9435 | 1091 | IC1 | IC | 2750 | P |  | 5 | 1967 | FO2 |  |  | FO2 |  |  | 12214 | 2750 | 2750 | 0 | RE | 7 | 1987 | 0 | 0 | 0 | 0 | [6 empty] | 0 | 0 | 0 | 4 | 1967 | 0 | 0 | E | [6 empty] | 0
3 |  | 9435 | 1091 | IC2 | IC | 2750 | P |  | 5 | 1967 | FO2 |  |  | FO2 |  |  | 12214 | 2750 | 2750 | 0 | RE | 7 | 1987 | 0 | 0 | 0 | 0 | [6 empty] | 0 | 0 | 0 | 4 | 1967 | 0 | 0 | E | [6 empty] | 0
3 |  | 9435 | 1092 | 1 | IC | 800 |  |  | 99 | 1935 |  |  |  | FO2 |  |  | 0 | 0 | 0 | 0 | RE | 12 | 1979 | 0 | 0 | 0 | 0 | [6 empty] | 0 | 0 | 0 | 0 | 1935 | 0 | 0 | E | [6 empty] | 0
3 |  | 9435 | 1092 | 2 | IC | 1200 |  |  | 99 | 1948 |  |  |  | FO2 |  |  | 0 | 0 | 0 | 0 | RE | 12 | 1979 | 0 | 0 | 0 | 0 | [6 empty] | 0 | 0 | 0 | 0 | 1948 | 0 | 0 | E | [6 empty] | 0
3 |  | 9435 | 1093 | 1 | ST | 8000 |  |  | 99 | 1949 |  |  |  | BIT | NG |  | 0 | 0 | 0 | 0 | RE | 12 | 1981 | 0 | 0 | 0 | 0 | [6 empty] | 0 | 0 | 0 | 0 | 1949 | 0 | 0 | E | [6 empty] | 0
3 |  | 9435 | 1093 | 2 | ST | 11500 |  |  | 99 | 1954 |  |  |  | BIT | NG |  | 0 | 0 | 0 | 0 | RE | 12 | 1981 | 0 | 0 | 0 | 0 | [6 empty] | 0 | 0 | 0 | 0 | 1954 | 0 | 0 | E | [6 empty] | 0
3 |  | 9435 | 1094 | 2 | IC | 1000 |  |  | 99 | 1940 |  |  |  | PET |  |  | 0 | 0 | 0 | 0 | RE | 12 | 1976 | 0 | 0 | 0 | 0 | [6 empty] | 0 | 0 | 0 | 0 | 1940 | 0 | 0 | E | [6 empty] | 0
3 |  | 9435 | 1094 | 3 | IC | 1000 |  |  | 99 | 1946 |  |  |  | PET |  |  | 0 | 0 | 0 | 0 | RE | 12 | 1976 | 0 | 0 | 0 | 0 | [6 empty] | 0 | 0 | 0 | 0 | 1946 | 0 | 0 | E | [6 empty] | 0
3 |  | 9435 | 1095 | 1 | ST | 19000 |  |  | 99 | 1952 |  |  |  | FO2 | NG |  | 0 | 0 | 0 | 0 | RE | 9 | 1980 | 0 | 0 | 0 | 0 | [6 empty] | 0 | 0 | 0 | 0 | 1952 | 0 | 0 | E | [6 empty] | 0
3 |  | 9435 | 1095 | 3 | ST | 1000 |  |  | 99 | 1935 |  |  |  | FO2 | NG |  | 0 | 0 | 0 | 0 | RE | 99 | 1969 | 0 | 0 | 0 | 0 | [6 empty] | 0 | 0 | 0 | 0 | 1935 | 0 | 0 | E | [6 empty] | 0
3 |  | 9435 | 1095 | 4 | ST | 1500 |  |  | 99 | 1939 |  |  |  | FO2 | NG |  | 0 | 0 | 0 | 0 | RE | 99 | 1969 | 0 | 0 | 0 | 0 | [6 empty] | 0 | 0 | 0 | 0 | 1939 | 0 | 0 | E | [6 empty] | 0
3 |  | 9435 | 1095 | 5 | ST | 19000 |  |  | 99 | 1948 |  |  |  | FO2 | NG |  | 0 | 0 | 0 | 0 | RE | 11 | 1979 | 0 | 0 | 0 | 0 | [6 empty] | 0 | 0 | 0 | 0 | 1948 | 0 | 0 | E | [6 empty] | 0
3 |  | 9435 | 1096 | 1 | ST | 5000 |  |  | 0 | 1900 |  |  |  | UNK |  |  | 0 | 0 | 0 | 0 | RE | 0 | 0 | 0 | 0 | 0 | 0 | [6 empty] | 0 | 0 | 0 | 0 | 1900 | 0 | 0 | E | [6 empty] | 0
3 |  | 9435 | 1096 | 2 | ST | 5000 |  |  | 0 | 1900 |  |  |  | UNK |  |  | 0 | 0 | 0 | 0 | RE | 0 | 0 | 0 | 0 | 0 | 0 | [6 empty] | 0 | 0 | 0 | 0 | 1900 | 0 | 0 | E | [6 empty] | 0
3 |  | 9435 | 1096 | 4 | ST | 10000 |  |  | 99 | 1938 |  |  |  | NG |  |  | 0 | 0 | 0 | 0 | RE | 11 | 1976 | 0 | 0 | 0 | 0 | [6 empty] | 0 | 0 | 0 | 0 | 1938 | 0 | 0 | E | [6 empty] | 0
3 |  | 9435 | 1096 | 5 | ST | 10000 |  |  | 99 | 1947 |  |  |  | NG |  |  | 0 | 0 | 0 | 0 | RE | 11 | 1976 | 0 | 0 | 0 | 0 | [6 empty] | 0 | 0 | 0 | 0 | 1947 | 0 | 0 | E | [6 empty] | 0
3 |  | 9435 | 1096 | 6 | ST | 23000 |  |  | 88 | 1951 |  |  |  | NG | FO2 |  | 0 | 0 | 0 | 0 | RE | 7 | 1983 | 0 | 0 | 0 | 0 | [6 empty] | 0 | 0 | 0 | 0 | 1951 | 0 | 0 | E | [6 empty] | 0
3 |  | 9435 | 1096 | 7 | ST | 54400 | P |  | 5 | 1958 | NG |  |  | BIT | NG |  | 10500 | 49000 | 49000 | 0 | RE | 4 | 1988 | 0 | 0 | 0 | 0 | [6 empty] | 0 | 0 | 0 | 4 | 1958 | 0 | 0 | E | [6 empty] | 0
3 |  | 9435 | 1097 | 1 | GT | 18000 | P | OP | 5 | 1969 | NG | FO2 |  | NG | FO2 |  | 17130 | 13100 | 18100 | 0 |  | 0 | 0 | 0 | 0 | 0 | 0 | [6 empty] | 0 | 0 | 0 | 4 | 1969 | 0 | 0 | E | [6 empty] | 0
3 |  | 9435 | 1097 | 2 | GT | 18000 | P | OP | 5 | 1969 | NG | FO2 |  | NG | FO2 |  | 17130 | 14000 | 19400 | 0 |  | 0 | 0 | 0 | 0 | 0 | 0 | [6 empty] | 0 | 0 | 0 | 4 | 1969 | 0 | 0 | E | [6 empty] | 0
3 |  | 9435 | 1098 | 1 | IC | 1000 |  |  | 99 | 1925 |  |  |  | UNK |  |  | 0 | 0 | 0 | 0 | RE | 12 | 1975 | 0 | 0 | 0 | 0 | [6 empty] | 0 | 0 | 0 | 0 | 1925 | 0 | 0 | E | [6 empty] | 0
3 |  | 9435 | 1098 | 2 | IC | 1000 |  |  | 99 | 1927 |  |  |  | UNK |  |  | 0 | 0 | 0 | 0 | RE | 12 | 1975 | 0 | 0 | 0 | 0 | [6 empty] | 0 | 0 | 0 | 0 | 1927 | 0 | 0 | E | [6 empty] | 0
3 |  | 9435 | 1098 | 3 | IC | 1000 |  |  | 99 | 1928 |  |  |  | UNK |  |  | 0 | 0 | 0 | 0 | RE | 12 | 1975 | 0 | 0 | 0 | 0 | [6 empty] | 0 | 0 | 0 | 0 | 1928 | 0 | 0 | E | [6 empty] | 0
3 |  | 9435 | 1098 | 4 | IC | 1200 |  |  | 99 | 1947 |  |  |  | FO2 |  |  | 0 | 0 | 0 | 0 | RE | 12 | 1978 | 0 | 0 | 0 | 0 | [6 empty] | 0 | 0 | 0 | 0 | 1947 | 0 | 0 | E | [6 empty] | 0
3 |  | 9435 | 1098 | 5 | IC | 1300 |  |  | 99 | 1951 |  |  |  | FO2 |  |  | 0 | 0 | 0 | 0 | RE | 12 | 1978 | 0 | 0 | 0 | 0 | [6 empty] | 0 | 0 | 0 | 0 | 1951 | 0 | 0 | E | [6 empty] | 0
3 |  | 9435 | 1099 | 2 | IC | 1000 |  |  | 99 | 1945 |  |  |  | UNK |  |  | 0 | 0 | 0 | 0 | RE | 99 | 1976 | 0 | 0 | 0 | 0 | [6 empty] | 0 | 0 | 0 | 0 | 1945 | 0 | 0 | E | [6 empty] | 0
3 |  | 9435 | 1099 | 4 | IC | 1000 |  |  | 99 | 1948 |  |  |  | PET |  |  | 0 | 0 | 0 | 0 | RE | 99 | 1976 | 0 | 0 | 0 | 0 | [6 empty] | 0 | 0 | 0 | 0 | 1948 | 0 | 0 | E | [6 empty] | 0
3 |  | 9435 | 1099 | 5 | IC | 1000 |  |  | 99 | 1949 |  |  |  | PET |  |  | 0 | 0 | 0 | 0 | RE | 99 | 1976 | 0 | 0 | 0 | 0 | [6 empty] | 0 | 0 | 0 | 0 | 1949 | 0 | 0 | E | [6 empty] | 0
3 |  | 9435 | 1101 | 3 | IC | 1200 |  |  | 99 | 1948 |  |  |  | FO2 |  |  | 0 | 0 | 0 | 0 | RE | 11 | 1980 | 0 | 0 | 0 | 0 | [6 empty] | 0 | 0 | 0 | 0 | 1948 | 0 | 0 | E | [6 empty] | 0
3 |  | 9435 | 1101 | 4 | IC | 1200 |  |  | 99 | 1948 |  |  |  | FO2 |  |  | 0 | 0 | 0 | 0 | RE | 11 | 1980 | 0 | 0 | 0 | 0 | [6 empty] | 0 | 0 | 0 | 0 | 1948 | 0 | 0 | E | [6 empty] | 0
3 |  | 9435 | 1102 | 1 | IC | 1000 |  |  | 99 | 1948 |  |  |  | UNK |  |  | 0 | 0 | 0 | 0 | RE | 10 | 1975 | 0 | 0 | 0 | 0 | [6 empty] | 0 | 0 | 0 | 0 | 1948 | 0 | 0 | E | [6 empty] | 0
3 |  | 9435 | 1117 | 1 | IC | 1000 |  |  | 99 | 1953 |  |  |  | FO2 |  |  | 0 | 0 | 0 | 0 | RE | 12 | 1981 | 0 | 0 | 0 | 0 | [6 empty] | 0 | 0 | 0 | 0 | 1953 | 0 | 0 | E | [6 empty] | 0
3 |  | 9435 | 1117 | 2 | IC | 2000 |  |  | 99 | 1968 |  |  |  | FO2 |  |  | 0 | 0 | 0 | 0 | RE | 12 | 1981 | 0 | 0 | 0 | 0 | [6 empty] | 0 | 0 | 0 | 0 | 1968 | 0 | 0 | E | [6 empty] | 0
3 |  | 9435 | 1117 | 3 | IC | 1000 |  |  | 99 | 1937 |  |  |  | FO2 |  |  | 0 | 0 | 0 | 0 | RE | 12 | 1981 | 0 | 0 | 0 | 0 | [6 empty] | 0 | 0 | 0 | 0 | 1937 | 0 | 0 | E | [6 empty] | 0
3 |  | 9435 | 1117 | 4 | IC | 1000 |  |  | 99 | 1938 |  |  |  | FO2 |  |  | 0 | 0 | 0 | 0 | RE | 12 | 1981 | 0 | 0 | 0 | 0 | [6 empty] | 0 | 0 | 0 | 0 | 1938 | 0 | 0 | E | [6 empty] | 0
3 |  | 9435 | 1117 | 5 | IC | 1000 |  |  | 99 | 1946 |  |  |  | FO2 |  |  | 0 | 0 | 0 | 0 | RE | 12 | 1981 | 0 | 0 | 0 | 0 | [6 empty] | 0 | 0 | 0 | 0 | 1946 | 0 | 0 | E | [6 empty] | 0
3 |  | 9435 | 6063 | 1 | GT | 71200 | P | OP | 5 | 1975 | NG | FO2 |  | NG | FO2 |  | 12458 | 55800 | 76600 | 0 |  | 0 | 0 | 5 | 1993 | 0 | 0 | [6 empty] | 0 | 0 | 0 | 4 | 1975 | 0 | 0 | E | [6 empty] | 0
3 |  | 9435 | 6063 | 2 | GT | 89000 | P | OP | 4 | 1977 | NG | FO2 |  | NG | FO2 |  | 13046 | 63700 | 82700 | 0 |  | 0 | 0 | 5 | 1993 | 0 | 0 | [6 empty] | 0 | 0 | 0 | 3 | 1977 | 0 | 0 | E | [6 empty] | 0
3 |  | 9435 | 6063 | 3 | GT | 103900 | P | OP | 1 | 1978 | NG | FO2 |  | NG | FO2 |  | 12759 | 66600 | 88900 | 0 |  | 0 | 0 | 5 | 1993 | 0 | 0 | [6 empty] | 0 | 0 | 0 | 12 | 1977 | 0 | 0 | E | [6 empty] | 0
3 |  | 9438 | 899 | 5 | ST | 15000 |  |  | 12 | 1941 |  |  |  | NG | FO2 |  | 0 | 0 | 0 | 0 | RE | 10 | 1983 | 0 | 0 | 0 | 0 | [6 empty] | 0 | 0 | 0 | 0 | 1941 | 0 | 0 | E | [6 empty] | 0
3 |  | 9438 | 899 | 6 | ST | 25000 | P |  | 6 | 1953 | NG |  |  | NG | FO2 |  | 12668 | 26000 | 27000 | 0 | RE | 12 | 1986 | 0 | 0 | 0 | 0 | [6 empty] | 0 | 0 | 0 | 5 | 1953 | 0 | 0 | E | [6 empty] | 0
3 |  | 9438 | 899 | 7 | ST | 25000 |  |  | 3 | 1955 |  |  |  | NG | FO2 |  | 0 | 0 | 0 | 0 | RE | 10 | 1983 | 0 | 0 | 0 | 0 | [6 empty] | 0 | 0 | 0 | 0 | 1955 | 0 | 0 | E | [6 empty] | 0
3 |  | 9438 | 899 | 8 | GT | 42300 | P |  | 12 | 1976 | WH |  |  | WH |  |  | 0 | 14785 | 18368 | 0 | RE | 12 | 1986 | 0 | 0 | 0 | 0 | [6 empty] | 0 | 0 | 0 | 9 | 1976 | 0 | 0 | E | [6 empty] | 0
3 |  | 9438 | 899 | GT1 | GT | 18000 | P | OP | 5 | 1970 | NG | FO2 |  | NG | FO2 |  | 16000 | 16000 | 19750 | 0 |  | 0 | 0 | 0 | 0 | 0 | 0 | [6 empty] | 0 | 0 | 0 | 4 | 1970 | 0 | 0 | E | [6 empty] | 0
3 |  | 9438 | 899 | GT2 | GT | 18000 | P | OP | 5 | 1970 | NG | FO2 |  | NG | FO2 |  | 16000 | 16000 | 19750 | 0 |  | 0 | 0 | 0 | 0 | 0 | 0 | [6 empty] | 0 | 0 | 0 | 4 | 1970 | 0 | 0 | E | [6 empty] | 0
3 |  | 9438 | 899 | GT3 | GT | 18000 | P | OP | 5 | 1970 | NG | FO2 |  | NG | FO2 |  | 16000 | 16000 | 19750 | 0 |  | 0 | 0 | 0 | 0 | 0 | 0 | [6 empty] | 0 | 0 | 0 | 4 | 1970 | 0 | 0 | E | [6 empty] | 0
3 |  | 9438 | 899 | GT4 | GT | 18000 | P | OP | 5 | 1970 | NG | FO2 |  | NG | FO2 |  | 16000 | 16000 | 19750 | 0 |  | 0 | 0 | 0 | 0 | 0 | 0 | [6 empty] | 0 | 0 | 0 | 4 | 1970 | 0 | 0 | E | [6 empty] | 0
3 |  | 9438 | 899 | HY1 | HC | 900 | B | OP | 1 | 1942 | WAT |  |  | WAT |  |  | 0 | 800 | 800 | 0 |  | 0 | 0 | 0 | 0 | 0 | 0 | [6 empty] | 0 | 0 | 0 | 10 | 1941 | 0 | 0 | E | [6 empty] | 0
3 |  | 9438 | 899 | HY2 | HC | 900 | B | OP | 1 | 1942 | WAT |  |  | WAT |  |  | 0 | 800 | 800 | 0 |  | 0 | 0 | 0 | 0 | 0 | 0 | [6 empty] | 0 | 0 | 0 | 10 | 1941 | 0 | 0 | E | [6 empty] | 0
3 |  | 9438 | 899 | HY3 | HC | 900 | B | OP | 1 | 1942 | WAT |  |  | WAT |  |  | 0 | 800 | 800 | 0 |  | 0 | 0 | 0 | 0 | 0 | 0 | [6 empty] | 0 | 0 | 0 | 10 | 1941 | 0 | 0 | E | [6 empty] | 0
3 |  | 9438 | 899 | HY4 | HC | 900 | B | OP | 1 | 1942 | WAT |  |  | WAT |  |  | 0 | 800 | 800 | 0 |  | 0 | 0 | 0 | 0 | 0 | 0 | [6 empty] | 0 | 0 | 0 | 10 | 1941 | 0 | 0 | E | [6 empty] | 0
3 |  | 9438 | 899 | ST3 | ST | 12000 |  |  | 99 | 1950 |  |  |  | COL |  |  | 0 | 0 | 0 | 0 | RE | 12 | 1976 | 0 | 0 | 0 | 0 | [6 empty] | 0 | 0 | 0 | 0 | 1950 | 0 | 0 | E | [6 empty] | 0
3 |  | 9438 | 1079 | 1 | GT | 18000 | P | OP | 6 | 1970 | NG | FO2 |  | NG | FO2 |  | 16000 | 16000 | 19750 | 0 |  | 0 | 0 | 0 | 0 | 0 | 0 | [6 empty] | 0 | 0 | 0 | 5 | 1970 | 0 | 0 | E | [6 empty] | 0
3 |  | 9438 | 1079 | 2 | GT | 18000 | P | OP | 6 | 1970 | NG | FO2 |  | NG | FO2 |  | 16000 | 16000 | 19750 | 0 |  | 0 | 0 | 0 | 0 | 0 | 0 | [6 empty] | 0 | 0 | 0 | 5 | 1970 | 0 | 0 | E | [6 empty] | 0
3 |  | 9438 | 1079 | 3 | GT | 18000 | P | OP | 6 | 1970 | NG | FO2 |  | NG | FO2 |  | 16000 | 16000 | 19750 | 0 |  | 0 | 0 | 0 | 0 | 0 | 0 | [6 empty] | 0 | 0 | 0 | 5 | 1970 | 0 | 0 | E | [6 empty] | 0
3 |  | 9438 | 1079 | 4 | GT | 18000 | P | OP | 6 | 1970 | NG | FO2 |  | NG | FO2 |  | 16000 | 16000 | 19750 | 0 |  | 0 | 0 | 0 | 0 | 0 | 0 | [6 empty] | 0 | 0 | 0 | 5 | 1970 | 0 | 0 | E | [6 empty] | 0
3 |  | 9438 | 1080 | 1 | IC | 1000 | P |  | 88 | 1948 | FO2 |  |  | FO2 |  |  | 20000 | 1000 | 1000 | 0 | RE | 7 | 1990 | 0 | 0 | 0 | 0 | [6 empty] | 0 | 0 | 0 | 0 | 1948 | 0 | 0 | E | [6 empty] | 0
3 |  | 9438 | 1081 | 5 | ST | 136000 | C | OP | 6 | 1961 | NG |  |  | BIT | NG |  | 10497 | 130000 | 130000 | 0 |  | 0 | 0 | 0 | 0 | 0 | 0 | [6 empty] | 0 | 0 | 0 | 4 | 1961 | 0 | 0 | E | [6 empty] | 0
3 |  | 9438 | 1081 | GT1 | GT | 18000 | P |  | 3 | 1968 | FO2 |  |  | FO2 |  |  | 0 | 18000 | 18000 | 0 | SD | 11 | 1985 | 0 | 0 | 0 | 0 | [6 empty] | 0 | 0 | 0 | 0 | 1968 | 0 | 0 | E | [6 empty] | 0
3 |  | 9438 | 1081 | GT2 | GT | 18000 | P |  | 3 | 1968 | FO2 |  |  | FO2 |  |  | 0 | 18000 | 18000 | 0 | SD | 11 | 1985 | 0 | 0 | 0 | 0 | [6 empty] | 0 | 0 | 0 | 0 | 1968 | 0 | 0 | E | [6 empty] | 0
3 |  | 9438 | 1081 | GT3 | GT | 18000 | P |  | 3 | 1968 | FO2 |  |  | FO2 |  |  | 0 | 18000 | 18000 | 0 | SD | 11 | 1985 | 0 | 0 | 0 | 0 | [6 empty] | 0 | 0 | 0 | 0 | 1968 | 0 | 0 | E | [6 empty] | 0
3 |  | 9438 | 1081 | GT4 | GT | 18000 | P |  | 3 | 1968 | FO2 |  |  | FO2 |  |  | 0 | 18000 | 18000 | 0 | SD | 11 | 1985 | 0 | 0 | 0 | 0 | [6 empty] | 0 | 0 | 0 | 0 | 1968 | 0 | 0 | E | [6 empty] | 0
3 |  | 9438 | 1081 | ST1 | ST | 20000 |  |  | 9 | 1925 |  |  |  | NG |  |  | 0 | 0 | 0 | 0 | RE | 1 | 1977 | 0 | 0 | 0 | 0 | [6 empty] | 0 | 0 | 0 | 0 | 1925 | 0 | 0 | E | [6 empty] | 0
3 |  | 9438 | 1081 | ST2 | ST | 2500 |  |  | 10 | 1937 |  |  |  | BIT | NG |  | 0 | 0 | 0 | 0 | RE | 10 | 1983 | 0 | 0 | 0 | 0 | [6 empty] | 0 | 0 | 0 | 0 | 1937 | 0 | 0 | E | [6 empty] | 0
3 |  | 9438 | 1081 | ST3 | ST | 20000 |  |  | 10 | 1937 |  |  |  | BIT | NG |  | 0 | 0 | 0 | 0 | RE | 10 | 1983 | 0 | 0 | 0 | 0 | [6 empty] | 0 | 0 | 0 | 0 | 1937 | 0 | 0 | E | [6 empty] | 0
3 |  | 9438 | 1081 | ST4 | ST | 46000 | P |  | 7 | 1949 | NG |  |  | BIT | NG |  | 12226 | 50125 | 50125 | 0 | RE | 4 | 1988 | 0 | 0 | 0 | 0 | [6 empty] | 0 | 0 | 0 | 6 | 1949 | 0 | 0 | E | [6 empty] | 0
3 |  | 9438 | 1081 | 3HS | ST | 5000 | B | OP | 5 | 1949 | NG |  |  | BIT | NG |  | 10500 | 5000 | 5000 | 0 |  | 0 | 0 | 0 | 0 | 0 | 0 | [6 empty] | 0 | 0 | 0 | 5 | 1949 | 0 | 0 | [7 empty] | 0
3 |  | 9438 | 6664 | 1 | ST | 738090 | C | OP | 10 | 1983 | NG | SUB |  | SUB |  |  | 10447 | 650000 | 650000 | 0 |  | 0 | 0 | 0 | 0 | 0 | 0 | [6 empty] | 0 | 0 | 0 | 6 | 1983 | 0 | 0 | E | [6 empty] | 0
3 |  | 9442 | 1670 | 1 | IC | 1250 | P | OP | 8 | 1986 | FO2 |  |  | FO2 |  |  | 9500 | 1250 | 1250 | 0 |  | 0 | 0 | 5 | 1986 | 0 | 0 | [6 empty] | 0 | 0 | 0 | 7 | 1986 | 0 | 0 | [7 empty] | 0
3 |  | 9442 | 1670 | 2 | IC | 1360 | P | OP | 99 | 1954 | FO2 |  |  | NG | FO2 |  | 9500 | 1360 | 1360 | 0 |  | 0 | 0 | 0 | 0 | 0 | 0 | [6 empty] | 0 | 0 | 0 | 0 | 1954 | 0 | 0 | E | [6 empty] | 0
3 |  | 9442 | 1670 | 3 | IC | 731 | P | OP | 0 | 1941 | FO2 |  |  | FO2 |  |  | 12400 | 600 | 600 | 0 |  | 0 | 0 | 0 | 0 | 0 | 0 | [6 empty] | 0 | 0 | 0 | 0 | 1941 | 0 | 0 | E | [6 empty] | 0
3 |  | 9442 | 1670 | 4 | IC | 600 | P | OP | 99 | 1937 | FO2 |  |  | FO2 |  |  | 12400 | 600 | 600 | 0 |  | 0 | 0 | 0 | 0 | 0 | 0 | [6 empty] | 0 | 0 | 0 | 0 | 1937 | 0 | 0 | E | [6 empty] | 0
3 |  | 9442 | 1670 | 5 | IC | 1100 |  |  | 99 | 1951 | FO2 |  |  | NG | FO2 |  | 0 | 0 | 0 | 0 | RE | 1 | 1980 | 0 | 0 | 0 | 0 | [6 empty] | 0 | 0 | 0 | 0 | 1951 | 0 | 0 | E | [6 empty] | 0
3 |  | 9442 | 1670 | 6 | IC | 1140 | P | OP | 99 | 1951 | FO2 |  |  | NG | FO2 |  | 9500 | 1140 | 1140 | 0 |  | 0 | 0 | 0 | 0 | 0 | 0 | [6 empty] | 0 | 0 | 0 | 0 | 1951 | 0 | 0 | E | [6 empty] | 0
3 |  | 9442 | 1670 | 7 | IC | 1360 | P | OP | 99 | 1956 | FO2 |  |  | FO2 |  |  | 9500 | 1360 | 1360 | 0 |  | 0 | 0 | 0 | 0 | 0 | 0 | [6 empty] | 0 | 0 | 0 | 0 | 1956 | 0 | 0 | E | [6 empty] | 0
3 |  | 9442 | 1670 | 8 | IC | 1250 | P | OP | 99 | 1960 | FO2 |  |  | FO2 |  |  | 9500 | 1140 | 1140 | 0 |  | 0 | 0 | 0 | 0 | 0 | 0 | [6 empty] | 0 | 0 | 0 | 0 | 1960 | 0 | 0 | E | [6 empty] | 0
3 |  | 9442 | 1670 | 9 | IC | 1360 | P | OP | 99 | 1961 | FO2 |  |  | NG | FO2 |  | 9500 | 1360 | 1360 | 0 |  | 0 | 0 | 0 | 0 | 0 | 0 | [6 empty] | 0 | 0 | 0 | 0 | 1961 | 0 | 0 | E | [6 empty] | 0
3 |  | 9442 | 1670 | 10 | IC | 1250 | P | OP | 4 | 1984 | FO2 |  |  | NG | FO2 |  | 9500 | 1250 | 1250 | 0 |  | 0 | 0 | 0 | 0 | 0 | 0 | [6 empty] | 0 | 0 | 0 | 3 | 1984 | 0 | 0 | E | [6 empty] | 0
3 |  | 9442 | 1670 | 11 | IC | 1250 | P | OP | 9 | 1982 | FO2 |  |  | NG | FO2 |  | 9500 | 1250 | 1250 | 0 |  | 0 | 0 | 0 | 0 | 0 | 0 | [6 empty] | 0 | 0 | 0 | 8 | 1982 | 0 | 0 | E | [6 empty] | 0
3 |  | 9442 | 1670 | 12 | IC | 1250 | P | OP | 8 | 1983 | FO2 |  |  | NG | FO2 |  | 9500 | 1250 | 1250 | 0 |  | 0 | 0 | 0 | 0 | 0 | 0 | [6 empty] | 0 | 0 | 0 | 7 | 1983 | 0 | 0 | E | [6 empty] | 0
3 |  | 9442 | 1670 | IC1 | IC | 512 |  |  | 88 | 1930 |  |  |  | FO2 |  |  | 0 | 500 | 1 | 0 | RE | 4 | 1985 | 0 | 0 | 0 | 0 | [6 empty] | 0 | 0 | 0 | 0 | 1930 | 0 | 0 | E | [6 empty] | 0
3 |  | 9599 | 1981 | 1 | ST | 2000 |  |  | 99 | 1947 |  |  |  | FO2 | NG |  | 0 | 0 | 0 | 0 | RE | 11 | 1982 | 0 | 0 | 0 | 0 | [6 empty] | 0 | 0 | 0 | 0 | 1947 | 0 | 0 | E | [6 empty] | 0
3 |  | 9599 | 1981 | 2 | IC | 400 |  |  | 88 | 1939 |  |  |  | FO2 |  |  | 0 | 0 | 0 | 0 | RE | 11 | 1978 | 0 | 0 | 0 | 0 | [6 empty] | 0 | 0 | 0 | 0 | 1939 | 0 | 0 | E | [6 empty] | 0
3 |  | 9599 | 1981 | 3 | IC | 500 |  |  | 88 | 1936 |  |  |  | FO2 |  |  | 0 | 0 | 0 | 0 | RE | 11 | 1978 | 0 | 0 | 0 | 0 | [6 empty] | 0 | 0 | 0 | 0 | 1936 | 0 | 0 | E | [6 empty] | 0
3 |  | 9603 | 2137 | 1 | IC | 1000 | P | OP | 6 | 1954 | FO2 |  |  | FO2 | NG |  | 9250 | 900 | 900 | 0 |  | 0 | 0 | 0 | 0 | 0 | 0 | [6 empty] | 0 | 0 | 0 | 5 | 1954 | 0 | 0 | E | [6 empty] | 0
3 |  | 9603 | 2137 | 2 | IC | 1000 | P | OP | 6 | 1954 | FO2 |  |  | FO2 | NG |  | 9350 | 900 | 900 | 0 |  | 0 | 0 | 0 | 0 | 0 | 0 | [6 empty] | 0 | 0 | 0 | 5 | 1954 | 0 | 0 | E | [6 empty] | 0
3 |  | 9603 | 2137 | 3 | IC | 1000 | P | OP | 4 | 1963 | FO2 |  |  | FO2 | NG |  | 8940 | 1000 | 1000 | 0 |  | 0 | 0 | 0 | 0 | 0 | 0 | [6 empty] | 0 | 0 | 0 | 3 | 1963 | 0 | 0 | E | [6 empty] | 0
3 |  | 9603 | 2137 | 4 | IC | 1000 | P | OP | 7 | 1963 | FO2 |  |  | FO2 | NG |  | 8940 | 1000 | 1000 | 0 |  | 0 | 0 | 0 | 0 | 0 | 0 | [6 empty] | 0 | 0 | 0 | 6 | 1963 | 0 | 0 | E | [6 empty] | 0
3 |  | 9603 | 2137 | 5 | IC | 700 | P | OP | 1 | 1936 | FO2 |  |  | FO2 |  |  | 10700 | 600 | 600 | 0 |  | 0 | 0 | 0 | 0 | 0 | 0 | [6 empty] | 0 | 0 | 0 | 12 | 1935 | 0 | 0 | E | [6 empty] | 0
3 |  | 9603 | 2137 | 6 | IC | 1000 | P | OP | 6 | 1946 | FO2 |  |  | FO2 |  |  | 9600 | 1000 | 1000 | 0 |  | 0 | 0 | 0 | 0 | 0 | 0 | [6 empty] | 0 | 0 | 0 | 5 | 1946 | 0 | 0 | E | [6 empty] | 0
3 |  | 9603 | 2137 | 7 | IC | 6800 | P | OP | 8 | 1973 | FO2 |  |  | FO2 | NG |  | 8750 | 6500 | 6800 | 0 |  | 0 | 0 | 0 | 0 | 0 | 0 | [6 empty] | 0 | 0 | 0 | 7 | 1973 | 0 | 0 | E | [6 empty] | 0
3 |  | 9603 | 2137 | 8 | IC | 6800 | P | OP | 7 | 1973 | FO2 |  |  | FO2 | NG |  | 8750 | 6500 | 6800 | 0 |  | 0 | 0 | 0 | 0 | 0 | 0 | [6 empty] | 0 | 0 | 0 | 6 | 1973 | 0 | 0 | E | [6 empty] | 0
3 |  | 9603 | 2137 | 9 | IC | 3000 | P | OP | 7 | 1983 | FO2 |  |  | FO2 | NG |  | 10120 | 2750 | 3000 | 0 |  | 0 | 0 | 0 | 0 | 0 | 0 | [6 empty] | 0 | 0 | 0 | 6 | 1983 | 0 | 0 | E | [6 empty] | 0
3 |  | 9617 | 207 | 1 | ST | 679000 | B | OP | 4 | 1987 | FO2 |  |  | BIT |  |  | 9271 | 622000 | 626000 | 0 |  | 0 | 0 | 12 | 1985 | 1 | 1987 | OT | [5 empty] | 0 | 0 | 0 | 12 | 1986 | 0 | 0 | [7 empty] | 0
3 |  | 9617 | 207 | 2 | ST | 679000 | B | OP | 5 | 1988 | FO2 |  |  | BIT |  |  | 9201 | 622000 | 626000 | 0 |  | 0 | 0 | 6 | 1987 | 0 | 0 | OT | [5 empty] | 0 | 0 | 0 | 3 | 1988 | 0 | 0 | [7 empty] | 0
3 |  | 9617 | 666 | 6 | GT | 56200 | P | SC | 7 | 1973 | FO2 |  |  | FO2 |  |  | 12766 | 54000 | 62700 | 0 |  | 0 | 0 | 0 | 0 | 0 | 0 | [6 empty] | 0 | 0 | 0 | 6 | 1973 | 0 | 0 | E | [6 empty] | 0
3 |  | 9617 | 666 | 8 | ST | 50000 | C | SC | 7 | 1955 | FO6 | NG |  | FO6 |  |  | 11829 | 43000 | 43000 | 0 | RT | 7 | 1995 | 0 | 0 | 0 | 0 | [6 empty] | 0 | 0 | 0 | 6 | 1955 | 0 | 0 | E | [6 empty] | 0
3 |  | 9617 | 666 | 9 | ST | 50000 | C | SB | 1 | 1958 | FO6 | NG |  | FO6 | NG |  | 11340 | 43000 | 43000 | 0 | RT | 1 | 1998 | 0 | 0 | 0 | 0 | [6 empty] | 0 | 0 | 0 | 12 | 1957 | 0 | 0 | E | [6 empty] | 0
3 |  | 9617 | 666 | 10 | ST | 149600 | C | OP | 12 | 1961 | FO6 | NG |  | FO6 | NG |  | 9943 | 129000 | 129000 | 0 | RT | 12 | 2001 | 0 | 0 | 0 | 0 | [6 empty] | 0 | 0 | 0 | 10 | 1961 | 0 | 0 | E | [6 empty] | 0
3 |  | 9617 | 666 | CT1 | CT | 17000 |  |  | 2 | 1969 |  |  |  | FO2 |  |  | 0 | 0 | 0 | 0 | RE | 0 | 0 | 0 | 0 | 0 | 0 | [6 empty] | 0 | 0 | 0 | 0 | 1969 | 0 | 0 | E | [6 empty] | 0
3 |  | 9617 | 666 | CT2 | CT | 17000 |  |  | 2 | 1969 |  |  |  | FO2 |  |  | 0 | 0 | 0 | 0 | RE | 0 | 0 | 0 | 0 | 0 | 0 | [6 empty] | 0 | 0 | 0 | 0 | 1969 | 0 | 0 | E | [6 empty] | 0
3 |  | 9617 | 666 | GT3 | GT | 56200 | P | SB | 5 | 1973 | FO2 |  |  | FO2 |  |  | 12766 | 54000 | 62700 | 0 |  | 0 | 0 | 0 | 0 | 0 | 0 | [6 empty] | 0 | 0 | 0 | 4 | 1973 | 0 | 0 | E | [6 empty] | 0
3 |  | 9617 | 666 | GT4 | GT | 56200 | P | SB | 8 | 1973 | FO2 |  |  | FO2 |  |  | 12766 | 54000 | 62700 | 0 |  | 0 | 0 | 0 | 0 | 0 | 0 | [6 empty] | 0 | 0 | 0 | 7 | 1973 | 0 | 0 | E | [6 empty] | 0
3 |  | 9617 | 666 | GT5 | GT | 56200 | P | SB | 7 | 1973 | FO2 |  |  | FO2 |  |  | 12766 | 54000 | 62700 | 0 |  | 0 | 0 | 0 | 0 | 0 | 0 | [6 empty] | 0 | 0 | 0 | 6 | 1973 | 0 | 0 | E | [6 empty] | 0
3 |  | 9617 | 666 | ST1 | ST | 18000 |  |  | 0 | 1900 |  |  |  | UNK |  |  | 0 | 0 | 0 | 0 | RE | 0 | 0 | 0 | 0 | 0 | 0 | [6 empty] | 0 | 0 | 0 | 0 | 1900 | 0 | 0 | E | [6 empty] | 0
3 |  | 9617 | 666 | ST2 | ST | 18000 |  |  | 0 | 1900 |  |  |  | UNK |  |  | 0 | 0 | 0 | 0 | RE | 0 | 0 | 0 | 0 | 0 | 0 | [6 empty] | 0 | 0 | 0 | 0 | 1900 | 0 | 0 | E | [6 empty] | 0
3 |  | 9617 | 666 | ST3 | ST | 18000 |  |  | 0 | 1900 |  |  |  | UNK |  |  | 0 | 0 | 0 | 0 | RE | 0 | 0 | 0 | 0 | 0 | 0 | [6 empty] | 0 | 0 | 0 | 0 | 1900 | 0 | 0 | E | [6 empty] | 0
3 |  | 9617 | 666 | ST4 | ST | 18000 |  |  | 0 | 1900 |  |  |  | UNK |  |  | 0 | 0 | 0 | 0 | RE | 0 | 0 | 0 | 0 | 0 | 0 | [6 empty] | 0 | 0 | 0 | 0 | 1900 | 0 | 0 | E | [6 empty] | 0
3 |  | 9617 | 666 | ST5 | ST | 18000 |  |  | 0 | 1900 |  |  |  | UNK |  |  | 0 | 0 | 0 | 0 | RE | 0 | 0 | 0 | 0 | 0 | 0 | [6 empty] | 0 | 0 | 0 | 0 | 1900 | 0 | 0 | E | [6 empty] | 0
3 |  | 9617 | 667 | 1 | ST | 297500 | C | OP | 11 | 1966 | FO6 | NG |  | FO6 | NG |  | 9354 | 262000 | 262000 | 0 | RT | 11 | 2006 | 0 | 0 | 0 | 0 | [6 empty] | 0 | 0 | 0 | 9 | 1966 | 0 | 0 | E | [6 empty] | 0
3 |  | 9617 | 667 | 2 | ST | 297500 | C | SC | 3 | 1972 | FO6 |  |  | FO6 |  |  | 12659 | 261500 | 261500 | 0 | RT | 3 | 2012 | 0 | 0 | 0 | 0 | [6 empty] | 0 | 0 | 0 | 12 | 1971 | 0 | 0 | E | [6 empty] | 0
3 |  | 9617 | 667 | 4 | GT | 62100 | P | SB | 1 | 1975 | FO2 |  |  | FO2 |  |  | 13287 | 52000 | 61400 | 0 |  | 0 | 0 | 0 | 0 | 0 | 0 | [6 empty] | 0 | 0 | 0 | 12 | 1974 | 0 | 0 | E | [6 empty] | 0
3 |  | 9617 | 667 | 5 | GT | 62100 | P | SB | 12 | 1974 | FO2 |  |  | FO2 |  |  | 12313 | 52000 | 61400 | 0 |  | 0 | 0 | 0 | 0 | 0 | 0 | [6 empty] | 0 | 0 | 0 | 11 | 1974 | 0 | 0 | E | [6 empty] | 0
3 |  | 9617 | 667 | 6 | GT | 62100 | P | SB | 12 | 1974 | FO2 |  |  | FO2 |  |  | 13287 | 52000 | 61400 | 0 |  | 0 | 0 | 0 | 0 | 0 | 0 | [6 empty] | 0 | 0 | 0 | 11 | 1974 | 0 | 0 | E | [6 empty] | 0
3 |  | 9617 | 667 | CT1 | GT | 14000 |  |  | 10 | 1968 |  |  |  | FO2 |  |  | 0 | 0 | 0 | 0 | RE | 0 | 0 | 0 | 0 | 0 | 0 | [6 empty] | 0 | 0 | 0 | 0 | 1968 | 0 | 0 | E | [6 empty] | 0
3 |  | 9617 | 667 | CT2 | GT | 14000 |  |  | 10 | 1968 |  |  |  | FO2 |  |  | 0 | 0 | 0 | 0 | RE | 0 | 0 | 0 | 0 | 0 | 0 | [6 empty] | 0 | 0 | 0 | 0 | 1968 | 0 | 0 | E | [6 empty] | 0
3 |  | 9617 | 667 | GT3 | GT | 62100 | P | SB | 2 | 1975 | FO2 |  |  | FO2 |  |  | 13287 | 52000 | 61400 | 0 |  | 0 | 0 | 0 | 0 | 0 | 0 | [6 empty] | 0 | 0 | 0 | 1 | 1975 | 0 | 0 | E | [6 empty] | 0
3 |  | 9617 | 667 | ST3 | ST | 563700 | C | OP | 6 | 1977 | FO6 | NG |  | FO6 | NG |  | 9231 | 499000 | 499000 | 0 |  | 0 | 0 | 0 | 0 | 0 | 0 | [6 empty] | 0 | 0 | 0 | 3 | 1977 | 0 | 0 | E | [6 empty] | 0
3 |  | 9617 | 668 | 3 | ST | 50000 | C | SC | 1 | 1955 | FO6 |  |  | FO6 |  |  | 11267 | 44000 | 46000 | 0 | RT | 1 | 1995 | 0 | 0 | 0 | 0 | [6 empty] | 0 | 0 | 0 | 12 | 1954 | 0 | 0 | E | [6 empty] | 0
3 |  | 9617 | 668 | 4 | ST | 75000 | C | OP | 11 | 1958 | FO6 | NG |  | FO6 | NG |  | 10942 | 67000 | 67000 | 0 | RT | 11 | 1998 | 0 | 0 | 0 | 0 | [6 empty] | 0 | 0 | 0 | 10 | 1958 | 0 | 0 | E | [6 empty] | 0
3 |  | 9617 | 668 | 5 | ST | 156600 | C | OP | 9 | 1964 | FO6 | NG |  | FO6 | NG |  | 9355 | 142000 | 142000 | 0 | RT | 9 | 2004 | 0 | 0 | 0 | 0 | [6 empty] | 0 | 0 | 0 | 7 | 1964 | 0 | 0 | E | [6 empty] | 0
3 |  | 9617 | 668 | GT1 | GT | 17000 |  |  | 2 | 1969 |  |  |  | FO2 |  |  | 0 | 0 | 0 | 0 | RE | 0 | 0 | 0 | 0 | 0 | 0 | [6 empty] | 0 | 0 | 0 | 0 | 1969 | 0 | 0 | E | [6 empty] | 0
3 |  | 9617 | 668 | GT2 | GT | 17000 |  |  | 2 | 1969 |  |  |  | FO2 |  |  | 0 | 0 | 0 | 0 | RE | 0 | 0 | 0 | 0 | 0 | 0 | [6 empty] | 0 | 0 | 0 | 0 | 1969 | 0 | 0 | E | [6 empty] | 0
3 |  | 9617 | 668 | ST1 | ST | 37500 | C |  | 11 | 1950 | FO6 |  |  | FO6 |  |  | 13636 | 26600 | 27000 | 0 | RE | 8 | 1991 | 0 | 0 | 0 | 0 | [6 empty] | 0 | 0 | 0 | 10 | 1950 | 0 | 0 | E | [6 empty] | 0
3 |  | 9617 | 668 | ST2 | ST | 37500 | C |  | 1 | 1951 | FO6 |  |  | FO6 |  |  | 13254 | 28500 | 31500 | 0 | RE | 8 | 1991 | 0 | 0 | 0 | 0 | [6 empty] | 0 | 0 | 0 | 12 | 1950 | 0 | 0 | E | [5 empty] | RE | 0
3 |  | 9645 | 2682 | 2 | ST | 5000 |  |  | 99 | 1924 |  |  |  | BIT |  |  | 0 | 0 | 0 | 0 | RE | 0 | 0 | 0 | 0 | 0 | 0 | [6 empty] | 0 | 0 | 0 | 0 | 1924 | 0 | 0 | E | [6 empty] | 0
3 |  | 9645 | 2682 | 3 | ST | 15000 |  |  | 88 | 1938 |  |  |  | BIT |  |  | 0 | 0 | 0 | 0 | RE | 5 | 1983 | 0 | 0 | 0 | 0 | [6 empty] | 0 | 0 | 0 | 0 | 1938 | 0 | 0 | E | [6 empty] | 0
3 |  | 9645 | 2682 | 4 | ST | 13000 |  |  | 99 | 1930 |  |  |  | BIT |  |  | 0 | 0 | 0 | 0 | RE | 0 | 0 | 0 | 0 | 0 | 0 | [6 empty] | 0 | 0 | 0 | 0 | 1930 | 0 | 0 | E | [6 empty] | 0
3 |  | 9645 | 2682 | 5 | ST | 30500 | B | OP | 8 | 1951 | FO2 |  |  | BIT |  |  | 14200 | 25000 | 25000 | 0 |  | 0 | 0 | 0 | 0 | 0 | 0 | [6 empty] | 0 | 0 | 0 | 7 | 1951 | 0 | 0 | E | [6 empty] | 0
3 |  | 9645 | 2682 | 6 | ST | 27200 | B | OP | 8 | 1968 | FO2 |  |  | BIT |  |  | 14200 | 25000 | 25000 | 0 |  | 0 | 0 | 0 | 0 | 0 | 0 | [6 empty] | 0 | 0 | 0 | 6 | 1968 | 0 | 0 | E | [6 empty] | 0
3 |  | 9650 | 1982 | 1 | IC | 1100 | C | OP | 88 | 1965 | FO2 |  |  | NG | FO2 |  | 0 | 960 | 1000 | 0 |  | 0 | 0 | 0 | 0 | 0 | 0 | [6 empty] | 0 | 0 | 0 | 0 | 1965 | 0 | 0 | E | [6 empty] | 0
3 |  | 9650 | 1982 | 2 | IC | 1300 | C | OP | 88 | 1972 | FO2 |  |  | NG | FO2 |  | 0 | 1100 | 1200 | 0 |  | 0 | 0 | 0 | 0 | 0 | 0 | [6 empty] | 0 | 0 | 0 | 0 | 1972 | 0 | 0 | E | [6 empty] | 0
3 |  | 9650 | 1982 | 3 | IC | 700 | C | OP | 88 | 1955 | FO2 |  |  | NG | FO2 |  | 0 | 560 | 600 | 0 |  | 0 | 0 | 0 | 0 | 0 | 0 | [6 empty] | 0 | 0 | 0 | 0 | 1955 | 0 | 0 | E | [6 empty] | 0
3 |  | 9664 | 3591 | 1 | IC | 1000 |  |  | 99 | 1941 |  |  |  | FO2 |  |  | 0 | 0 | 0 | 0 | RE | 12 | 1982 | 0 | 0 | 0 | 0 | [6 empty] | 0 | 0 | 0 | 0 | 1941 | 0 | 0 | E | [6 empty] | 0
3 |  | 9664 | 3592 | 1 | IC | 300 |  |  | 99 | 1941 |  |  |  | FO2 |  |  | 0 | 0 | 0 | 0 | RE | 12 | 1982 | 0 | 0 | 0 | 0 | [6 empty] | 0 | 0 | 0 | 0 | 1941 | 0 | 0 | E | [6 empty] | 0
3 |  | 9664 | 3592 | 2 | IC | 300 |  |  | 99 | 1946 |  |  |  | FO2 |  |  | 0 | 0 | 0 | 0 | RE | 12 | 1982 | 0 | 0 | 0 | 0 | [6 empty] | 0 | 0 | 0 | 0 | 1946 | 0 | 0 | E | [6 empty] | 0
3 |  | 9664 | 3592 | 3 | IC | 900 |  |  | 99 | 1948 |  |  |  | FO2 |  |  | 0 | 0 | 0 | 0 | RE | 12 | 1982 | 0 | 0 | 0 | 0 | [6 empty] | 0 | 0 | 0 | 0 | 1948 | 0 | 0 | E | [6 empty] | 0
3 |  | 9664 | 3592 | 4 | IC | 1300 |  |  | 99 | 1954 |  |  |  | FO2 |  |  | 0 | 0 | 0 | 0 | RE | 12 | 1982 | 0 | 0 | 0 | 0 | [6 empty] | 0 | 0 | 0 | 0 | 1954 | 0 | 0 | E | [6 empty] | 0
3 |  | 9664 | 3592 | 5 | IC | 1400 |  |  | 99 | 1957 |  |  |  | FO2 |  |  | 0 | 0 | 0 | 0 | RE | 12 | 1982 | 0 | 0 | 0 | 0 | [6 empty] | 0 | 0 | 0 | 0 | 1957 | 0 | 0 | E | [6 empty] | 0
3 |  | 9667 | 1031 | 1 | ST | 2000 |  |  | 99 | 1938 |  |  |  | COL |  |  | 0 | 0 | 0 | 0 | RE | 7 | 1975 | 0 | 0 | 0 | 0 | [6 empty] | 0 | 0 | 0 | 0 | 1938 | 0 | 0 | E | [6 empty] | 0
3 |  | 9667 | 1031 | 4 | ST | 5000 |  |  | 99 | 1949 |  |  |  | COL |  |  | 0 | 0 | 0 | 0 | RE | 7 | 1975 | 0 | 0 | 0 | 0 | [6 empty] | 0 | 0 | 0 | 0 | 1949 | 0 | 0 | E | [6 empty] | 0
3 |  | 9667 | 6225 | 1 | ST | 14500 | B | OP | 9 | 1968 | BIT | WD | FO2 | BIT |  |  | 15113 | 13500 | 13500 | 0 |  | 0 | 0 | 0 | 0 | 0 | 0 | [6 empty] | 0 | 0 | 0 | 7 | 1968 | 0 | 0 | E | [6 empty] | 0
3 |  | 9726 | 2385 | 4 | ST | 60000 | C | OP | 3 | 1953 | FO2 | FO6 |  | FO6 |  |  | 11021 | 58000 | 60000 | 0 |  | 0 | 0 | 0 | 0 | 0 | 0 | [6 empty] | 0 | 0 | 0 | 2 | 1953 | 0 | 0 | E | [6 empty] | 0
3 |  | 9726 | 2385 | GT1 | GT | 53100 | P | OP | 3 | 1972 | FO2 |  |  | FO2 |  |  | 15328 | 53000 | 73000 | 0 |  | 0 | 0 | 0 | 0 | 0 | 0 | [6 empty] | 0 | 0 | 0 | 2 | 1972 | 0 | 0 | E | [6 empty] | 0
3 |  | 9726 | 2385 | GT2 | GT | 53100 | P | OP | 4 | 1972 | FO2 |  |  | FO2 |  |  | 15328 | 53000 | 73000 | 0 |  | 0 | 0 | 0 | 0 | 0 | 0 | [6 empty] | 0 | 0 | 0 | 3 | 1972 | 0 | 0 | E | [6 empty] | 0
3 |  | 9726 | 2385 | GT3 | GT | 53100 | P | OP | 5 | 1972 | FO2 |  |  | FO2 |  |  | 15328 | 53000 | 73000 | 0 |  | 0 | 0 | 0 | 0 | 0 | 0 | [6 empty] | 0 | 0 | 0 | 4 | 1972 | 0 | 0 | E | [6 empty] | 0
3 |  | 9726 | 2385 | GT4 | GT | 53100 | P | OP | 6 | 1972 | FO2 |  |  | FO2 |  |  | 15328 | 53000 | 73000 | 0 |  | 0 | 0 | 0 | 0 | 0 | 0 | [6 empty] | 0 | 0 | 0 | 5 | 1972 | 0 | 0 | E | [6 empty] | 0
3 | B020 | 9726 | 2390 | 1 | ST | 35300 | P | OP | 10 | 1930 | NG | FO6 |  | NG | FO6 |  | 14104 | 84000 | 90000 | 0 |  | 0 | 0 | 0 | 0 | 0 | 0 | [6 empty] | 0 | 0 | 0 | 0 | 1930 | 0 | 0 | E | [6 empty] | 0
3 | B020 | 9726 | 2390 | 2 | ST | 35300 | P | OP | 10 | 1930 | NG | FO6 |  | NG | FO6 |  | 14104 | 0 | 0 | 0 |  | 0 | 0 | 0 | 0 | 0 | 0 | [6 empty] | 0 | 0 | 0 | 0 | 1930 | 0 | 0 | E | [6 empty] | 0
3 | B020 | 9726 | 2390 | 3 | ST | 28700 | P | OP | 7 | 1949 | NG | FO6 |  | NG | FO6 |  | 14104 | 0 | 0 | 0 |  | 0 | 0 | 0 | 0 | 0 | 0 | [6 empty] | 0 | 0 | 0 | 0 | 1949 | 0 | 0 | E | [6 empty] | 0
3 |  | 9726 | 2390 | 4 | ST | 122500 | C | OP | 4 | 1955 | NG | FO6 |  | NG | FO6 |  | 11317 | 108000 | 112000 | 0 |  | 0 | 0 | 0 | 0 | 0 | 0 | [6 empty] | 0 | 0 | 0 | 3 | 1955 | 0 | 0 | E | [6 empty] | 0
3 |  | 9726 | 2390 | 5 | ST | 125000 | C | OP | 10 | 1958 | NG | FO6 |  | NG | FO6 |  | 11814 | 112000 | 117000 | 0 |  | 0 | 0 | 0 | 0 | 0 | 0 | [6 empty] | 0 | 0 | 0 | 9 | 1958 | 0 | 0 | E | [6 empty] | 0
3 |  | 9726 | 2390 | GT1 | GT | 53100 | P | OP | 3 | 1972 | NG | FO2 |  | NG | FO2 |  | 14948 | 53000 | 73000 | 0 |  | 0 | 0 | 0 | 0 | 0 | 0 | [6 empty] | 0 | 0 | 0 | 2 | 1972 | 0 | 0 | E | [6 empty] | 0
3 |  | 9726 | 2390 | GT2 | GT | 53100 | P | OP | 3 | 1972 | NG | FO2 |  | NG | FO2 |  | 14948 | 53000 | 73000 | 0 |  | 0 | 0 | 0 | 0 | 0 | 0 | [6 empty] | 0 | 0 | 0 | 2 | 1972 | 0 | 0 | E | [6 empty] | 0
3 |  | 9726 | 2390 | GT3 | GT | 53100 | P | OP | 6 | 1972 | NG | FO2 |  | NG | FO2 |  | 14948 | 53000 | 73000 | 0 |  | 0 | 0 | 0 | 0 | 0 | 0 | [6 empty] | 0 | 0 | 0 | 5 | 1972 | 0 | 0 | E | [6 empty] | 0
3 |  | 9726 | 2390 | GT4 | GT | 53100 | P | OP | 10 | 1973 | NG | FO2 |  | NG | FO2 |  | 14948 | 53000 | 73000 | 0 |  | 0 | 0 | 0 | 0 | 0 | 0 | [6 empty] | 0 | 0 | 0 | 9 | 1973 | 0 | 0 | E | [6 empty] | 0
3 | B019 | 9726 | 2393 | 1 | ST | 11800 | P | OP | 2 | 1930 | NG | FO2 |  | FO6 | NG |  | 13013 | 45000 | 46000 | 0 |  | 0 | 0 | 0 | 0 | 0 | 0 | [6 empty] | 0 | 0 | 0 | 0 | 1930 | 0 | 0 | E | [6 empty] | 0
3 | B019 | 9726 | 2393 | 2 | ST | 45300 | P | OP | 2 | 1930 | NG | FO2 |  | FO6 | NG |  | 13013 | 0 | 0 | 0 |  | 0 | 0 | 0 | 0 | 0 | 0 | [6 empty] | 0 | 0 | 0 | 0 | 1930 | 0 | 0 | E | [6 empty] | 0
3 |  | 9726 | 2393 | 3 | ST | 69000 | C | OP | 10 | 1949 | NG | FO2 |  | FO6 | NG |  | 12917 | 72000 | 73000 | 0 |  | 0 | 0 | 0 | 0 | 0 | 0 | [6 empty] | 0 | 0 | 0 | 9 | 1949 | 0 | 0 | E | [6 empty] | 0
3 |  | 9726 | 2393 | 4 | CT | 53700 | C | OP | 1 | 1974 | NG | FO2 |  | NG | FO2 |  | 13143 | 49000 | 68000 | 0 |  | 0 | 0 | 0 | 0 | 0 | 0 | [6 empty] | 0 | 0 | 0 | 12 | 1973 | 0 | 0 | E | [6 empty] | 0
3 |  | 9726 | 2393 | 5 | CT | 53700 | C | OP | 4 | 1974 | NG | FO2 |  | NG | FO2 |  | 13143 | 49000 | 68000 | 0 |  | 0 | 0 | 0 | 0 | 0 | 0 | [6 empty] | 0 | 0 | 0 | 3 | 1974 | 0 | 0 | E | [6 empty] | 0
3 |  | 9726 | 2393 | 6 | CT | 53700 | C | OP | 4 | 1974 | NG | FO2 |  | NG | FO2 |  | 13143 | 51000 | 68000 | 0 |  | 0 | 0 | 0 | 0 | 0 | 0 | [6 empty] | 0 | 0 | 0 | 3 | 1974 | 0 | 0 | E | [6 empty] | 0
3 |  | 9726 | 2393 | 7 | CT | 53700 | C | OP | 5 | 1974 | NG | FO2 |  | NG | FO2 |  | 13143 | 49000 | 68000 | 0 |  | 0 | 0 | 0 | 0 | 0 | 0 | [6 empty] | 0 | 0 | 0 | 4 | 1974 | 0 | 0 | E | [6 empty] | 0
3 |  | 9726 | 2393 | 8 | CA | 135000 | C | OP | 5 | 1977 | LPG |  |  | WH | FO2 |  | 10006 | 120000 | 124000 | 0 |  | 0 | 0 | 0 | 0 | 0 | 0 | [6 empty] | 0 | 0 | 0 | 2 | 1977 | 0 | 0 | E | [6 empty] | 0
3 |  | 9726 | 2393 | 9 | ST | 0 |  |  | 0 | 0 | [6 empty] | 0 | 0 | 0 | 625000 | CN | 99 | 9999 | 6 | 1980 | 88 | 1988 |  |  |  | COL |  |  | 0 | 0 | 0 | 0 | 0 | 579000 | 591000 | [7 empty] | 0
3 |  | 9726 | 2393 | C1 | GT | 23800 | P | OP | 7 | 1970 | NG | FO2 |  | NG | FO2 |  | 16786 | 25000 | 31000 | 0 |  | 0 | 0 | 0 | 0 | 0 | 0 | [6 empty] | 0 | 0 | 0 | 6 | 1970 | 0 | 0 | E | [6 empty] | 0
3 |  | 9726 | 2393 | C2 | GT | 23800 | P | OP | 10 | 1970 | NG | FO2 |  | NG | FO2 |  | 16786 | 25000 | 31000 | 0 |  | 0 | 0 | 0 | 0 | 0 | 0 | [6 empty] | 0 | 0 | 0 | 9 | 1970 | 0 | 0 | E | [6 empty] | 0
3 |  | 9726 | 2393 | C3 | GT | 23800 | P | OP | 8 | 1970 | NG | FO2 |  | NG | FO2 |  | 16786 | 25000 | 31000 | 0 |  | 0 | 0 | 0 | 0 | 0 | 0 | [6 empty] | 0 | 0 | 0 | 7 | 1970 | 0 | 0 | E | [6 empty] | 0
3 |  | 9726 | 2393 | C4 | GT | 23800 | P | OP | 7 | 1970 | NG | FO2 |  | NG | FO2 |  | 16789 | 25000 | 31000 | 0 |  | 0 | 0 | 0 | 0 | 0 | 0 | [6 empty] | 0 | 0 | 0 | 6 | 1970 | 0 | 0 | E | [6 empty] | 0
3 |  | 9726 | 2394 | 1 | GT | 23800 | B |  | 8 | 1970 | NG | FO2 |  | NG |  |  | 18789 | 22000 | 28000 | 0 | SD | 2 | 1988 | 0 | 0 | 0 | 0 | [6 empty] | 0 | 0 | 0 | 7 | 1970 | 0 | 0 | E | [6 empty] | 0
3 |  | 9726 | 5081 | PS1 | HR | 0 |  |  | 0 | 0 | [6 empty] | 0 | 0 | 0 | 850000 | CN | 99 | 9999 | 0 | 0 | 5 | 1989 |  |  |  | WAT |  |  | 0 | 0 | 0 | 0 | 0 | 879000 | 2427000 | [7 empty] | 0
3 |  | 9726 | 5081 | PS2 | HR | 0 |  |  | 0 | 0 | [6 empty] | 0 | 0 | 0 | 1000000 | CN | 99 | 9999 | 0 | 0 | 5 | 1993 |  |  |  | WAT |  |  | 0 | 0 | 0 | 0 | 0 | 1035000 | 2895000 | [7 empty] | 0
3 |  | 9726 | 5082 | 1 | HR | 0 |  |  | 0 | 0 | [6 empty] | 0 | 0 | 0 | 800000 | CN | 99 | 9999 | 88 | 1985 | 5 | 1992 |  |  |  | WAT |  |  | 0 | 0 | 0 | 0 | 0 | 827000 | 2273000 | [7 empty] | 0
3 |  | 9726 | 6048 | 1 | NP | 0 |  |  | 0 | 0 | [6 empty] | 0 | 0 | 0 | 1251000 | CN | 88 | 1980 | 6 | 1979 | 5 | 1986 |  |  |  | UR |  |  | 0 | 0 | 0 | 0 | 0 | 0 | 0 | [7 empty] | 0
3 |  | 9726 | 6522 | 1 | HR | 137000 | P | OP | 11 | 1965 |  |  |  | WAT |  |  | 0 | 110000 | 110000 | 0 |  | 0 | 0 | 0 | 0 | 0 | 0 | [6 empty] | 0 | 0 | 0 | 8 | 1965 | 0 | 0 | E | [6 empty] | 0
3 |  | 9726 | 6522 | 2 | HR | 137000 | P | OP | 12 | 1965 |  |  |  | WAT |  |  | 0 | 110000 | 110000 | 0 |  | 0 | 0 | 0 | 0 | 0 | 0 | [6 empty] | 0 | 0 | 0 | 9 | 1965 | 0 | 0 | E | [6 empty] | 0
3 |  | 9726 | 6522 | 3 | HR | 112887 | P | OP | 9 | 1965 |  |  |  | WAT |  |  | 0 | 110000 | 110000 | 0 |  | 0 | 0 | 0 | 0 | 0 | 0 | [6 empty] | 0 | 0 | 0 | 6 | 1965 | 0 | 0 | E | [6 empty] | 0
3 |  | 9726 | 7138 | 1 | GT | 38400 | P | OP | 6 | 1989 | NG | FO2 |  | NG | FO2 |  | 11508 | 34000 | 44000 | 0 |  | 0 | 0 | 0 | 0 | 0 | 0 | [6 empty] | 0 | 0 | 0 | 6 | 1989 | 0 | 0 | [7 empty] | 0
3 |  | 9726 | 7138 | 2 | GT | 38400 | P | OP | 7 | 1989 | NG | FO2 |  | NG | FO2 |  | 11508 | 34000 | 44000 | 0 |  | 0 | 0 | 0 | 0 | 0 | 0 | [6 empty] | 0 | 0 | 0 | 6 | 1989 | 0 | 0 | [7 empty] | 0
3 |  | 9726 | 7139 | 1 | GT | 0 |  |  | 0 | 0 | [6 empty] | 0 | 0 | 0 | 155000 | PL | 0 | 0 | 6 | 1994 | 6 | 1997 | LO |  |  | NG | FO2 |  | 135000 | 169000 | 0 | 0 | 0 | 125459 | 150668 | [7 empty] | 0
3 |  | 9726 | 7139 | 2 | GT | 0 |  |  | 0 | 0 | [6 empty] | 0 | 0 | 0 | 155000 | PL | 0 | 0 | 6 | 1994 | 6 | 1997 | LO |  |  | NG | FO2 |  | 135000 | 169000 | 0 | 0 | 0 | 125459 | 150668 | [7 empty] | 0
3 |  | 9726 | 7140 | 1 | GT | 0 |  |  | 0 | 0 | [6 empty] | 0 | 0 | 0 | 155000 | PL | 0 | 0 | 6 | 1996 | 6 | 1998 | LO |  |  | NG | FO2 |  | 135000 | 169000 | 0 | 0 | 0 | 125459 | 150668 | [7 empty] | 0
3 |  | 9726 | 7140 | 2 | GT | 0 |  |  | 0 | 0 | [6 empty] | 0 | 0 | 0 | 155000 | PL | 0 | 0 | 6 | 1996 | 6 | 1998 | LO |  |  | NG | FO2 |  | 135000 | 169000 | 0 | 0 | 0 | 125459 | 150668 | [7 empty] | 0
3 |  | 9726 | 7141 | 1 | GT | 0 |  |  | 0 | 0 | [6 empty] | 0 | 0 | 0 | 155000 | PL | 0 | 0 | 6 | 1995 | 6 | 1999 | LO |  |  | NG | FO2 |  | 135000 | 169000 | 0 | 0 | 0 | 125459 | 150668 | [7 empty] | 0
3 |  | 9726 | 7142 | 1 | CT | 0 |  |  | 0 | 0 | [6 empty] | 0 | 0 | 0 | 109000 | PL | 0 | 0 | 6 | 1997 | 6 | 1999 | LO |  |  | NG | FO2 |  | 95000 | 119000 | 0 | 0 | 0 | 89629 | 93872 | [7 empty] | 0
3 |  | 9726 | 7142 | 2 | CW | 0 |  |  | 0 | 0 | [6 empty] | 0 | 0 | 0 | 49000 | PL | 0 | 0 | 6 | 1997 | 5 | 1999 | LO |  |  | WH |  |  | 47000 | 52000 | 0 | 0 | 0 | 41630 | 45561 | [7 empty] | 0
3 |  | 9726 | 7217 | 1 | GT | 0 |  |  | 0 | 0 | [6 empty] | 0 | 0 | 0 | 155000 | PL | 0 | 0 | 5 | 1996 | 6 | 2000 | LO |  |  | NG | FO2 |  | 135000 | 169000 | 0 | 0 | 0 | 125459 | 150668 | [7 empty] | 0
3 |  | 9726 | 7217 | 2 | GT | 0 |  |  | 0 | 0 | [6 empty] | 0 | 0 | 0 | 155000 | PL | 0 | 0 | 5 | 1996 | 6 | 2000 | LO |  |  | NG | FO2 |  | 135000 | 169000 | 0 | 0 | 0 | 125459 | 150668 | [7 empty] | 0
3 |  | 9726 | 7217 | 3 | GT | 0 |  |  | 0 | 0 | [6 empty] | 0 | 0 | 0 | 155000 | PL | 0 | 0 | 5 | 1996 | 6 | 2000 | LO |  |  | NG | FO2 |  | 135000 | 169000 | 0 | 0 | 0 | 125459 | 150668 | [7 empty] | 0
3 |  | 9726 | 7218 | 1 | CT | 0 |  |  | 0 | 0 | [6 empty] | 0 | 0 | 0 | 218000 | PL | 0 | 0 | 5 | 1999 | 6 | 2001 | LO |  |  | NG | FO2 |  | 190000 | 238000 | 0 | 0 | 0 | 174253 | 175675 | [7 empty] | 0
3 |  | 9726 | 7218 | 2 | CW | 0 |  |  | 0 | 0 | [6 empty] | 0 | 0 | 0 | 100000 | PL | 0 | 0 | 5 | 1999 | 6 | 2001 | LO |  |  | WH |  |  | 95000 | 105000 | 0 | 0 | 0 | 82519 | 86836 | [7 empty] | 0
3 |  | 9726 | 8227 | 1 | GT | 19600 | P | OP | 6 | 1971 | NG | FO2 |  | NG | FO2 |  | 15444 | 20000 | 26000 | 0 |  | 0 | 0 | 0 | 0 | 0 | 0 | [6 empty] | 0 | 0 | 0 | 5 | 1971 | 0 | 0 | E | [6 empty] | 0
3 |  | 9726 | 8227 | 2 | GT | 19600 | P | OP | 6 | 1971 | NG | FO2 |  | NG | FO2 |  | 15444 | 20000 | 26000 | 0 |  | 0 | 0 | 0 | 0 | 0 | 0 | [6 empty] | 0 | 0 | 0 | 5 | 1971 | 0 | 0 | E | [6 empty] | 0
3 |  | 9726 | 8227 | 3 | GT | 19600 | P | OP | 6 | 1971 | NG | FO2 |  | NG | FO2 |  | 15444 | 20000 | 26000 | 0 |  | 0 | 0 | 0 | 0 | 0 | 0 | [6 empty] | 0 | 0 | 0 | 5 | 1971 | 0 | 0 | E | [6 empty] | 0
3 |  | 9726 | 8227 | 4 | GT | 19600 | P | OP | 6 | 1971 | NG | FO2 |  | NG | FO2 |  | 15444 | 20000 | 26000 | 0 |  | 0 | 0 | 0 | 0 | 0 | 0 | [6 empty] | 0 | 0 | 0 | 5 | 1971 | 0 | 0 | E | [6 empty] | 0
3 |  | 9726 | 8227 | 5 | GT | 19600 | P | OP | 7 | 1971 | NG | FO2 |  | NG | FO2 |  | 15444 | 20000 | 26000 | 0 |  | 0 | 0 | 0 | 0 | 0 | 0 | [6 empty] | 0 | 0 | 0 | 6 | 1971 | 0 | 0 | E | [6 empty] | 0
3 |  | 9726 | 8227 | 6 | GT | 19600 | P | OP | 7 | 1971 | NG | FO2 |  | NG | FO2 |  | 15444 | 20000 | 26000 | 0 |  | 0 | 0 | 0 | 0 | 0 | 0 | [6 empty] | 0 | 0 | 0 | 6 | 1971 | 0 | 0 | E | [6 empty] | 0
3 |  | 9726 | 8227 | 7 | GT | 19600 | P | OP | 7 | 1971 | NG | FO2 |  | NG | FO2 |  | 15444 | 20000 | 26000 | 0 |  | 0 | 0 | 0 | 0 | 0 | 0 | [6 empty] | 0 | 0 | 0 | 6 | 1971 | 0 | 0 | E | [6 empty] | 0
3 |  | 9726 | 8227 | 8 | GT | 19600 | P | OP | 7 | 1971 | NG | FO2 |  | NG | FO2 |  | 15444 | 20000 | 26000 | 0 |  | 0 | 0 | 0 | 0 | 0 | 0 | [6 empty] | 0 | 0 | 0 | 6 | 1971 | 0 | 0 | E | [6 empty] | 0
3 |  | 9732 | 1292 | 1 | IC | 1000 |  | SB | 88 | 1960 | FO2 |  |  | FO2 | NG |  | 0 | 1000 | 1000 | 0 |  | 0 | 0 | 0 | 0 | 0 | 0 | [6 empty] | 0 | 0 | 0 | 0 | 1960 | 0 | 0 | E | [6 empty] | 0
3 |  | 9732 | 1292 | 2 | IC | 400 |  | SB | 88 | 1951 | FO2 |  |  | FO2 | NG |  | 0 | 400 | 400 | 0 |  | 0 | 0 | 0 | 0 | 0 | 0 | [6 empty] | 0 | 0 | 0 | 0 | 1951 | 0 | 0 | E | [6 empty] | 0
3 |  | 9732 | 1292 | 3 | IC | 200 |  | SB | 88 | 1946 | FO2 |  |  | FO2 | NG |  | 0 | 200 | 200 | 0 |  | 0 | 0 | 0 | 0 | 0 | 0 | [6 empty] | 0 | 0 | 0 | 0 | 1946 | 0 | 0 | E | [6 empty] | 0
3 |  | 9732 | 1292 | 4 | IC | 800 |  | SB | 88 | 1964 | FO2 |  |  | FO2 | NG |  | 0 | 800 | 800 | 0 |  | 0 | 0 | 0 | 0 | 0 | 0 | [6 empty] | 0 | 0 | 0 | 0 | 1964 | 0 | 0 | E | [6 empty] | 0
3 |  | 9732 | 1292 | 5 | IC | 1500 |  | SB | 88 | 1966 | FO2 |  |  | FO2 | NG |  | 0 | 1500 | 1500 | 0 |  | 0 | 0 | 0 | 0 | 0 | 0 | [6 empty] | 0 | 0 | 0 | 0 | 1966 | 0 | 0 | E | [6 empty] | 0
3 |  | 9732 | 1292 | 6 | IC | 1200 |  | SB | 88 | 1966 | FO2 |  |  | FO2 |  |  | 0 | 1200 | 1200 | 0 |  | 0 | 0 | 0 | 0 | 0 | 0 | [6 empty] | 0 | 0 | 0 | 0 | 1966 | 0 | 0 | E | [6 empty] | 0
3 |  | 9732 | 1292 | 7 | IC | 900 |  | SB | 88 | 1966 | FO2 |  |  | FO2 |  |  | 0 | 900 | 900 | 0 |  | 0 | 0 | 0 | 0 | 0 | 0 | [6 empty] | 0 | 0 | 0 | 0 | 1966 | 0 | 0 | E | [6 empty] | 0
3 |  | 9776 | 6579 | 1 | IC | 636 | B | OP | 6 | 1959 | FO2 |  |  | FO2 | NG |  | 0 | 600 | 600 | 0 |  | 0 | 0 | 0 | 0 | 0 | 0 | [6 empty] | 0 | 0 | 0 | 5 | 1959 | 0 | 0 | E | [6 empty] | 0
3 |  | 9776 | 6579 | 2 | IC | 980 | B | OP | 6 | 1963 | FO2 |  |  | FO2 | NG |  | 0 | 750 | 750 | 0 |  | 0 | 0 | 0 | 0 | 0 | 0 | [6 empty] | 0 | 0 | 0 | 5 | 1963 | 0 | 0 | E | [6 empty] | 0
3 |  | 9776 | 6579 | 3 | IC | 1542 | B | OP | 2 | 1976 | FO2 |  |  | FO2 | NG |  | 0 | 1000 | 1000 | 0 |  | 0 | 0 | 0 | 0 | 0 | 0 | [6 empty] | 0 | 0 | 0 | 1 | 1976 | 0 | 0 | E | [6 empty] | 0
3 |  | 9776 | 6579 | 4 | IC | 500 | B | OP | 5 | 1954 | FO2 |  |  | FO2 | NG |  | 0 | 200 | 200 | 0 |  | 0 | 0 | 0 | 0 | 0 | 0 | [6 empty] | 0 | 0 | 0 | 4 | 1954 | 0 | 0 | E | [6 empty] | 0
3 |  | 9776 | 6579 | 5 | IC | 350 | B | OP | 3 | 1950 | FO2 |  |  | FO2 | NG |  | 0 | 300 | 300 | 0 |  | 0 | 0 | 0 | 0 | 0 | 0 | [6 empty] | 0 | 0 | 0 | 2 | 1950 | 0 | 0 | E | [6 empty] | 0
3 |  | 9776 | 6579 | 6 | IC | 600 |  |  | 1 | 1982 | FO2 |  |  | NG | FO2 |  | 0 | 550 | 550 | 0 | RE | 12 | 1985 | 0 | 0 | 0 | 0 | [6 empty] | 0 | 0 | 0 | 12 | 1981 | 0 | 0 | E | [6 empty] | 0
3 |  | 9776 | 6579 | 7 | IC | 1500 | B | OP | 6 | 1983 | FO2 |  |  | FO2 | NG |  | 0 | 1250 | 1250 | 0 |  | 0 | 0 | 0 | 0 | 0 | 0 | [6 empty] | 0 | 0 | 0 | 5 | 1983 | 0 | 0 | E | [6 empty] | 0
3 |  | 9776 | 6579 | IC6 | IC | 1540 |  | OP | 11 | 1986 | FO2 |  |  | FO2 | NG |  | 0 | 1250 | 1250 | 0 |  | 0 | 0 | 7 | 1986 | 11 | 1986 | [6 empty] | 0 | 0 | 0 | 10 | 1986 | 0 | 0 | [7 empty] | 0
3 |  | 9878 | 1440 | 1 | IC | 600 |  |  | 88 | 1940 |  |  |  | NG | FO2 |  | 0 | 0 | 0 | 0 | RE | 12 | 1983 | 0 | 0 | 0 | 0 | [6 empty] | 0 | 0 | 0 | 0 | 1940 | 0 | 0 | E | [6 empty] | 0
3 |  | 9878 | 1440 | 2 | IC | 800 |  |  | 88 | 1949 |  |  |  | NG | FO2 |  | 0 | 0 | 0 | 0 | RE | 12 | 1983 | 0 | 0 | 0 | 0 | [6 empty] | 0 | 0 | 0 | 0 | 1949 | 0 | 0 | E | [6 empty] | 0
3 |  | 9878 | 1440 | 3 | IC | 1400 |  |  | 88 | 1954 |  |  |  | NG | FO2 |  | 0 | 0 | 0 | 0 | RE | 12 | 1983 | 0 | 0 | 0 | 0 | [6 empty] | 0 | 0 | 0 | 0 | 1954 | 0 | 0 | E | [6 empty] | 0
3 |  | 9878 | 1440 | 4 | IC | 1400 |  |  | 88 | 1956 |  |  |  | NG | FO2 |  | 0 | 0 | 0 | 0 | RE | 12 | 1983 | 0 | 0 | 0 | 0 | [6 empty] | 0 | 0 | 0 | 0 | 1956 | 0 | 0 | E | [6 empty] | 0
3 |  | 9878 | 1440 | 5 | IC | 2000 |  |  | 88 | 1961 |  |  |  | NG | FO2 |  | 0 | 0 | 0 | 0 | RE | 12 | 1983 | 0 | 0 | 0 | 0 | [6 empty] | 0 | 0 | 0 | 0 | 1961 | 0 | 0 | E | [6 empty] | 0
3 |  | 9878 | 1440 | 6 | IC | 2500 |  |  | 88 | 1964 |  |  |  | NG | FO2 |  | 0 | 0 | 0 | 0 | RE | 12 | 1983 | 0 | 0 | 0 | 0 | [6 empty] | 0 | 0 | 0 | 0 | 1964 | 0 | 0 | E | [6 empty] | 0
3 |  | 9878 | 1440 | 7 | IC | 3000 |  |  | 88 | 1968 |  |  |  | NG | FO2 |  | 0 | 0 | 0 | 0 | RE | 12 | 1983 | 0 | 0 | 0 | 0 | [6 empty] | 0 | 0 | 0 | 0 | 1968 | 0 | 0 | E | [6 empty] | 0
3 |  | 9878 | 1440 | 8 | IC | 2000 |  |  | 88 | 1971 |  |  |  | NG | FO2 |  | 0 | 0 | 0 | 0 | RE | 12 | 1983 | 0 | 0 | 0 | 0 | [6 empty] | 0 | 0 | 0 | 0 | 1971 | 0 | 0 | E | [6 empty] | 0
3 |  | 9878 | 1440 | 9 | IC | 3600 |  |  | 88 | 1973 |  |  |  | NG | FO2 |  | 0 | 0 | 0 | 0 | RE | 12 | 1983 | 0 | 0 | 0 | 0 | [6 empty] | 0 | 0 | 0 | 0 | 1973 | 0 | 0 | E | [6 empty] | 0
3 |  | 9879 | 190 | 1 | IC | 1000 |  |  | 99 | 1957 |  |  |  | FO2 |  |  | 0 | 0 | 0 | 0 | RE | 2 | 1981 | 0 | 0 | 0 | 0 | [6 empty] | 0 | 0 | 0 | 0 | 1957 | 0 | 0 | E | [6 empty] | 0
3 |  | 9879 | 190 | 4 | ST | 8000 |  |  | 99 | 1949 |  |  |  | NG | FO2 |  | 0 | 0 | 0 | 0 | RE | 2 | 1981 | 0 | 0 | 0 | 0 | [6 empty] | 0 | 0 | 0 | 0 | 1949 | 0 | 0 | E | [6 empty] | 0
3 |  | 9879 | 190 | 5 | ST | 8000 |  |  | 99 | 1953 |  |  |  | NG | FO2 |  | 0 | 0 | 0 | 0 | RE | 2 | 1981 | 0 | 0 | 0 | 0 | [6 empty] | 0 | 0 | 0 | 0 | 1953 | 0 | 0 | E | [6 empty] | 0
3 |  | 9879 | 190 | 6 | ST | 12000 |  |  | 99 | 1958 |  |  |  | NG | FO2 |  | 0 | 0 | 0 | 0 | RE | 2 | 1981 | 0 | 0 | 0 | 0 | [6 empty] | 0 | 0 | 0 | 0 | 1958 | 0 | 0 | E | [6 empty] | 0
3 |  | 9880 | 1442 | 1 | IC | 300 |  |  | 99 | 1952 |  |  |  | FO2 | NG |  | 0 | 0 | 0 | 0 | RE | 1 | 1981 | 0 | 0 | 0 | 0 | [6 empty] | 0 | 0 | 0 | 0 | 1952 | 0 | 0 | E | [6 empty] | 0
3 |  | 9880 | 1442 | 2 | IC | 300 |  |  | 99 | 1952 |  |  |  | FO2 | NG |  | 0 | 0 | 0 | 0 | RE | 1 | 1981 | 0 | 0 | 0 | 0 | [6 empty] | 0 | 0 | 0 | 0 | 1952 | 0 | 0 | E | [6 empty] | 0
3 |  | 9880 | 1442 | 3 | IC | 300 |  |  | 99 | 1952 |  |  |  | FO2 | NG |  | 0 | 0 | 0 | 0 | RE | 1 | 1981 | 0 | 0 | 0 | 0 | [6 empty] | 0 | 0 | 0 | 0 | 1952 | 0 | 0 | E | [6 empty] | 0
3 |  | 9880 | 1442 | 4 | IC | 300 |  |  | 99 | 1958 |  |  |  | FO2 | NG |  | 0 | 0 | 0 | 0 | RE | 1 | 1981 | 0 | 0 | 0 | 0 | [6 empty] | 0 | 0 | 0 | 0 | 1958 | 0 | 0 | E | [6 empty] | 0
3 |  | 9880 | 1442 | 5 | IC | 500 |  |  | 99 | 1947 |  |  |  | FO2 | NG |  | 0 | 0 | 0 | 0 | RE | 1 | 1981 | 0 | 0 | 0 | 0 | [6 empty] | 0 | 0 | 0 | 0 | 1947 | 0 | 0 | E | [6 empty] | 0
3 |  | 9928 | 504 | 1 | IC | 900 |  | SB | 11 | 1951 | FO2 |  |  | FO2 | NG |  | 0 | 750 | 750 | 0 |  | 0 | 0 | 0 | 0 | 0 | 0 | [6 empty] | 0 | 0 | 0 | 10 | 1951 | 0 | 0 | E | [6 empty] | 0
3 |  | 9928 | 504 | 2 | IC | 900 |  | SB | 7 | 1949 | FO2 |  |  | FO2 |  |  | 0 | 750 | 750 | 0 |  | 0 | 0 | 0 | 0 | 0 | 0 | [6 empty] | 0 | 0 | 0 | 6 | 1949 | 0 | 0 | E | [6 empty] | 0
3 |  | 9928 | 504 | 3 | IC | 300 |  | SB | 2 | 1945 | FO2 |  |  | FO2 |  |  | 0 | 225 | 225 | 0 |  | 0 | 0 | 0 | 0 | 0 | 0 | [6 empty] | 0 | 0 | 0 | 1 | 1945 | 0 | 0 | E | [6 empty] | 0
3 |  | 9928 | 504 | 4 | IC | 1300 |  | SB | 12 | 1964 | FO2 |  |  | FO2 | NG |  | 0 | 1165 | 1165 | 0 |  | 0 | 0 | 0 | 0 | 0 | 0 | [6 empty] | 0 | 0 | 0 | 11 | 1964 | 0 | 0 | E | [6 empty] | 0
3 |  | 9928 | 504 | 5 | IC | 300 |  | SB | 4 | 1946 | FO2 |  |  | FO2 |  |  | 0 | 225 | 225 | 0 |  | 0 | 0 | 0 | 0 | 0 | 0 | [6 empty] | 0 | 0 | 0 | 3 | 1946 | 0 | 0 | E | [6 empty] | 0
3 |  | 9973 | 2138 | 3 | IC | 200 | C | OP | 88 | 1941 | FO2 |  |  | FO2 |  |  | 12000 | 200 | 200 | 0 |  | 0 | 0 | 0 | 0 | 0 | 0 | [6 empty] | 0 | 0 | 0 | 0 | 1941 | 0 | 0 | E | [6 empty] | 0
3 |  | 9973 | 2138 | 5 | IC | 1000 |  |  | 99 | 1947 |  |  |  | NG | FO2 |  | 0 | 0 | 0 | 0 | RE | 12 | 1982 | 0 | 0 | 0 | 0 | [6 empty] | 0 | 0 | 0 | 0 | 1947 | 0 | 0 | E | [6 empty] | 0
3 |  | 9973 | 2138 | 6 | IC | 784 | C | OP | 88 | 1952 | FO2 |  |  | FO2 |  |  | 11308 | 800 | 850 | 0 |  | 0 | 0 | 0 | 0 | 0 | 0 | [6 empty] | 0 | 0 | 0 | 0 | 1952 | 0 | 0 | E | [6 empty] | 0
3 |  | 9973 | 2138 | 7 | IC | 900 | P | OP | 88 | 1956 | FO2 |  |  | NG | FO2 |  | 11150 | 750 | 800 | 0 |  | 0 | 0 | 0 | 0 | 0 | 0 | [6 empty] | 0 | 0 | 0 | 0 | 1956 | 0 | 0 | E | [6 empty] | 0
3 |  | 9973 | 2138 | 8 | IC | 1500 | P | OP | 9 | 1969 | FO2 |  |  | NG | FO2 |  | 10520 | 1475 | 1500 | 0 |  | 0 | 0 | 0 | 0 | 0 | 0 | [6 empty] | 0 | 0 | 0 | 8 | 1969 | 0 | 0 | E | [6 empty] | 0
3 |  | 9973 | 2138 | 9 | IC | 900 | P | OP | 7 | 1982 | FO2 |  |  | NG | FO2 |  | 12000 | 850 | 900 | 0 |  | 0 | 0 | 0 | 0 | 0 | 0 | [6 empty] | 0 | 0 | 0 | 6 | 1982 | 0 | 0 | E | [6 empty] | 0
3 |  | 9996 | 1294 | 1 | ST | 46000 | C | OP | 1 | 1955 | NG | FO2 |  | BIT | NG |  | 10950 | 37000 | 37000 | 0 |  | 0 | 0 | 0 | 0 | 0 | 0 | [6 empty] | 0 | 0 | 0 | 11 | 1954 | 0 | 0 | [7 empty] | 0
3 |  | 9996 | 1294 | 2 | ST | 50000 | C | OP | 6 | 1957 | NG | FO2 |  | BIT | NG |  | 10950 | 37000 | 37000 | 0 |  | 0 | 0 | 0 | 0 | 0 | 0 | [6 empty] | 0 | 0 | 0 | 4 | 1957 | 0 | 0 | [7 empty] | 0
3 |  | 9996 | 1294 | 3 | ST | 65280 | C | OP | 3 | 1962 | NG | FO2 |  | BIT | NG |  | 10100 | 55000 | 55000 | 0 |  | 0 | 0 | 0 | 0 | 0 | 0 | [6 empty] | 0 | 0 | 0 | 1 | 1962 | 0 | 0 | [7 empty] | 0
3 |  | 9996 | 1295 | 7 | ST | 34000 |  |  | 99 | 1938 |  |  |  | NG |  |  | 0 | 0 | 0 | 0 | RE | 0 | 0 | 0 | 0 | 0 | 0 | [6 empty] | 0 | 0 | 0 | 0 | 1938 | 0 | 0 | E | [6 empty] | 0
3 |  | 9996 | 1295 | 8 | ST | 34000 |  |  | 99 | 1947 |  |  |  | NG |  |  | 0 | 0 | 0 | 0 | RE | 0 | 0 | 0 | 0 | 0 | 0 | [6 empty] | 0 | 0 | 0 | 0 | 1947 | 0 | 0 | E | [6 empty] | 0
3 |  | 9996 | 1295 | 9 | ST | 35000 |  |  | 99 | 1952 |  |  |  | NG | BIT |  | 0 | 0 | 0 | 0 | RE | 0 | 0 | 0 | 0 | 0 | 0 | [6 empty] | 0 | 0 | 0 | 0 | 1952 | 0 | 0 | E | [6 empty] | 0
3 |  | 9996 | 1295 | GT1 | GT | 15290 | P | SB | 6 | 1969 | FO2 |  |  | FO2 |  |  | 16400 | 14000 | 14000 | 0 |  | 0 | 0 | 0 | 0 | 0 | 0 | [6 empty] | 0 | 0 | 0 | 5 | 1969 | 0 | 0 | [7 empty] | 0
3 |  | 9996 | 1295 | GT2 | GT | 65500 | P | SB | 7 | 1974 | FO2 |  |  | FO2 |  |  | 13000 | 45000 | 45000 | 0 |  | 0 | 0 | 0 | 0 | 0 | 0 | [6 empty] | 0 | 0 | 0 | 6 | 1974 | 0 | 0 | E | [6 empty] | 0
3 |  | 9996 | 1295 | GT3 | GT | 64700 | P | SB | 8 | 1977 | FO2 |  |  | FO2 |  |  | 13000 | 45000 | 45000 | 0 |  | 0 | 0 | 0 | 0 | 0 | 0 | [6 empty] | 0 | 0 | 0 | 6 | 1977 | 0 | 0 | [7 empty] | 0
3 |  | 9996 | 1295 | ST1 | ST | 81600 | B | OP | 5 | 1965 | NG | FO2 | LPG | BIT | NG |  | 9250 | 73000 | 73000 | 0 |  | 0 | 0 | 0 | 0 | 0 | 0 | [6 empty] | 0 | 0 | 0 | 3 | 1965 | 0 | 0 | [7 empty] | 0
3 |  | 9996 | 1295 | ST2 | ST | 157500 | B | OP | 12 | 1971 | NG | FO2 | LPG | BIT | NG |  | 9500 | 135000 | 135000 | 0 |  | 0 | 0 | 0 | 0 | 0 | 0 | [6 empty] | 0 | 0 | 0 | 11 | 1971 | 0 | 0 | [7 empty] | 0
3 |  | 9996 | 6064 | 1 | ST | 261000 | B | OP | 2 | 1981 | FO2 |  |  | SUB |  |  | 11083 | 235000 | 235000 | 0 |  | 0 | 0 | 0 | 0 | 0 | 0 | [6 empty] | 0 | 0 | 0 | 1 | 1981 | 0 | 0 | [7 empty] | 0
3 |  | 9996 | 6064 | 2 | ST | 0 |  |  | 0 | 0 | [6 empty] | 0 | 0 | 0 | 300000 | CN | 99 | 9999 | 6 | 1982 | 5 | 1986 |  |  |  | COL |  |  | 0 | 0 | 0 | 0 | 0 | 281000 | 287000 | [7 empty] | 0
3 |  | 10000 | 1241 | 1 | ST | 893400 | B | OP | 6 | 1973 | FO2 |  |  | BIT |  |  | 10579 | 686000 | 686000 | 0 |  | 0 | 0 | 0 | 0 | 0 | 0 | [6 empty] | 0 | 0 | 0 | 3 | 1973 | 0 | 0 | E | [6 empty] | 0
3 |  | 10000 | 1241 | 2 | ST | 685170 | B | OP | 5 | 1977 | FO2 |  |  | SUB |  |  | 10473 | 640000 | 640000 | 0 |  | 0 | 0 | 0 | 0 | 0 | 0 | [6 empty] | 0 | 0 | 0 | 2 | 1977 | 0 | 0 | E | [6 empty] | 0
3 |  | 10000 | 2078 | 1 | ST | 11500 | B |  | 9 | 1949 | NG |  |  | NG |  |  | 0 | 11352 | 11607 | 0 | RE | 11 | 1985 | 0 | 0 | 0 | 0 | [6 empty] | 0 | 0 | 0 | 8 | 1949 | 0 | 0 | E | E | E |  |  |  |  | 0
3 |  | 10000 | 2078 | 5 | ST | 10000 | B |  | 3 | 1929 | NG |  |  | NG |  |  | 0 | 9893 | 10116 | 0 | RE | 11 | 1985 | 0 | 0 | 0 | 0 | [6 empty] | 0 | 0 | 0 | 2 | 1929 | 0 | 0 |  | E | E |  |  |  |  | 0
3 |  | 10000 | 2078 | 7 | ST | 36000 | P | OP | 11 | 1929 | NG |  |  | NG | BIT |  | 17020 | 36000 | 36000 | 0 |  | 0 | 0 | 0 | 0 | 0 | 0 | [6 empty] | 0 | 0 | 0 | 10 | 1929 | 0 | 0 | E | [6 empty] | 0
3 |  | 10000 | 2078 | 8 | ST | 30000 |  |  | 99 | 1936 |  |  |  | BIT | NG |  | 0 | 0 | 0 | 0 | RE | 12 | 1982 | 0 | 0 | 0 | 0 | [6 empty] | 0 | 0 | 0 | 0 | 1936 | 0 | 0 | E | [6 empty] | 0
3 |  | 10000 | 2078 | 9 | ST | 40250 | P | OP | 2 | 1948 | NG |  |  | NG |  |  | 17000 | 43000 | 43000 | 0 |  | 0 | 0 | 0 | 0 | 0 | 0 | [6 empty] | 0 | 0 | 0 | 1 | 1948 | 0 | 0 | E | [6 empty] | 0
3 |  | 10000 | 2079 | 1 | ST | 69000 | P |  | 6 | 1951 | NG |  |  | BIT | NG | FO2 | 0 | 0 | 0 | 69000 | RE | 12 | 1984 | 0 | 0 | 0 | 0 | [6 empty] | 0 | 0 | 0 | 0 | 1951 | 0 | 0 | E | [6 empty] | 0
3 |  | 10000 | 2079 | 2 | ST | 69000 | P |  | 8 | 1951 | NG |  |  | BIT | NG | FO2 | 0 | 0 | 0 | 69000 | RE | 12 | 1984 | 0 | 0 | 0 | 0 | [6 empty] | 0 | 0 | 0 | 0 | 1951 | 0 | 0 | E | [6 empty] | 0
3 |  | 10000 | 2079 | 3 | ST | 112500 |  |  | 7 | 1953 |  |  |  | BIT | NG |  | 0 | 0 | 0 | 0 | RE | 12 | 1984 | 0 | 0 | 0 | 0 | [6 empty] | 0 | 0 | 0 | 0 | 1953 | 0 | 0 | E | [6 empty] | 0
3 |  | 10000 | 2079 | 4 | ST | 142788 |  |  | 6 | 1955 |  |  |  | BIT | NG |  | 0 | 0 | 0 | 0 | RE | 12 | 1984 | 0 | 0 | 0 | 0 | [6 empty] | 0 | 0 | 0 | 0 | 1955 | 0 | 0 | E | [6 empty] | 0
3 |  | 10000 | 2079 | 5 | ST | 514800 | B | OP | 5 | 1969 | NG | FO2 |  | SUB | NG |  | 10314 | 457000 | 457000 | 0 |  | 0 | 0 | 0 | 0 | 0 | 0 | [6 empty] | 0 | 0 | 0 | 3 | 1969 | 0 | 0 | E | [6 empty] | 0
3 |  | 10000 | 2080 | 1 | ST | 187500 | B | OP | 7 | 1958 | FO2 |  |  | SUB |  |  | 10446 | 150000 | 150000 | 0 |  | 0 | 0 | 0 | 0 | 0 | 0 | [6 empty] | 0 | 0 | 0 | 6 | 1958 | 0 | 0 | E | [6 empty] | 0
3 |  | 10000 | 2080 | 2 | ST | 187500 | B | OP | 4 | 1960 | FO2 |  |  | SUB |  |  | 10904 | 150000 | 150000 | 0 |  | 0 | 0 | 0 | 0 | 0 | 0 | [6 empty] | 0 | 0 | 0 | 3 | 1960 | 0 | 0 | E | [6 empty] | 0
3 |  | 10000 | 2080 | 3 | ST | 188100 | B | OP | 5 | 1964 | FO2 |  |  | SUB |  |  | 10618 | 160000 | 160000 | 0 |  | 0 | 0 | 0 | 0 | 0 | 0 | [6 empty] | 0 | 0 | 0 | 3 | 1964 | 0 | 0 | E | [6 empty] | 0
3 |  | 10000 | 2081 | 1 | ST | 35000 |  |  | 99 | 1940 |  |  |  | NG | FO2 |  | 0 | 0 | 0 | 0 | RE | 3 | 1982 | 0 | 0 | 0 | 0 | [6 empty] | 0 | 0 | 0 | 0 | 1940 | 0 | 0 | E | [6 empty] | 0
3 |  | 10000 | 2081 | 2 | ST | 23000 |  |  | 99 | 1920 |  |  |  | NG | FO2 |  | 0 | 0 | 0 | 0 | RE | 3 | 1982 | 0 | 0 | 0 | 0 | [6 empty] | 0 | 0 | 0 | 0 | 1920 | 0 | 0 | E | [6 empty] | 0
3 |  | 10000 | 2081 | 4 | ST | 30000 |  |  | 99 | 1922 |  |  |  | NG | FO2 |  | 0 | 0 | 0 | 0 | RE | 3 | 1982 | 0 | 0 | 0 | 0 | [6 empty] | 0 | 0 | 0 | 0 | 1922 | 0 | 0 | E | [6 empty] | 0
3 |  | 10000 | 2081 | 5 | ST | 30000 |  |  | 99 | 1925 |  |  |  | NG | FO2 |  | 0 | 0 | 0 | 0 | RE | 3 | 1982 | 0 | 0 | 0 | 0 | [6 empty] | 0 | 0 | 0 | 0 | 1925 | 0 | 0 | E | [6 empty] | 0
3 |  | 10000 | 2081 | 7 | ST | 15000 |  |  | 99 | 1938 |  |  |  | NG | FO2 |  | 0 | 0 | 0 | 0 | RE | 3 | 1982 | 0 | 0 | 0 | 0 | [6 empty] | 0 | 0 | 0 | 0 | 1938 | 0 | 0 | E | [6 empty] | 0
3 |  | 10000 | 2081 | 11 | GT | 50400 | P | OP | 5 | 1972 | FO2 |  |  | FO2 |  |  | 12500 | 49000 | 65000 | 0 |  | 0 | 0 | 0 | 0 | 0 | 0 | [6 empty] | 0 | 0 | 0 | 4 | 1972 | 0 | 0 | E | [6 empty] | 0
3 |  | 10000 | 2081 | 12 | GT | 50400 | P | OP | 5 | 1972 | FO2 |  |  | FO2 |  |  | 12400 | 50000 | 65000 | 0 |  | 0 | 0 | 0 | 0 | 0 | 0 | [6 empty] | 0 | 0 | 0 | 4 | 1972 | 0 | 0 | E | [6 empty] | 0
3 |  | 10000 | 2081 | 13 | GT | 64700 | P | OP | 6 | 1976 | FO2 |  |  | FO2 |  |  | 12200 | 53000 | 65000 | 0 |  | 0 | 0 | 0 | 0 | 0 | 0 | [6 empty] | 0 | 0 | 0 | 5 | 1976 | 0 | 0 | E | [6 empty] | 0
3 |  | 10000 | 2081 | 14 | GT | 64700 | P | OP | 6 | 1976 | FO2 |  |  | FO2 |  |  | 12200 | 55000 | 65000 | 0 |  | 0 | 0 | 0 | 0 | 0 | 0 | [6 empty] | 0 | 0 | 0 | 5 | 1976 | 0 | 0 | E | [6 empty] | 0
3 |  | 10000 | 2081 | 15 | GT | 64700 | P | OP | 5 | 1975 | FO2 |  |  | FO2 |  |  | 12900 | 49000 | 65000 | 0 |  | 0 | 0 | 0 | 0 | 0 | 0 | [6 empty] | 0 | 0 | 0 | 4 | 1975 | 0 | 0 | E | [6 empty] | 0
3 |  | 10000 | 2081 | 16 | GT | 64700 | P | OP | 5 | 1975 | FO2 |  |  | FO2 |  |  | 12900 | 50000 | 65000 | 0 |  | 0 | 0 | 0 | 0 | 0 | 0 | [6 empty] | 0 | 0 | 0 | 4 | 1975 | 0 | 0 | E | [6 empty] | 0
3 |  | 10000 | 2081 | 17 | GT | 64700 | P | OP | 5 | 1977 | FO2 |  |  | FO2 |  |  | 12200 | 54000 | 65000 | 0 |  | 0 | 0 | 0 | 0 | 0 | 0 | [6 empty] | 0 | 0 | 0 | 4 | 1977 | 0 | 0 | E | [6 empty] | 0
3 |  | 10000 | 2081 | 18 | GT | 64700 | P | OP | 5 | 1977 | FO2 |  |  | FO2 |  |  | 12500 | 54000 | 65000 | 0 |  | 0 | 0 | 0 | 0 | 0 | 0 | [6 empty] | 0 | 0 | 0 | 4 | 1977 | 0 | 0 | E | [6 empty] | 0
3 |  | 10000 | 6065 | 1 | ST | 725850 | B | OP | 5 | 1980 | FO2 |  |  | SUB |  |  | 9831 | 670000 | 670000 | 0 |  | 0 | 0 | 0 | 0 | 0 | 0 | [6 empty] | 0 | 0 | 0 | 1 | 1980 | 0 | 0 | E | [6 empty] | 0
3 |  | 10000 | 6065 | 2 | ST | 0 |  |  | 0 | 0 | [6 empty] | 0 | 0 | 0 | 541642 | PL | 0 | 0 | 5 | 1985 | 6 | 2002 |  |  |  | SUB |  |  | 500000 | 500000 | 0 | 0 | 0 | 503193 | 513475 | [7 empty] | 0
3 |  | 10000 | 6184 | 1 | GT | 0 |  |  | 0 | 0 | [6 empty] | 0 | 0 | 0 | 279000 | CN | 99 | 9999 | 5 | 1985 | 5 | 1987 |  |  |  | PET |  |  | 0 | 0 | 0 | 0 | 0 | 223000 | 268000 | [7 empty] | 0
3 |  | 10000 | 7160 | NA1 | GT | 0 |  |  | 0 | 0 | [6 empty] | 0 | 0 | 0 | 105000 | PL | 0 | 0 | 3 | 1996 | 6 | 1996 | LO |  |  | NG | FO2 |  | 90000 | 105000 | 0 | 0 | 0 | 85706 | 102911 | [7 empty] | 0
3 |  | 10000 | 7160 | NA2 | GT | 0 |  |  | 0 | 0 | [6 empty] | 0 | 0 | 0 | 105000 | PL | 0 | 0 | 3 | 1996 | 6 | 1997 | LO |  |  | NG | FO2 |  | 90000 | 105000 | 0 | 0 | 0 | 85706 | 102911 | [7 empty] | 0
3 |  | 10000 | 7160 | NA3 | GT | 0 |  |  | 0 | 0 | [6 empty] | 0 | 0 | 0 | 105000 | PL | 0 | 0 | 3 | 1996 | 6 | 1998 |  |  |  | NG | FO2 |  | 90000 | 105000 | 0 | 0 | 0 | 85706 | 102911 | [7 empty] | 0
3 |  | 10000 | 7160 | NA7 | GT | 0 |  |  | 0 | 0 | [6 empty] | 0 | 0 | 0 | 144000 | PL | 0 | 0 | 6 | 1999 | 6 | 2001 |  |  |  | NG | FO2 |  | 144000 | 160000 | 0 | 0 | 0 | 116741 | 140194 | [7 empty] | 0
3 |  | 10000 | 7161 | NA1 | GT | 0 |  |  | 0 | 0 | [6 empty] | 0 | 0 | 0 | 144000 | PL | 0 | 0 | 6 | 1997 | 6 | 1999 |  |  |  | NG | FO2 |  | 144000 | 160000 | 0 | 0 | 0 | 116741 | 140194 | [7 empty] | 0
3 |  | 10000 | 7161 | NA2 | GT | 0 |  |  | 0 | 0 | [6 empty] | 0 | 0 | 0 | 144000 | PL | 0 | 0 | 6 | 1997 | 6 | 2000 | LO |  |  | NG | FO2 |  | 144000 | 160000 | 0 | 0 | 0 | 116741 | 140194 | [7 empty] | 0
3 |  | 10000 | 7161 | NA3 | GT | 0 |  |  | 0 | 0 | [6 empty] | 0 | 0 | 0 | 144000 | PL | 0 | 0 | 3 | 1998 | 6 | 2000 | LO |  |  | NG | FO2 |  | 144000 | 160000 | 0 | 0 | 0 | 116741 | 140194 | [7 empty] | 0
3 |  | 10000 | 7281 | CT1 | GT | 19600 | P | OP | 6 | 1990 | FO2 |  |  | FO2 | NG |  | 14948 | 15000 | 15000 | 0 |  | 0 | 0 | 0 | 0 | 0 | 0 | [6 empty] | 0 | 0 | 0 | 6 | 1990 | 0 | 0 | [7 empty] | 0
3 |  | 10000 | 7281 | CT2 | GT | 19600 | P | OP | 5 | 1990 | FO2 |  |  | FO2 | NG |  | 15660 | 16000 | 16000 | 0 |  | 0 | 0 | 0 | 0 | 0 | 0 | [6 empty] | 0 | 0 | 0 | 5 | 1990 | 0 | 0 | [7 empty] | 0
3 |  | 10005 | 1240 | 1 | ST | 149600 | C | OP | 6 | 1961 | NG |  |  | NG | FO6 |  | 9897 | 150500 | 150500 | 0 |  | 0 | 0 | 0 | 0 | 0 | 0 | [6 empty] | 0 | 0 | 0 | 5 | 1961 | 0 | 0 | [7 empty] | 0
3 |  | 10005 | 1240 | 2 | ST | 389700 | C | OP | 6 | 1967 | NG |  |  | NG | FO6 |  | 9853 | 360600 | 360600 | 0 |  | 0 | 0 | 0 | 0 | 0 | 0 | [6 empty] | 0 | 0 | 0 | 4 | 1967 | 0 | 0 | [7 empty] | 0
3 |  | 10005 | 1242 | 1 | ST | 46000 | P | SB | 5 | 1952 | NG |  |  | NG | FO6 |  | 11101 | 46100 | 46100 | 0 |  | 0 | 0 | 0 | 0 | 0 | 0 | [6 empty] | 0 | 0 | 0 | 5 | 1952 | 0 | 0 | [7 empty] | 0
3 |  | 10005 | 1242 | 2 | ST | 75000 | P | SB | 2 | 1954 | NG |  |  | NG | FO6 |  | 11157 | 69200 | 69200 | 0 |  | 0 | 0 | 0 | 0 | 0 | 0 | [6 empty] | 0 | 0 | 0 | 2 | 1954 | 0 | 0 | [7 empty] | 0
3 |  | 10005 | 1242 | 3 | ST | 113636 | C | OP | 6 | 1956 | NG |  |  | NG | FO6 |  | 10755 | 105800 | 105800 | 0 |  | 0 | 0 | 0 | 0 | 0 | 0 | [6 empty] | 0 | 0 | 0 | 4 | 1956 | 0 | 0 | [7 empty] | 0
3 |  | 10005 | 1242 | 4 | ST | 113636 | C | OP | 4 | 1959 | NG |  |  | NG | FO6 |  | 10651 | 104700 | 104700 | 0 |  | 0 | 0 | 0 | 0 | 0 | 0 | [6 empty] | 0 | 0 | 0 | 2 | 1959 | 0 | 0 | [7 empty] | 0
3 |  | 10005 | 1243 | 1 | ST | 15000 |  |  | 99 | 1924 |  |  |  | COL |  |  | 0 | 0 | 0 | 0 | RE | 0 | 0 | 0 | 0 | 0 | 0 | [6 empty] | 0 | 0 | 0 | 0 | 1924 | 0 | 0 | E | [6 empty] | 0
3 |  | 10005 | 1243 | 2 | ST | 25000 |  |  | 99 | 1927 |  |  |  | COL |  |  | 0 | 0 | 0 | 0 | RE | 0 | 0 | 0 | 0 | 0 | 0 | [6 empty] | 0 | 0 | 0 | 0 | 1927 | 0 | 0 | E | [6 empty] | 0
3 |  | 10005 | 1243 | 3 | ST | 73500 | P | OS | 11 | 1954 | NG |  |  | NG | FO6 |  | 18702 | 70467 | 71979 | 0 |  | 0 | 0 | 0 | 0 | 0 | 0 | [6 empty] | 0 | 0 | 0 | 10 | 1954 | 0 | 0 | E | E | E |  |  |  |  | 0
3 |  | 10005 | 1244 | 1 | ST | 23000 | P |  | 8 | 1938 | NG |  |  | NG | FO6 |  | 0 | 26900 | 26900 | 0 | RE | 12 | 1985 | 0 | 0 | 0 | 0 | [6 empty] | 0 | 0 | 0 | 7 | 1938 | 0 | 0 | E | [6 empty] | 0
3 |  | 10005 | 1244 | 2 | ST | 31300 | P |  | 0 | 1948 | NG |  |  | NG | FO6 |  | 0 | 30400 | 30400 | 0 | RE | 12 | 1985 | 0 | 0 | 0 | 0 | [6 empty] | 0 | 0 | 0 | 9 | 1948 | 0 | 0 | E | [6 empty] | 0
3 |  | 10005 | 1244 | 3 | ST | 33000 | P |  | 9 | 1949 | NG |  |  | NG | FO6 |  | 58267 | 34500 | 34500 | 0 | RE | 12 | 1985 | 0 | 0 | 0 | 0 | [6 empty] | 0 | 0 | 0 | 8 | 1949 | 0 | 0 | E | [6 empty] | 0
3 |  | 10005 | 1245 | 3 | ST | 10000 | P |  | 5 | 1918 | NG |  |  | NG | FO2 |  | 9000 | 10000 | 10000 | 0 | RE | 6 | 1986 | 0 | 0 | 0 | 0 | [6 empty] | 0 | 0 | 0 | 4 | 1918 | 0 | 0 | E | [6 empty] | 0
3 |  | 10005 | 1245 | 4 | ST | 10000 | P |  | 8 | 1920 | NG |  |  | NG | FO2 |  | 9000 | 10000 | 10000 | 0 | RE | 6 | 1986 | 0 | 0 | 0 | 0 | [6 empty] | 0 | 0 | 0 | 7 | 1920 | 0 | 0 | E | [6 empty] | 0
3 |  | 10005 | 1245 | 5 | IC | 2860 | C | SB | 8 | 1969 | FO2 |  |  | FO2 |  |  | 0 | 3000 | 3000 | 0 |  | 0 | 0 | 0 | 0 | 0 | 0 | [6 empty] | 0 | 0 | 0 | 8 | 1969 | 0 | 0 | [7 empty] | 0
3 |  | 10015 | 1247 | 1 | IC | 200 |  |  | 99 | 1915 |  |  |  | FO2 |  |  | 0 | 0 | 0 | 0 | RE | 8 | 1981 | 0 | 0 | 0 | 0 | [6 empty] | 0 | 0 | 0 | 0 | 1915 | 0 | 0 | E | [6 empty] | 0
3 |  | 10015 | 1247 | 2 | IC | 200 |  |  | 99 | 1917 |  |  |  | FO2 |  |  | 0 | 0 | 0 | 0 | RE | 8 | 1981 | 0 | 0 | 0 | 0 | [6 empty] | 0 | 0 | 0 | 0 | 1917 | 0 | 0 | E | [6 empty] | 0
3 |  | 10015 | 1247 | 3 | IC | 200 |  |  | 99 | 1918 |  |  |  | FO2 |  |  | 0 | 0 | 0 | 0 | RE | 8 | 1981 | 0 | 0 | 0 | 0 | [6 empty] | 0 | 0 | 0 | 0 | 1918 | 0 | 0 | E | [6 empty] | 0
3 |  | 10015 | 1247 | 4 | IC | 700 |  |  | 99 | 1946 |  |  |  | FO2 |  |  | 0 | 0 | 0 | 0 | RE | 8 | 1981 | 0 | 0 | 0 | 0 | [6 empty] | 0 | 0 | 0 | 0 | 1946 | 0 | 0 | E | [6 empty] | 0
3 |  | 10015 | 1248 | GT1 | GT | 79100 | P | OP | 5 | 1974 | NG | FO2 |  | NG | FO2 |  | 12856 | 52000 | 52000 | 0 |  | 0 | 0 | 0 | 0 | 0 | 0 | [6 empty] | 0 | 0 | 0 | 4 | 1974 | 0 | 0 | E | [6 empty] | 0
3 |  | 10015 | 1248 | GT2 | GT | 79100 | P | OP | 5 | 1974 | NG | FO2 |  | NG | FO2 |  | 12856 | 51000 | 51000 | 0 |  | 0 | 0 | 0 | 0 | 0 | 0 | [6 empty] | 0 | 0 | 0 | 4 | 1974 | 0 | 0 | E | [6 empty] | 0
3 |  | 10015 | 1248 | GT3 | GT | 79100 | P | OP | 5 | 1974 | NG | FO2 |  | NG | FO2 |  | 12856 | 52000 | 52000 | 0 |  | 0 | 0 | 0 | 0 | 0 | 0 | [6 empty] | 0 | 0 | 0 | 4 | 1974 | 0 | 0 | E | [6 empty] | 0
3 |  | 10015 | 1248 | GT4 | GT | 84300 | P | OP | 6 | 1975 | FO2 |  |  | FO2 |  |  | 11512 | 81000 | 81000 | 0 |  | 0 | 0 | 0 | 0 | 0 | 0 | [6 empty] | 0 | 0 | 0 | 5 | 1975 | 0 | 0 | E | [6 empty] | 0
3 |  | 10015 | 1248 | ST1 | ST | 27100 | P | OS | 6 | 1950 | NG | FO6 | FO2 | NG | FO6 |  | 14090 | 20000 | 20000 | 0 |  | 0 | 0 | 0 | 0 | 0 | 0 | [6 empty] | 0 | 0 | 0 | 5 | 1950 | 0 | 0 | E | [6 empty] | 0
3 |  | 10015 | 1248 | ST2 | ST | 26500 | P | SB | 6 | 1950 | NG | FO6 | FO2 | NG | FO6 |  | 14090 | 17000 | 17000 | 0 |  | 0 | 0 | 0 | 0 | 0 | 0 | [6 empty] | 0 | 0 | 0 | 5 | 1950 | 0 | 0 | E | [6 empty] | 0
3 |  | 10015 | 1248 | ST3 | ST | 40600 | P | SB | 9 | 1951 | NG | FO6 | FO2 | NG | FO6 |  | 13625 | 27000 | 27000 | 0 |  | 0 | 0 | 0 | 0 | 0 | 0 | [6 empty] | 0 | 0 | 0 | 8 | 1951 | 0 | 0 | E | [6 empty] | 0
3 |  | 10015 | 1248 | ST4 | ST | 202000 | P | OP | 5 | 1965 | NG | FO6 | FO2 | NG | FO6 |  | 10745 | 192000 | 192000 | 0 |  | 0 | 0 | 0 | 0 | 0 | 0 | [6 empty] | 0 | 0 | 0 | 3 | 1965 | 0 | 0 | E | [6 empty] | 0
3 |  | 10015 | 1249 | 2 | IC | 300 |  |  | 99 | 1924 |  |  |  | FO2 |  |  | 0 | 0 | 0 | 0 | RE | 12 | 1978 | 0 | 0 | 0 | 0 | [6 empty] | 0 | 0 | 0 | 0 | 1924 | 0 | 0 | E | [6 empty] | 0
3 |  | 10015 | 1249 | 4 | IC | 700 |  |  | 99 | 1948 |  |  |  | FO2 |  |  | 0 | 0 | 0 | 0 | RE | 12 | 1978 | 0 | 0 | 0 | 0 | [6 empty] | 0 | 0 | 0 | 0 | 1948 | 0 | 0 | E | [6 empty] | 0
3 |  | 10015 | 1250 | 1 | ST | 10000 |  |  | 88 | 1939 |  |  |  | NG | FO6 |  | 0 | 0 | 0 | 0 | RE | 88 | 1960 | 0 | 0 | 0 | 0 | [6 empty] | 0 | 0 | 0 | 0 | 1939 | 0 | 0 | E | [6 empty] | 0
3 |  | 10015 | 1250 | 2 | ST | 44100 | P | OS | 12 | 1952 | NG | FO6 | FO2 | NG | FO6 |  | 16166 | 26000 | 26000 | 0 |  | 0 | 0 | 0 | 0 | 0 | 0 | [6 empty] | 0 | 0 | 0 | 11 | 1952 | 0 | 0 | E | [6 empty] | 0
3 |  | 10015 | 1250 | 3 | ST | 61300 | C | OP | 12 | 1954 | NG | FO6 | FO2 | BIT | NG |  | 13305 | 56000 | 56000 | 0 |  | 0 | 0 | 0 | 0 | 0 | 0 | [6 empty] | 0 | 0 | 0 | 11 | 1954 | 0 | 0 | E | [6 empty] | 0
3 |  | 10015 | 1250 | 4 | ST | 134700 | C | OP | 3 | 1960 | NG | FO6 | FO2 | BIT | NG |  | 11856 | 102000 | 102000 | 0 |  | 0 | 0 | 0 | 0 | 0 | 0 | [6 empty] | 0 | 0 | 0 | 2 | 1960 | 0 | 0 | E | [6 empty] | 0
3 |  | 10015 | 1250 | 5 | ST | 448000 | B | OP | 5 | 1971 | NG | FO6 | FO2 | BIT | NG |  | 10661 | 358000 | 358000 | 0 |  | 0 | 0 | 0 | 0 | 0 | 0 | [6 empty] | 0 | 0 | 0 | 2 | 1971 | 0 | 0 | E | [6 empty] | 0
3 |  | 10015 | 1250 | ST1 | ST | 10000 | P | OP | 99 | 1939 | NG | FO6 | FO2 | BIT | NG |  | 10661 | 8000 | 8000 | 0 |  | 0 | 0 | 0 | 0 | 0 | 0 | [6 empty] | 0 | 0 | 0 | 0 | 1939 | 0 | 0 | E | [6 empty] | 0
3 |  | 10015 | 1251 | 2 | ST | 18750 | P |  | 88 | 1947 | NG | FO6 | FO2 | NG | FO6 |  | 14202 | 18000 | 18000 | 0 | RE | 6 | 1986 | 0 | 0 | 0 | 0 | [6 empty] | 0 | 0 | 0 | 0 | 1947 | 0 | 0 | E | [6 empty] | 0
3 |  | 10015 | 1251 | GT1 | GT | 86000 | P | OP | 7 | 1973 | NG | FO2 |  | NG | FO2 |  | 12181 | 67000 | 67000 | 0 |  | 0 | 0 | 0 | 0 | 0 | 0 | [6 empty] | 0 | 0 | 0 | 6 | 1973 | 0 | 0 | E | [6 empty] | 0
3 |  | 10015 | 1251 | ST1 | ST | 15000 | P |  | 5 | 1940 | NG | FO6 | FO2 | NG | FO6 |  | 14202 | 18000 | 18000 | 0 | RE | 6 | 1986 | 0 | 0 | 0 | 0 | [6 empty] | 0 | 0 | 0 | 4 | 1940 | 0 | 0 | E | [6 empty] | 0
3 |  | 10015 | 1252 | 1 | GT | 32000 | P | OP | 6 | 1972 | NG | FO2 |  | NG | FO2 |  | 13502 | 19000 | 19000 | 0 |  | 0 | 0 | 0 | 0 | 0 | 0 | [6 empty] | 0 | 0 | 0 | 5 | 1972 | 0 | 0 | E | [6 empty] | 0
3 |  | 10015 | 1252 | 2 | GT | 32000 | P | OP | 6 | 1972 | NG | FO2 |  | NG | FO2 |  | 13502 | 19000 | 19000 | 0 |  | 0 | 0 | 0 | 0 | 0 | 0 | [6 empty] | 0 | 0 | 0 | 5 | 1972 | 0 | 0 | E | [6 empty] | 0
3 |  | 10015 | 1252 | 5 | ST | 37500 |  |  | 88 | 1948 |  |  |  | NG | FO6 |  | 0 | 0 | 0 | 0 | RE | 88 | 1983 | 0 | 0 | 0 | 0 | [6 empty] | 0 | 0 | 0 | 0 | 1948 | 0 | 0 | E | [6 empty] | 0
3 |  | 10015 | 1252 | 6 | ST | 37500 |  |  | 88 | 1955 |  |  |  | NG | FO6 |  | 0 | 0 | 0 | 0 | RE | 88 | 1983 | 0 | 0 | 0 | 0 | [6 empty] | 0 | 0 | 0 | 0 | 1955 | 0 | 0 | E | [6 empty] | 0
3 |  | 10015 | 1252 | 7 | ST | 96000 | C | OP | 8 | 1957 | NG | FO6 | FO2 | BIT | NG |  | 10980 | 79000 | 79000 | 0 |  | 0 | 0 | 0 | 0 | 0 | 0 | [6 empty] | 0 | 0 | 0 | 7 | 1957 | 0 | 0 | E | [6 empty] | 0
3 |  | 10015 | 1252 | 8 | ST | 176000 | C | OP | 4 | 1962 | NG | FO6 | FO2 | BIT | NG |  | 11008 | 140000 | 140000 | 0 |  | 0 | 0 | 0 | 0 | 0 | 0 | [6 empty] | 0 | 0 | 0 | 2 | 1962 | 0 | 0 | E | [6 empty] | 0
3 |  | 10015 | 6068 | 1 | ST | 720000 | B | OP | 7 | 1978 | FO6 | FO2 |  | SUB |  |  | 11256 | 664000 | 664000 | 0 |  | 0 | 0 | 0 | 0 | 0 | 0 | [6 empty] | 0 | 0 | 0 | 4 | 1978 | 0 | 0 | E | [6 empty] | 0
3 |  | 10015 | 6068 | 2 | ST | 720000 | B | OP | 5 | 1980 | FO6 | FO2 |  | SUB |  |  | 10989 | 673000 | 673000 | 0 |  | 0 | 0 | 0 | 0 | 0 | 0 | [6 empty] | 0 | 0 | 0 | 1 | 1980 | 0 | 0 | E | [6 empty] | 0
3 |  | 10015 | 6068 | 3 | ST | 720000 | B | OP | 5 | 1983 | FO6 | FO2 |  | SUB |  |  | 11286 | 697000 | 697000 | 0 |  | 0 | 0 | 0 | 0 | 0 | 0 | [6 empty] | 0 | 0 | 0 | 1 | 1983 | 0 | 0 | E | [6 empty] | 0
3 |  | 10015 | 6068 | ST4 | ST | 0 |  |  | 0 | 0 | [6 empty] | 0 | 0 | 0 | 720000 | PL | 0 | 0 | 6 | 1994 | 6 | 2002 | LO |  |  | SUB |  |  | 680000 | 680000 | 0 | 0 | 0 | 665895 | 679404 | [7 empty] | 0
3 |  | 10056 | 4118 | 1 | ST | 0 |  |  | 0 | 0 | [6 empty] | 0 | 0 | 0 | 150000 | CN | 99 | 9999 | 1 | 1986 | 1 | 1986 |  |  |  | COL |  |  | 0 | 0 | 0 | 0 | 0 | 142000 | 145000 | [7 empty] | 0
3 |  | 10056 | 4118 | 2 | IC | 2000 | P | OP | 6 | 1966 | FO2 |  |  | FO2 |  |  | 0 | 2000 | 2000 | 0 |  | 0 | 0 | 0 | 0 | 0 | 0 | [6 empty] | 0 | 0 | 0 | 5 | 1966 | 0 | 0 | [7 empty] | 0
3 |  | 10056 | 4118 | 3 | IC | 2000 | P | OP | 6 | 1966 | FO2 |  |  | FO2 |  |  | 0 | 2000 | 2000 | 0 |  | 0 | 0 | 0 | 0 | 0 | 0 | [6 empty] | 0 | 0 | 0 | 5 | 1966 | 0 | 0 | [7 empty] | 0
3 |  | 10056 | 4118 | GT1 | GT | 18000 | P | OP | 5 | 1969 | NG | FO2 |  | NG | FO2 |  | 0 | 20000 | 20000 | 0 |  | 0 | 0 | 0 | 0 | 0 | 0 | [6 empty] | 0 | 0 | 0 | 5 | 1969 | 0 | 0 | E | [6 empty] | 0
3 |  | 10056 | 4118 | IC1 | IC | 2000 | P | OP | 6 | 1966 | FO2 |  |  | FO2 |  |  | 0 | 2000 | 2000 | 0 |  | 0 | 0 | 0 | 0 | 0 | 0 | [6 empty] | 0 | 0 | 0 | 5 | 1966 | 0 | 0 | [7 empty] | 0
3 |  | 10056 | 4119 | 1 | HC | 1100 | B | OP | 6 | 1948 | WAT |  |  | WAT |  |  | 0 | 1100 | 1100 | 0 |  | 0 | 0 | 0 | 0 | 0 | 0 | [6 empty] | 0 | 0 | 0 | 5 | 1948 | 0 | 0 | [7 empty] | 0
3 |  | 10056 | 4119 | 2 | HC | 1100 | B | OP | 6 | 1948 | WAT |  |  | WAT |  |  | 0 | 1100 | 1100 | 0 |  | 0 | 0 | 0 | 0 | 0 | 0 | [6 empty] | 0 | 0 | 0 | 5 | 1948 | 0 | 0 | [7 empty] | 0
3 |  | 10056 | 4119 | 3 | HC | 1100 | B | OP | 6 | 1948 | WAT |  |  | WAT |  |  | 0 | 1100 | 1100 | 0 |  | 0 | 0 | 0 | 0 | 0 | 0 | [6 empty] | 0 | 0 | 0 | 5 | 1948 | 0 | 0 | [7 empty] | 0
3 |  | 10056 | 4120 | 1 | HC | 1800 | B | OP | 88 | 1928 | WAT |  |  | WAT |  |  | 0 | 1800 | 1800 | 0 |  | 0 | 0 | 0 | 0 | 0 | 0 | [6 empty] | 0 | 0 | 0 | 0 | 1928 | 0 | 0 | E | [6 empty] | 0
3 |  | 10056 | 4120 | 2 | HC | 1800 | B | OP | 88 | 1928 | WAT |  |  | WAT |  |  | 0 | 1800 | 1800 | 0 |  | 0 | 0 | 0 | 0 | 0 | 0 | [6 empty] | 0 | 0 | 0 | 0 | 1928 | 0 | 0 | E | [6 empty] | 0
3 |  | 10056 | 4121 | 3 | HC | 1000 | B | OP | 88 | 1907 | WAT |  |  | WAT |  |  | 0 | 1000 | 1000 | 0 |  | 0 | 0 | 0 | 0 | 0 | 0 | [6 empty] | 0 | 0 | 0 | 0 | 1907 | 0 | 0 | E | [6 empty] | 0
3 |  | 10056 | 4121 | 4 | HC | 1000 | B | OP | 88 | 1907 | WAT |  |  | WAT |  |  | 0 | 1000 | 1000 | 0 |  | 0 | 0 | 0 | 0 | 0 | 0 | [6 empty] | 0 | 0 | 0 | 0 | 1907 | 0 | 0 | E | [6 empty] | 0
3 |  | 10056 | 4122 | 1 | HC | 600 | B | OP | 88 | 1926 | WAT |  |  | WAT |  |  | 0 | 600 | 600 | 0 |  | 0 | 0 | 0 | 0 | 0 | 0 | [6 empty] | 0 | 0 | 0 | 0 | 1926 | 0 | 0 | E | [6 empty] | 0
3 |  | 10056 | 4122 | 2 | HC | 600 | B | OP | 88 | 1926 | WAT |  |  | WAT |  |  | 0 | 600 | 600 | 0 |  | 0 | 0 | 0 | 0 | 0 | 0 | [6 empty] | 0 | 0 | 0 | 0 | 1926 | 0 | 0 | E | [6 empty] | 0
3 |  | 10056 | 4122 | 3 | HC | 600 | B | OP | 88 | 1926 | WAT |  |  | WAT |  |  | 0 | 600 | 600 | 0 |  | 0 | 0 | 0 | 0 | 0 | 0 | [6 empty] | 0 | 0 | 0 | 0 | 1926 | 0 | 0 | E | [6 empty] | 0
3 |  | 10056 | 4122 | 4 | HC | 600 | B | OP | 88 | 1926 | WAT |  |  | WAT |  |  | 0 | 600 | 600 | 0 |  | 0 | 0 | 0 | 0 | 0 | 0 | [6 empty] | 0 | 0 | 0 | 0 | 1926 | 0 | 0 | E | [6 empty] | 0
3 |  | 10056 | 4201 | HC1 | HC | 3100 |  | OP | 2 | 1988 | WAT |  |  | WAT |  |  | 0 | 3077 | 3002 | 0 |  | 0 | 0 | 1 | 1988 | 0 | 0 | [6 empty] | 0 | 0 | 0 | 2 | 1988 | 0 | 0 |  | E | E |  |  |  |  | 0
3 |  | 10056 | 4201 | HC2 | HC | 3100 |  | OP | 2 | 1988 | WAT |  |  | WAT |  |  | 0 | 3077 | 3002 | 0 |  | 0 | 0 | 1 | 1988 | 0 | 0 | [6 empty] | 0 | 0 | 0 | 2 | 1988 | 0 | 0 |  | E | E |  |  |  |  | 0
3 |  | 10056 | 7822 | 1 | HC | 2400 | B | OP | 12 | 1940 | WAT |  |  | WAT |  |  | 0 | 2400 | 2400 | 0 |  | 0 | 0 | 0 | 0 | 0 | 0 | [6 empty] | 0 | 0 | 0 | 12 | 1940 | 0 | 0 | [7 empty] | 0
3 |  | 10056 | 7822 | 2 | HC | 2400 | B | OP | 10 | 1942 | WAT |  |  | WAT |  |  | 0 | 2400 | 2400 | 0 |  | 0 | 0 | 0 | 0 | 0 | 0 | [6 empty] | 0 | 0 | 0 | 9 | 1942 | 0 | 0 | [7 empty] | 0
3 |  | 10066 | 530 | 1 | IC | 1000 |  |  | 99 | 1935 |  |  |  | UNK |  |  | 0 | 0 | 0 | 0 | RE | 0 | 0 | 0 | 0 | 0 | 0 | [6 empty] | 0 | 0 | 0 | 0 | 1935 | 0 | 0 | E | [6 empty] | 0
3 |  | 10066 | 530 | 2 | IC | 1000 |  |  | 99 | 1948 |  |  |  | UNK |  |  | 0 | 0 | 0 | 0 | RE | 0 | 0 | 0 | 0 | 0 | 0 | [6 empty] | 0 | 0 | 0 | 0 | 1948 | 0 | 0 | E | [6 empty] | 0
3 |  | 10152 | 2139 | 1 | IC | 400 | P | OP | 88 | 1942 | FO2 |  |  | FO2 |  |  | 11000 | 400 | 400 | 0 |  | 0 | 0 | 0 | 0 | 0 | 0 | [6 empty] | 0 | 0 | 0 | 0 | 1942 | 0 | 0 | E | [6 empty] | 0
3 |  | 10152 | 2139 | 2 | IC | 400 | P | OP | 88 | 1942 | FO2 |  |  | FO2 |  |  | 11000 | 400 | 400 | 0 |  | 0 | 0 | 0 | 0 | 0 | 0 | [6 empty] | 0 | 0 | 0 | 0 | 1942 | 0 | 0 | E | [6 empty] | 0
3 |  | 10152 | 2139 | 3 | IC | 856 | P | OP | 88 | 1942 | FO2 |  |  | FO2 |  |  | 11000 | 856 | 856 | 0 |  | 0 | 0 | 0 | 0 | 0 | 0 | [6 empty] | 0 | 0 | 0 | 0 | 1942 | 0 | 0 | E | [6 empty] | 0
3 |  | 10152 | 2139 | 4 | IC | 2500 | P | OP | 88 | 1975 | FO2 |  |  | NG | FO2 |  | 10000 | 2500 | 2500 | 0 |  | 0 | 0 | 0 | 0 | 0 | 0 | [6 empty] | 0 | 0 | 0 | 0 | 1975 | 0 | 0 | E | [6 empty] | 0
3 |  | 10152 | 2139 | 5 | IC | 1400 | P | OP | 88 | 1949 | FO2 |  |  | FO2 |  |  | 11000 | 1400 | 1400 | 0 |  | 0 | 0 | 0 | 0 | 0 | 0 | [6 empty] | 0 | 0 | 0 | 0 | 1949 | 0 | 0 | E | [6 empty] | 0
3 |  | 10152 | 2139 | 6 | IC | 2000 | P | OP | 88 | 1951 | FO2 |  |  | NG | FO2 |  | 10000 | 2000 | 2000 | 0 |  | 0 | 0 | 0 | 0 | 0 | 0 | [6 empty] | 0 | 0 | 0 | 0 | 1951 | 0 | 0 | E | [6 empty] | 0
3 |  | 10152 | 2139 | 7 | IC | 2500 | P | OP | 88 | 1960 | FO2 |  |  | NG | FO2 |  | 10000 | 2500 | 2500 | 0 |  | 0 | 0 | 0 | 0 | 0 | 0 | [6 empty] | 0 | 0 | 0 | 0 | 1960 | 0 | 0 | E | [6 empty] | 0
3 |  | 10152 | 2139 | 8 | IC | 3100 | P | OP | 88 | 1962 | FO2 |  |  | NG | FO2 |  | 9800 | 3100 | 3100 | 0 |  | 0 | 0 | 0 | 0 | 0 | 0 | [6 empty] | 0 | 0 | 0 | 0 | 1962 | 0 | 0 | E | [6 empty] | 0
3 |  | 10152 | 2139 | 9 | IC | 6250 | P | OP | 88 | 1965 | FO2 |  |  | NG | FO2 |  | 10000 | 6250 | 6250 | 0 |  | 0 | 0 | 0 | 0 | 0 | 0 | [6 empty] | 0 | 0 | 0 | 0 | 1965 | 0 | 0 | E | [6 empty] | 0
3 |  | 10152 | 2139 | 10 | IC | 6250 | P | OP | 88 | 1971 | FO2 |  |  | NG | FO2 |  | 10000 | 6250 | 6250 | 0 |  | 0 | 0 | 0 | 0 | 0 | 0 | [6 empty] | 0 | 0 | 0 | 0 | 1971 | 0 | 0 | E | [6 empty] | 0
3 |  | 10152 | 2139 | 11 | IC | 6250 | P | OP | 88 | 1975 | FO2 |  |  | NG | FO2 |  | 10000 | 6250 | 6250 | 0 |  | 0 | 0 | 0 | 0 | 0 | 0 | [6 empty] | 0 | 0 | 0 | 0 | 1975 | 0 | 0 | E | [6 empty] | 0
3 |  | 10171 | 68 | 1 | ST | 0 |  |  | 0 | 0 | [6 empty] | 0 | 0 | 0 | 708000 | CN | 1 | 1986 | 0 | 0 | 0 | 0 |  |  |  | BIT |  |  | 650000 | 650000 | 0 | 0 | 0 | 655000 | 668000 | [7 empty] | 0
3 |  | 10171 | 68 | 2 | ST | 0 |  |  | 0 | 0 | [6 empty] | 0 | 0 | 0 | 708000 | CN | 1 | 1986 | 0 | 0 | 0 | 0 |  |  |  | BIT |  |  | 0 | 0 | 0 | 0 | 0 | 655000 | 668000 | [7 empty] | 0
3 |  | 10171 | 1354 | 1 | HC | 9419 | C | OP | 11 | 1925 | WAT |  |  | WAT |  |  | 0 | 8000 | 8000 | 0 |  | 0 | 0 | 0 | 0 | 0 | 0 | [6 empty] | 0 | 0 | 0 | 7 | 1925 | 0 | 0 | E | [6 empty] | 0
3 |  | 10171 | 1354 | 2 | HC | 9419 | C | OP | 11 | 1925 | WAT |  |  | WAT |  |  | 0 | 8000 | 8000 | 0 |  | 0 | 0 | 0 | 0 | 0 | 0 | [6 empty] | 0 | 0 | 0 | 7 | 1925 | 0 | 0 | E | [6 empty] | 0
3 |  | 10171 | 1354 | 3 | HC | 9419 |  | OP | 11 | 1925 | WAT |  |  | WAT |  |  | 0 | 8000 | 8000 | 0 |  | 0 | 0 | 0 | 0 | 0 | 0 | [6 empty] | 0 | 0 | 0 | 7 | 1925 | 0 | 0 | E | [6 empty] | 0
3 |  | 10171 | 1355 | 1 | ST | 113636 | B | OP | 5 | 1957 | FO2 |  |  | BIT |  |  | 11107 | 101000 | 103000 | 0 |  | 0 | 0 | 0 | 0 | 0 | 0 | [6 empty] | 0 | 0 | 0 | 4 | 1957 | 0 | 0 | E | [6 empty] | 0
3 |  | 10171 | 1355 | 2 | ST | 179520 | B | OP | 6 | 1963 | FO2 |  |  | BIT |  |  | 10374 | 164000 | 166000 | 0 |  | 0 | 0 | 0 | 0 | 0 | 0 | [6 empty] | 0 | 0 | 0 | 4 | 1963 | 0 | 0 | E | [6 empty] | 0
3 |  | 10171 | 1355 | 3 | ST | 446378 | B | OP | 7 | 1971 | FO2 |  |  | BIT |  |  | 10637 | 396000 | 406000 | 0 |  | 0 | 0 | 0 | 0 | 0 | 0 | [6 empty] | 0 | 0 | 0 | 5 | 1971 | 0 | 0 | [7 empty] | 0
3 |  | 10171 | 1356 | 1 | ST | 556920 | B | OP | 2 | 1974 | FO2 |  |  | BIT |  |  | 10117 | 485000 | 494000 | 0 |  | 0 | 0 | 0 | 0 | 0 | 0 | [6 empty] | 0 | 0 | 0 | 12 | 1973 | 0 | 0 | [7 empty] | 0
3 |  | 10171 | 1356 | 2 | ST | 556380 | B | OP | 4 | 1977 | FO2 |  |  | BIT |  |  | 10333 | 485000 | 490000 | 0 |  | 0 | 0 | 0 | 0 | 0 | 0 | [6 empty] | 0 | 0 | 0 | 3 | 1977 | 0 | 0 | [7 empty] | 0
3 |  | 10171 | 1356 | 3 | ST | 556560 | B | OP | 5 | 1981 | FO2 |  |  | BIT |  |  | 10075 | 500000 | 507000 | 0 |  | 0 | 0 | 0 | 0 | 0 | 0 | [6 empty] | 0 | 0 | 0 | 5 | 1981 | 0 | 0 | [7 empty] | 0
3 |  | 10171 | 1356 | 4 | ST | 556200 | C | OP | 8 | 1984 | FO2 |  |  | BIT |  |  | 10137 | 497000 | 502000 | 0 |  | 0 | 0 | 0 | 0 | 0 | 0 | [6 empty] | 0 | 0 | 0 | 6 | 1984 | 0 | 0 | [7 empty] | 0
3 |  | 10171 | 1357 | 1 | ST | 37500 | C | OP | 3 | 1950 | FO2 |  |  | BIT |  |  | 17588 | 26000 | 29000 | 0 |  | 0 | 0 | 0 | 0 | 0 | 0 | [6 empty] | 0 | 0 | 0 | 2 | 1950 | 0 | 0 | E | [6 empty] | 0
3 |  | 10171 | 1357 | 2 | ST | 37500 | C | OP | 1 | 1950 | FO2 |  |  | BIT |  |  | 17511 | 27000 | 30000 | 0 |  | 0 | 0 | 0 | 0 | 0 | 0 | [6 empty] | 0 | 0 | 0 | 12 | 1949 | 0 | 0 | E | [6 empty] | 0
3 |  | 10171 | 1357 | 3 | ST | 75000 | B | OP | 4 | 1954 | FO2 |  |  | BIT |  |  | 12407 | 71000 | 72000 | 0 |  | 0 | 0 | 0 | 0 | 0 | 0 | [6 empty] | 0 | 0 | 0 | 3 | 1954 | 0 | 0 | E | [6 empty] | 0
3 |  | 10171 | 1357 | 4 | ST | 113636 | B | OP | 7 | 1959 | FO2 |  |  | BIT |  |  | 11099 | 109000 | 111000 | 0 |  | 0 | 0 | 0 | 0 | 0 | 0 | [6 empty] | 0 | 0 | 0 | 6 | 1959 | 0 | 0 | E | [6 empty] | 0
3 |  | 10171 | 1358 | 1 | GT | 20700 | P | OP | 10 | 1970 | FO2 | NG |  | FO2 | NG |  | 17184 | 17000 | 20000 | 0 |  | 0 | 0 | 0 | 0 | 0 | 0 | [6 empty] | 0 | 0 | 0 | 9 | 1970 | 0 | 0 | E | [6 empty] | 0
3 |  | 10171 | 1358 | 2 | GT | 20700 | P | OP | 10 | 1970 | FO2 | NG |  | FO2 | NG |  | 17203 | 16000 | 19000 | 0 |  | 0 | 0 | 0 | 0 | 0 | 0 | [6 empty] | 0 | 0 | 0 | 9 | 1970 | 0 | 0 | E | [6 empty] | 0
3 |  | 10171 | 1358 | 3 | GT | 20700 | P | OP | 10 | 1970 | FO2 | NG |  | FO2 | NG |  | 17184 | 17000 | 20000 | 0 |  | 0 | 0 | 0 | 0 | 0 | 0 | [6 empty] | 0 | 0 | 0 | 9 | 1970 | 0 | 0 | E | [6 empty] | 0
3 |  | 10171 | 1359 | 1 | HC | 680 | C | OP | 4 | 1928 | WAT |  |  | WAT |  |  | 0 | 680 | 680 | 0 |  | 0 | 0 | 0 | 0 | 0 | 0 | [6 empty] | 0 | 0 | 0 | 1 | 1928 | 0 | 0 | E | [6 empty] | 0
3 |  | 10171 | 1359 | 2 | HC | 680 | C | OP | 4 | 1928 | WAT |  |  | WAT |  |  | 0 | 680 | 680 | 0 |  | 0 | 0 | 0 | 0 | 0 | 0 | [6 empty] | 0 | 0 | 0 | 1 | 1928 | 0 | 0 | E | [6 empty] | 0
3 |  | 10171 | 1359 | 3 | HC | 680 | C | OP | 4 | 1928 | WAT |  |  | WAT |  |  | 0 | 680 | 680 | 0 |  | 0 | 0 | 0 | 0 | 0 | 0 | [6 empty] | 0 | 0 | 0 | 1 | 1928 | 0 | 0 | E | [6 empty] | 0
3 |  | 10171 | 1360 | 3 | ST | 37500 | C | OP | 7 | 1951 | FO2 |  |  | BIT |  |  | 13762 | 34000 | 34000 | 0 |  | 0 | 0 | 0 | 0 | 0 | 0 | [6 empty] | 0 | 0 | 0 | 6 | 1951 | 0 | 0 | E | [6 empty] | 0
3 |  | 10171 | 1361 | 1 | ST | 31250 | C | OP | 10 | 1947 | FO2 |  |  | FO2 |  |  | 18000 | 27000 | 30000 | 0 |  | 0 | 0 | 0 | 0 | 0 | 0 | [6 empty] | 0 | 0 | 0 | 9 | 1947 | 0 | 0 | E | [6 empty] | 0
3 |  | 10171 | 1361 | 2 | ST | 31250 | C | OP | 6 | 1948 | FO2 |  |  | FO2 |  |  | 18000 | 31000 | 33000 | 0 |  | 0 | 0 | 0 | 0 | 0 | 0 | [6 empty] | 0 | 0 | 0 | 5 | 1948 | 0 | 0 | E | [6 empty] | 0
3 |  | 10171 | 1361 | 3 | ST | 75000 | C | OP | 7 | 1953 | FO2 |  |  | BIT |  |  | 12907 | 71000 | 72000 | 0 |  | 0 | 0 | 0 | 0 | 0 | 0 | [6 empty] | 0 | 0 | 0 | 7 | 1953 | 0 | 0 | [7 empty] | 0
3 |  | 10171 | 5008 | P2 | ST | 0 |  |  | 0 | 0 | [6 empty] | 0 | 0 | 0 | 500000 | CN | 99 | 9999 | 4 | 1982 | 4 | 1984 |  |  |  | COL |  |  | 0 | 0 | 0 | 0 | 0 | 465000 | 475000 | [7 empty] | 0
3 |  | 10171 | 7220 | 3 | GT | 0 |  |  | 0 | 0 | [6 empty] | 0 | 0 | 0 | 150000 | PL | 0 | 0 | 4 | 1996 | 4 | 1994 |  |  |  | NG | FO2 |  | 100000 | 135000 | 0 | 0 | 0 | 121498 | 145909 | [7 empty] | 0
3 |  | 10171 | 7220 | 4 | GT | 0 |  |  | 0 | 0 | [6 empty] | 0 | 0 | 0 | 150000 | PL | 0 | 0 | 4 | 1998 | 4 | 1994 |  |  |  | NG | FO2 |  | 100000 | 135000 | 0 | 0 | 0 | 121498 | 145909 | [7 empty] | 0
3 |  | 10171 | 7220 | 5 | GT | 0 |  |  | 0 | 0 | [6 empty] | 0 | 0 | 0 | 150000 | PL | 0 | 0 | 4 | 1999 | 4 | 1995 |  |  |  | NG | FO2 |  | 100000 | 135000 | 0 | 0 | 0 | 121498 | 145909 | [7 empty] | 0
3 |  | 10171 | 7220 | 6 | GT | 0 |  |  | 0 | 0 | [6 empty] | 0 | 0 | 0 | 150000 | PL | 0 | 0 | 4 | 1997 | 4 | 1995 |  |  |  | NG | FO2 |  | 100000 | 135000 | 0 | 0 | 0 | 121498 | 145909 | [7 empty] | 0
3 |  | 10171 | 7220 | 7 | GT | 0 |  |  | 0 | 0 | [6 empty] | 0 | 0 | 0 | 150000 | PL | 0 | 0 | 4 | 1998 | 4 | 1998 |  |  |  | NG | FO2 |  | 100000 | 135000 | 0 | 0 | 0 | 121498 | 145909 | [7 empty] | 0
3 |  | 10171 | 7220 | 8 | GT | 0 |  |  | 0 | 0 | [6 empty] | 0 | 0 | 0 | 150000 | PL | 0 | 0 | 4 | 1999 | 4 | 1998 |  |  |  | NG | FO2 |  | 100000 | 135000 | 0 | 0 | 0 | 121498 | 145909 | [7 empty] | 0
3 |  | 10171 | 7220 | 9 | GT | 0 |  |  | 0 | 0 | [6 empty] | 0 | 0 | 0 | 150000 | PL | 0 | 0 | 4 | 2000 | 4 | 1999 |  |  |  | NG | FO2 |  | 100000 | 135000 | 0 | 0 | 0 | 121498 | 145909 | [7 empty] | 0
3 |  | 10179 | 1983 | 1 | IC | 500 |  | SB | 88 | 1941 | FO2 |  |  | FO2 |  |  | 12545 | 400 | 400 | 0 |  | 0 | 0 | 0 | 0 | 0 | 0 | [6 empty] | 0 | 0 | 0 | 0 | 1941 | 0 | 0 | E | [6 empty] | 0
3 |  | 10179 | 1983 | 2 | IC | 200 |  | OS | 88 | 1932 | FO2 |  |  | FO2 |  |  | 13850 | 150 | 150 | 0 |  | 0 | 0 | 0 | 0 | 0 | 0 | [6 empty] | 0 | 0 | 0 | 0 | 1932 | 0 | 0 | E | [6 empty] | 0
3 |  | 10179 | 1983 | 3 | IC | 200 |  | OS | 88 | 1932 | FO2 |  |  | FO2 |  |  | 13850 | 150 | 150 | 0 |  | 0 | 0 | 0 | 0 | 0 | 0 | [6 empty] | 0 | 0 | 0 | 0 | 1932 | 0 | 0 | E | [6 empty] | 0
3 |  | 10179 | 1983 | 4 | IC | 1000 |  | OS | 88 | 1947 | FO2 |  |  | FO2 |  |  | 10563 | 800 | 800 | 0 |  | 0 | 0 | 0 | 0 | 0 | 0 | [6 empty] | 0 | 0 | 0 | 0 | 1947 | 0 | 0 | E | [6 empty] | 0
3 |  | 10181 | 6226 | 1 | IC | 280 | P |  | 3 | 1950 | FO2 |  |  | FO2 |  |  | 0 | 280 | 280 | 0 | RE | 3 | 1988 | 0 | 0 | 0 | 0 | [6 empty] | 0 | 0 | 0 | 2 | 1950 | 0 | 0 | E | [6 empty] | 0
3 |  | 10181 | 6226 | 2 | IC | 280 | P |  | 3 | 1950 | FO2 |  |  | FO2 |  |  | 0 | 280 | 280 | 0 | RE | 3 | 1988 | 0 | 0 | 0 | 0 | [6 empty] | 0 | 0 | 0 | 2 | 1950 | 0 | 0 | E | [6 empty] | 0
3 |  | 10181 | 6226 | 3 | IC | 500 | P |  | 3 | 1953 | FO2 |  |  | FO2 |  |  | 0 | 500 | 500 | 0 | RE | 4 | 1988 | 0 | 0 | 0 | 0 | [6 empty] | 0 | 0 | 0 | 2 | 1953 | 0 | 0 | E | [6 empty] | 0
3 |  | 10210 | 70 | 1 | HC | 11250 | C | OP | 6 | 1984 |  |  |  | WAT |  |  | 0 | 11250 | 11250 | 0 |  | 0 | 0 | 0 | 0 | 0 | 0 | [6 empty] | 0 | 0 | 0 | 3 | 1984 | 0 | 0 | E | [6 empty] | 0
3 |  | 10210 | 70 | 2 | HC | 11250 | C | OP | 6 | 1984 |  |  |  | WAT |  |  | 0 | 11250 | 11250 | 0 |  | 0 | 0 | 0 | 0 | 0 | 0 | [6 empty] | 0 | 0 | 0 | 3 | 1984 | 0 | 0 | [7 empty] | 0
3 |  | 10210 | 84 | 1 | IC | 300 |  |  | 99 | 1971 |  |  |  | FO2 |  |  | 0 | 0 | 0 | 0 | RE | 1 | 1980 | 0 | 0 | 0 | 0 | [6 empty] | 0 | 0 | 0 | 0 | 1971 | 0 | 0 | E | [6 empty] | 0
3 |  | 10210 | 84 | 2 | IC | 300 |  |  | 99 | 1971 |  |  |  | FO2 |  |  | 0 | 0 | 0 | 0 | RE | 1 | 1980 | 0 | 0 | 0 | 0 | [6 empty] | 0 | 0 | 0 | 0 | 1971 | 0 | 0 | E | [6 empty] | 0
3 |  | 10210 | 84 | 4 | HL | 1400 | C | OP | 99 | 1938 |  |  |  | WAT |  |  | 0 | 1400 | 1190 | 0 |  | 0 | 0 | 0 | 0 | 0 | 0 | [6 empty] | 0 | 0 | 0 | 0 | 1938 | 0 | 0 | E | [6 empty] | 0
3 |  | 10210 | 84 | 5 | HL | 1400 | C | OP | 99 | 1954 |  |  |  | WAT |  |  | 0 | 1400 | 1190 | 0 |  | 0 | 0 | 0 | 0 | 0 | 0 | [6 empty] | 0 | 0 | 0 | 0 | 1954 | 0 | 0 | E | [6 empty] | 0
3 |  | 10210 | 84 | HY3 | HL | 1400 | C | OP | 99 | 1952 |  |  |  | WAT |  |  | 0 | 1400 | 1190 | 0 |  | 0 | 0 | 0 | 0 | 0 | 0 | [6 empty] | 0 | 0 | 0 | 0 | 1952 | 0 | 0 | E | [6 empty] | 0
3 |  | 10210 | 84 | IC3 | IC | 300 |  |  | 99 | 1977 |  |  |  | FO2 |  |  | 0 | 0 | 0 | 0 | RE | 1 | 1980 | 0 | 0 | 0 | 0 | [6 empty] | 0 | 0 | 0 | 0 | 1977 | 0 | 0 | E | [6 empty] | 0
3 |  | 10210 | 85 | 1 | IC | 4500 | C | SB | 99 | 1969 | FO2 |  |  | FO2 |  |  | 9957 | 3500 | 3500 | 0 |  | 0 | 0 | 0 | 0 | 0 | 0 | [6 empty] | 0 | 0 | 0 | 0 | 1969 | 0 | 0 | E | [6 empty] | 0
3 |  | 10210 | 85 | 2 | IC | 4500 | C | SB | 99 | 1970 | FO2 |  |  | FO2 |  |  | 9957 | 3500 | 3500 | 0 |  | 0 | 0 | 0 | 0 | 0 | 0 | [6 empty] | 0 | 0 | 0 | 0 | 1970 | 0 | 0 | E | [6 empty] | 0
3 |  | 10210 | 85 | 3 | IC | 6450 | C | SB | 99 | 1976 | FO2 |  |  | FO2 |  |  | 9957 | 6450 | 6450 | 0 |  | 0 | 0 | 0 | 0 | 0 | 0 | [6 empty] | 0 | 0 | 0 | 0 | 1976 | 0 | 0 | E | [6 empty] | 0
3 |  | 10210 | 86 | 1 | IC | 2000 | C | SB | 99 | 1966 | FO2 |  |  | FO2 |  |  | 9957 | 1800 | 1800 | 0 |  | 0 | 0 | 0 | 0 | 0 | 0 | [6 empty] | 0 | 0 | 0 | 0 | 1966 | 0 | 0 | E | [6 empty] | 0
3 |  | 10210 | 6580 | 1 | HL | 1000 | C | OP | 99 | 1947 |  |  |  | WAT |  |  | 0 | 1000 | 1000 | 0 |  | 0 | 0 | 0 | 0 | 0 | 0 | [6 empty] | 0 | 0 | 0 | 0 | 1947 | 0 | 0 | E | [6 empty] | 0
3 |  | 10210 | 6580 | 2 | HC | 1000 |  |  | 99 | 1947 |  |  |  | WAT |  |  | 0 | 0 | 0 | 0 | RE | 0 | 0 | 0 | 0 | 0 | 0 | [6 empty] | 0 | 0 | 0 | 0 | 1947 | 0 | 0 | E | [6 empty] | 0
3 |  | 10210 | 6580 | 3 | HL | 2000 | C | OP | 99 | 1954 |  |  |  | WAT |  |  | 0 | 2000 | 1700 | 0 |  | 0 | 0 | 0 | 0 | 0 | 0 | [6 empty] | 0 | 0 | 0 | 0 | 1954 | 0 | 0 | E | [6 empty] | 0
3 |  | 10210 | 6580 | 4 | HL | 2000 | C | OP | 99 | 1954 |  |  |  | WAT |  |  | 0 | 2000 | 1700 | 0 |  | 0 | 0 | 0 | 0 | 0 | 0 | [6 empty] | 0 | 0 | 0 | 0 | 1954 | 0 | 0 | E | [6 empty] | 0
3 |  | 10210 | 6581 | 1 | HC | 2100 | C | OP | 99 | 1968 |  |  |  | WAT |  |  | 0 | 2100 | 2100 | 0 |  | 0 | 0 | 0 | 0 | 0 | 0 | [6 empty] | 0 | 0 | 0 | 0 | 1968 | 0 | 0 | E | [6 empty] | 0
3 |  | 10226 | 164 | 1 | IC | 2750 | P | OP | 3 | 1969 | FO2 |  |  | FO2 |  |  | 11433 | 2000 | 2000 | 0 |  | 0 | 0 | 0 | 0 | 0 | 0 | [6 empty] | 0 | 0 | 0 | 2 | 1969 | 0 | 0 | E | [6 empty] | 0
3 |  | 10226 | 6582 | 2 | IC | 2750 | P | OP | 9 | 1966 | FO2 |  |  | FO2 |  |  | 10797 | 2000 | 2000 | 0 |  | 0 | 0 | 0 | 0 | 0 | 0 | [6 empty] | 0 | 0 | 0 | 8 | 1966 | 0 | 0 | E | [6 empty] | 0
3 |  | 10226 | 6582 | 3 | IC | 2300 | P | OP | 9 | 1968 | FO2 |  |  | FO2 |  |  | 10797 | 2000 | 2000 | 0 |  | 0 | 0 | 0 | 0 | 0 | 0 | [6 empty] | 0 | 0 | 0 | 8 | 1968 | 0 | 0 | E | [6 empty] | 0
3 |  | 10226 | 6583 | 1 | ST | 5000 |  | OS | 11 | 1952 | FO6 |  |  | FO6 |  |  | 0 | 5000 | 5000 | 0 |  | 0 | 0 | 0 | 0 | 0 | 0 | [6 empty] | 0 | 0 | 0 | 10 | 1952 | 0 | 0 | E | [6 empty] | 0
3 |  | 10226 | 6583 | 2 | ST | 5000 |  | SB | 11 | 1952 | FO6 |  |  | FO6 |  |  | 0 | 5000 | 5000 | 0 |  | 0 | 0 | 0 | 0 | 0 | 0 | [6 empty] | 0 | 0 | 0 | 10 | 1952 | 0 | 0 | E | [6 empty] | 0
3 |  | 10226 | 6583 | 3 | ST | 16500 | B | OP | 12 | 1957 | FO6 |  |  | FO6 |  |  | 15160 | 15600 | 15600 | 0 |  | 0 | 0 | 0 | 0 | 0 | 0 | [6 empty] | 0 | 0 | 0 | 11 | 1957 | 0 | 0 | E | [6 empty] | 0
3 |  | 10226 | 6583 | 4 | ST | 16500 | B | OP | 1 | 1963 | FO6 |  |  | FO6 |  |  | 14699 | 15600 | 15600 | 0 |  | 0 | 0 | 0 | 0 | 0 | 0 | [6 empty] | 0 | 0 | 0 | 11 | 1962 | 0 | 0 | E | [6 empty] | 0
3 |  | 10226 | 6583 | 5 | ST | 16500 | B | OP | 8 | 1966 | FO6 |  |  | FO6 |  |  | 14555 | 15600 | 15600 | 0 |  | 0 | 0 | 0 | 0 | 0 | 0 | [6 empty] | 0 | 0 | 0 | 6 | 1966 | 0 | 0 | E | [6 empty] | 0
3 |  | 10226 | 6583 | GT1 | GT | 23450 | P | OP | 12 | 1978 | FO2 |  |  | FO2 |  |  | 18414 | 19000 | 20000 | 0 |  | 0 | 0 | 0 | 0 | 0 | 0 | [6 empty] | 0 | 0 | 0 | 11 | 1978 | 0 | 0 | E | [6 empty] | 0
3 |  | 10226 | 6584 | 1 | ST | 37000 | B | OP | 12 | 1972 | FO2 |  |  | FO6 |  |  | 13720 | 34000 | 33000 | 0 |  | 0 | 0 | 0 | 0 | 0 | 0 | [6 empty] | 0 | 0 | 0 | 9 | 1972 | 0 | 0 | E | [6 empty] | 0
3 |  | 10226 | 6584 | IC1 | IC | 2000 | P | OP | 2 | 1965 | FO2 |  |  | FO2 |  |  | 10607 | 2000 | 2000 | 0 |  | 0 | 0 | 0 | 0 | 0 | 0 | [6 empty] | 0 | 0 | 0 | 1 | 1965 | 0 | 0 | E | [6 empty] | 0
3 |  | 10226 | 6584 | IC2 | IC | 2000 | P | OP | 2 | 1965 | FO2 |  |  | FO6 |  |  | 10607 | 2000 | 2000 | 0 |  | 0 | 0 | 0 | 0 | 0 | 0 | [6 empty] | 0 | 0 | 0 | 1 | 1965 | 0 | 0 | E | [6 empty] | 0
3 |  | 10226 | 6584 | IC3 | IC | 2000 | P | OP | 2 | 1965 | FO2 |  |  | FO2 |  |  | 10607 | 2000 | 2000 | 0 |  | 0 | 0 | 0 | 0 | 0 | 0 | [6 empty] | 0 | 0 | 0 | 1 | 1965 | 0 | 0 | E | [6 empty] | 0
3 |  | 10226 | 7143 | NA1 | IC | 9800 |  | TS | 0 | 0 |  |  |  | FO2 |  |  | 0 | 9168 | 10744 | 0 |  | 0 | 0 | 0 | 0 | 0 | 0 | [6 empty] | 0 | 0 | 0 | 6 | 1991 | 0 | 0 |  | E | E |  |  |  | OP | 9600
3 |  | 10226 | 7144 | NA2 | IC | 9800 |  | TS | 0 | 0 | FO2 |  |  | FO2 |  |  | 0 | 9168 | 10744 | 0 |  | 0 | 0 | 0 | 0 | 0 | 0 | [6 empty] | 0 | 0 | 0 | 6 | 1991 | 0 | 0 |  | E | E |  |  |  | OP | 9600
3 |  | 10260 | 2248 | 1 | IC | 1000 | P | SB | 9 | 1956 | FO2 |  |  | NG | FO2 |  | 12000 | 700 | 800 | 0 |  | 0 | 0 | 0 | 0 | 0 | 0 | [6 empty] | 0 | 0 | 0 | 8 | 1956 | 0 | 0 | E | [6 empty] | 0
3 |  | 10260 | 2248 | 2 | IC | 1000 | P | SB | 9 | 1955 | FO2 |  |  | NG | FO2 |  | 12000 | 700 | 800 | 0 |  | 0 | 0 | 0 | 0 | 0 | 0 | [6 empty] | 0 | 0 | 0 | 8 | 1955 | 0 | 0 | E | [6 empty] | 0
3 |  | 10260 | 2248 | 3 | IC | 1300 | P | OP | 9 | 1959 | FO2 |  |  | NG | FO2 |  | 11500 | 1000 | 1100 | 0 |  | 0 | 0 | 0 | 0 | 0 | 0 | [6 empty] | 0 | 0 | 0 | 8 | 1959 | 0 | 0 | E | [6 empty] | 0
3 |  | 10260 | 2248 | 4 | IC | 1300 | P | SB | 99 | 1960 | FO2 |  |  | NG | FO2 |  | 11500 | 1000 | 1100 | 0 |  | 0 | 0 | 0 | 0 | 0 | 0 | [6 empty] | 0 | 0 | 0 | 0 | 1960 | 0 | 0 | E | [6 empty] | 0
3 |  | 10260 | 2248 | 5 | IC | 900 | P | SB | 9 | 1974 | FO2 |  |  | NG | FO2 |  | 14000 | 650 | 700 | 0 |  | 0 | 0 | 0 | 0 | 0 | 0 | [6 empty] | 0 | 0 | 0 | 8 | 1974 | 0 | 0 | E | [6 empty] | 0
3 |  | 10260 | 2248 | 6 | IC | 3900 | P | SB | 99 | 1974 | FO2 |  |  | NG | FO2 |  | 11500 | 3600 | 3700 | 0 |  | 0 | 0 | 0 | 0 | 0 | 0 | [6 empty] | 0 | 0 | 0 | 0 | 1974 | 0 | 0 | E | [6 empty] | 0
3 |  | 10265 | 1152 | 2 | IC | 100 |  |  | 88 | 1928 |  |  |  | FO2 |  |  | 0 | 0 | 0 | 0 | RE | 88 | 1963 | 0 | 0 | 0 | 0 | [6 empty] | 0 | 0 | 0 | 0 | 1928 | 0 | 0 | E | [6 empty] | 0
3 |  | 10265 | 1152 | 3 | IC | 100 |  |  | 88 | 1945 |  |  |  | FO2 |  |  | 0 | 0 | 0 | 0 | RE | 88 | 1970 | 0 | 0 | 0 | 0 | [6 empty] | 0 | 0 | 0 | 0 | 1945 | 0 | 0 | E | [6 empty] | 0
3 |  | 10265 | 1152 | 4 | IC | 100 |  |  | 88 | 1949 |  |  |  | FO2 |  |  | 0 | 0 | 0 | 0 | RE | 88 | 1969 | 0 | 0 | 0 | 0 | [6 empty] | 0 | 0 | 0 | 0 | 1949 | 0 | 0 | E | [6 empty] | 0
3 |  | 10265 | 1152 | 5 | IC | 450 |  | SB | 88 | 1970 | FO2 |  |  | FO2 |  |  | 0 | 325 | 375 | 0 |  | 0 | 0 | 0 | 0 | 0 | 0 | [6 empty] | 0 | 0 | 0 | 0 | 1970 | 0 | 0 | E | [6 empty] | 0
3 |  | 10320 | 2986 | 3 | IC | 2800 | P | SB | 88 | 1965 | FO2 |  |  | NG | FO2 |  | 0 | 2800 | 2800 | 0 |  | 0 | 0 | 0 | 0 | 0 | 0 | [6 empty] | 0 | 0 | 0 | 0 | 1965 | 0 | 0 | E | [6 empty] | 0
3 |  | 10320 | 2986 | 4 | IC | 1300 | P | SB | 88 | 1959 | FO2 |  |  | NG | FO2 |  | 0 | 1300 | 1300 | 0 |  | 0 | 0 | 0 | 0 | 0 | 0 | [6 empty] | 0 | 0 | 0 | 0 | 1959 | 0 | 0 | E | [6 empty] | 0
3 |  | 10320 | 2986 | 5 | IC | 3100 | P | SB | 88 | 1970 | FO2 |  |  | NG | FO2 |  | 0 | 3100 | 3100 | 0 |  | 0 | 0 | 0 | 0 | 0 | 0 | [6 empty] | 0 | 0 | 0 | 0 | 1970 | 0 | 0 | E | [6 empty] | 0
3 |  | 10320 | 2986 | IC1 | IC | 1300 | P | SB | 88 | 1954 | FO2 |  |  | NG | FO2 |  | 0 | 1300 | 1300 | 0 |  | 0 | 0 | 0 | 0 | 0 | 0 | [6 empty] | 0 | 0 | 0 | 0 | 1954 | 0 | 0 | E | [6 empty] | 0
3 |  | 10320 | 2986 | IC2 | IC | 600 | P | SB | 88 | 1954 | FO2 |  |  | NG | FO2 |  | 0 | 600 | 600 | 0 |  | 0 | 0 | 0 | 0 | 0 | 0 | [6 empty] | 0 | 0 | 0 | 0 | 1954 | 0 | 0 | E | [6 empty] | 0
3 |  | 10320 | 2986 | ST1 | ST | 1300 |  |  | 99 | 1946 |  |  |  | PET | NG |  | 0 | 0 | 0 | 0 | RE | 4 | 1970 | 0 | 0 | 0 | 0 | [6 empty] | 0 | 0 | 0 | 0 | 1946 | 0 | 0 | E | [6 empty] | 0
3 |  | 10320 | 2986 | ST2 | ST | 1300 |  |  | 99 | 1962 |  |  |  | PET | NG |  | 0 | 0 | 0 | 0 | RE | 4 | 1970 | 0 | 0 | 0 | 0 | [6 empty] | 0 | 0 | 0 | 0 | 1962 | 0 | 0 | E | [6 empty] | 0
3 |  | 10321 | 1296 | 1 | IC | 1400 | C | OP | 9 | 1955 | FO2 |  |  | NG | FO2 |  | 13429 | 1200 | 1200 | 0 |  | 0 | 0 | 0 | 0 | 0 | 0 | [6 empty] | 0 | 0 | 0 | 8 | 1955 | 0 | 0 | E | [6 empty] | 0
3 |  | 10321 | 1296 | 2 | IC | 2250 | C | OP | 4 | 1962 | FO2 |  |  | NG | FO2 |  | 12742 | 1900 | 2000 | 0 |  | 0 | 0 | 0 | 0 | 0 | 0 | [6 empty] | 0 | 0 | 0 | 3 | 1962 | 0 | 0 | E | [6 empty] | 0
3 |  | 10321 | 1296 | 3 | IC | 400 | P | OP | 1 | 1940 | FO2 |  |  | FO2 |  |  | 14000 | 350 | 350 | 0 |  | 0 | 0 | 0 | 0 | 0 | 0 | [6 empty] | 0 | 0 | 0 | 12 | 1939 | 0 | 0 | E | [6 empty] | 0
3 |  | 10321 | 1296 | 4 | IC | 2200 | C | OP | 6 | 1977 | FO2 |  |  | NG | FO2 |  | 11689 | 1900 | 2000 | 0 |  | 0 | 0 | 0 | 0 | 0 | 0 | [6 empty] | 0 | 0 | 0 | 5 | 1977 | 0 | 0 | E | [6 empty] | 0
3 |  | 10321 | 1296 | 5 | IC | 1000 | C | OP | 5 | 1953 | FO2 |  |  | NG | FO2 |  | 10453 | 800 | 900 | 0 |  | 0 | 0 | 0 | 0 | 0 | 0 | [6 empty] | 0 | 0 | 0 | 4 | 1953 | 0 | 0 | E | [6 empty] | 0
3 |  | 10321 | 1296 | 6 | IC | 3500 | B | OP | 9 | 1969 | FO2 |  |  | NG | FO2 |  | 10634 | 3400 | 3400 | 0 |  | 0 | 0 | 0 | 0 | 0 | 0 | [6 empty] | 0 | 0 | 0 | 8 | 1969 | 0 | 0 | E | [6 empty] | 0
3 |  | 10321 | 1296 | 7 | IC | 2400 | B | OP | 11 | 1979 | FO2 |  |  | NG | FO2 |  | 11162 | 2100 | 2100 | 0 |  | 0 | 0 | 0 | 0 | 0 | 0 | [6 empty] | 0 | 0 | 0 | 10 | 1979 | 0 | 0 | E | [6 empty] | 0
3 |  | 10321 | 1296 | 8 | IC | 2500 | B | OP | 6 | 1984 | FO2 |  |  | NG | FO2 |  | 11858 | 2400 | 2400 | 0 |  | 0 | 0 | 0 | 0 | 0 | 0 | [6 empty] | 0 | 0 | 0 | 5 | 1984 | 0 | 0 | E | [6 empty] | 0
3 |  | 10321 | 1296 | 9 | IC | 0 |  |  | 0 | 0 | [6 empty] | 0 | 0 | 0 | 6000 | CO | 0 | 0 | 5 | 1990 | 12 | 1992 | AP |  |  | NG | FO2 |  | 6000 | 6000 | 0 | 0 | 0 | 5586 | 6498 | [7 empty] | 0
3 |  | 10325 | 713 | 1 | HC | 0 |  |  | 0 | 0 | [6 empty] | 0 | 0 | 0 | 60000 | CN | 1 | 1987 | 5 | 1988 | 0 | 0 | FI |  |  | WAT |  |  | 60000 | 60000 | 0 | 0 | 0 | 67000 | 63000 | [7 empty] | 0
3 |  | 10325 | 7036 | 1 | HC | 0 |  |  | 0 | 0 | [6 empty] | 0 | 0 | 0 | 60000 | CN | 1 | 1987 | 5 | 1988 | 0 | 0 | FI |  |  | WAT |  |  | 60000 | 60000 | 0 | 0 | 0 | 67000 | 63000 | [7 empty] | 0
3 |  | 10325 | 7907 | 1 | HC | 55000 | C | OP | 1 | 1984 | WAT |  |  | WAT |  |  | 0 | 55000 | 57347 | 0 |  | 0 | 0 | 0 | 0 | 0 | 0 | [6 empty] | 0 | 0 | 0 | 11 | 1983 | 0 | 0 | E |  | E |  |  |  |  | 0
3 |  | 10325 | 7907 | 2 | HC | 55000 | C | OP | 1 | 1984 | WAT |  |  | WAT |  |  | 0 | 55000 | 57347 | 0 |  | 0 | 0 | 0 | 0 | 0 | 0 | [6 empty] | 0 | 0 | 0 | 12 | 1983 | 0 | 0 | E |  | E |  |  |  |  | 0
3 |  | 10325 | 7907 | 3 | HC | 55000 | C | OP | 4 | 1984 | WAT |  |  | WAT |  |  | 0 | 55000 | 57347 | 0 |  | 0 | 0 | 0 | 0 | 0 | 0 | [6 empty] | 0 | 0 | 0 | 1 | 1984 | 0 | 0 | E |  | E |  |  |  |  | 0
3 |  | 10376 | 672 | 6 | IC | 1500 |  |  | 88 | 1969 |  |  |  | FO2 | NG |  | 0 | 0 | 0 | 0 | RE | 88 | 1979 | 0 | 0 | 0 | 0 | [6 empty] | 0 | 0 | 0 | 0 | 1969 | 0 | 0 | E | [6 empty] | 0
3 |  | 10376 | 672 | 7 | IC | 1500 |  |  | 88 | 1954 |  |  |  | FO2 | NG |  | 0 | 0 | 0 | 0 | RE | 88 | 1982 | 0 | 0 | 0 | 0 | [6 empty] | 0 | 0 | 0 | 0 | 1954 | 0 | 0 | E | [6 empty] | 0
3 |  | 10376 | 672 | 8 | IC | 3000 | B | OP | 88 | 1960 | FO2 |  |  | NG | FO2 |  | 11600 | 3000 | 3000 | 0 |  | 0 | 0 | 0 | 0 | 0 | 0 | [6 empty] | 0 | 0 | 0 | 0 | 1960 | 0 | 0 | E | [6 empty] | 0
3 |  | 10376 | 672 | 9 | IC | 3000 | B |  | 88 | 1963 | FO2 |  |  | NG | FO2 |  | 10900 | 3000 | 3000 | 0 | RE | 7 | 1991 | 0 | 0 | 0 | 0 | [6 empty] | 0 | 0 | 0 | 0 | 1963 | 0 | 0 | E | [6 empty] | 0
3 | A459 | 10376 | 672 | 10 | IC | 2000 |  |  | 88 | 1965 |  |  |  | FO2 | NG |  | 0 | 4000 | 4000 | 0 | RE | 10 | 1984 | 0 | 0 | 0 | 0 | [6 empty] | 0 | 0 | 0 | 0 | 1965 | 0 | 0 | E | [6 empty] | 0
3 | A459 | 10376 | 672 | 11 | IC | 2000 |  |  | 88 | 1965 |  |  |  | FO2 | NG |  | 0 | 4000 | 4000 | 0 | RE | 10 | 1984 | 0 | 0 | 0 | 0 | [6 empty] | 0 | 0 | 0 | 0 | 1965 | 0 | 0 | E | [6 empty] | 0
3 |  | 10376 | 672 | 14 | IC | 2100 | B | OP | 88 | 1970 | FO2 |  |  | NG | FO2 |  | 12000 | 2000 | 2000 | 0 |  | 0 | 0 | 0 | 0 | 0 | 0 | [6 empty] | 0 | 0 | 0 | 0 | 1970 | 0 | 0 | E | [6 empty] | 0
3 |  | 10376 | 672 | 15 | IC | 2100 | B | OP | 88 | 1970 | FO2 |  |  | NG | FO2 |  | 11560 | 2000 | 2000 | 0 |  | 0 | 0 | 0 | 0 | 0 | 0 | [6 empty] | 0 | 0 | 0 | 0 | 1970 | 0 | 0 | E | [6 empty] | 0
3 |  | 10376 | 672 | 16 | IC | 2100 | B | OP | 88 | 1970 | FO2 |  |  | NG | FO2 |  | 12000 | 2000 | 2000 | 0 |  | 0 | 0 | 0 | 0 | 0 | 0 | [6 empty] | 0 | 0 | 0 | 0 | 1970 | 0 | 0 | E | [6 empty] | 0
3 |  | 10376 | 672 | 17 | IC | 2100 | B | OP | 88 | 1970 | FO2 |  |  | NG | FO2 |  | 11900 | 2000 | 2000 | 0 |  | 0 | 0 | 0 | 0 | 0 | 0 | [6 empty] | 0 | 0 | 0 | 0 | 1970 | 0 | 0 | E | [6 empty] | 0
3 |  | 10376 | 672 | 18 | IC | 2100 | B | OP | 88 | 1970 | FO2 |  |  | NG | FO2 |  | 11600 | 2000 | 2000 | 0 |  | 0 | 0 | 0 | 0 | 0 | 0 | [6 empty] | 0 | 0 | 0 | 0 | 1970 | 0 | 0 | E | [6 empty] | 0
3 |  | 10376 | 672 | 19 | IC | 2800 | P | OP | 11 | 1983 | FO2 |  |  | FO2 |  |  | 10300 | 2500 | 2500 | 0 |  | 0 | 0 | 0 | 0 | 0 | 0 | [6 empty] | 0 | 0 | 0 | 10 | 1983 | 0 | 0 | E | [6 empty] | 0
3 |  | 10376 | 672 | 20 | IC | 2800 | P | OP | 11 | 1983 | FO2 |  |  | FO2 |  |  | 10500 | 2500 | 2500 | 0 |  | 0 | 0 | 0 | 0 | 0 | 0 | [6 empty] | 0 | 0 | 0 | 10 | 1983 | 0 | 0 | E | [6 empty] | 0
3 |  | 10376 | 672 | 21 | CT | 27500 | B | OP | 2 | 1983 | NG | FO2 |  | NG | FO2 |  | 11900 | 28000 | 32000 | 0 |  | 0 | 0 | 0 | 0 | 0 | 0 | [6 empty] | 0 | 0 | 0 | 1 | 1983 | 0 | 0 | E | [6 empty] | 0
3 |  | 10376 | 672 | 22 | CW | 10000 | B | OP | 11 | 1983 |  |  |  | WH |  |  | 0 | 7000 | 7000 | 0 |  | 0 | 0 | 0 | 0 | 0 | 0 | [6 empty] | 0 | 0 | 0 | 7 | 1983 | 0 | 0 | E | [6 empty] | 0
3 |  | 10376 | 672 | 23 | CW | 10000 | B | OP | 11 | 1983 |  |  |  | WH |  |  | 0 | 7000 | 7000 | 0 |  | 0 | 0 | 0 | 0 | 0 | 0 | [6 empty] | 0 | 0 | 0 | 7 | 1983 | 0 | 0 | E | [6 empty] | 0
3 |  | 10376 | 7238 | I | CT | 0 |  |  | 0 | 0 | [6 empty] | 0 | 0 | 0 | 80000 | PL | 0 | 0 | 1 | 1995 | 1 | 1995 |  |  |  | NG | FO2 |  | 80000 | 80000 | 0 | 0 | 0 | 66619 | 70971 | [7 empty] | 0
3 |  | 10376 | 7238 | 1 | GT | 0 |  |  | 0 | 0 | [6 empty] | 0 | 0 | 0 | 37000 | PL | 0 | 0 | 1 | 1993 | 10 | 1993 |  |  |  | NG | FO2 |  | 37000 | 37000 | 0 | 0 | 0 | 30889 | 37074 | [7 empty] | 0
3 |  | 10376 | 7238 | II | CW | 0 |  |  | 0 | 0 | [6 empty] | 0 | 0 | 0 | 40000 | PL | 0 | 0 | 1 | 1995 | 1 | 1995 |  |  |  | WH |  |  | 40000 | 40000 | 0 | 0 | 0 | 34266 | 37923 | [7 empty] | 0
3 |  | 10433 | 71 | 1 | HC | 11250 | B | OP | 12 | 1984 | WAT |  |  | WAT |  |  | 0 | 11250 | 11250 | 0 |  | 0 | 0 | 7 | 1984 | 0 | 0 | [6 empty] | 0 | 0 | 0 | 9 | 1984 | 0 | 0 | E | [6 empty] | 0
3 |  | 10433 | 71 | 2 | HC | 11250 | B | OP | 12 | 1984 | WAT |  |  | WAT |  |  | 0 | 11250 | 11250 | 0 |  | 0 | 0 | 8 | 1984 | 0 | 0 | [6 empty] | 0 | 0 | 0 | 9 | 1984 | 0 | 0 | E | [6 empty] | 0
3 |  | 10433 | 6281 | 1 | IC | 2500 | B | OP | 88 | 1976 | FO2 |  |  | FO2 |  |  | 9543 | 2500 | 2500 | 0 |  | 0 | 0 | 0 | 0 | 0 | 0 | [6 empty] | 0 | 0 | 0 | 0 | 1976 | 0 | 0 | E | [6 empty] | 0
3 |  | 10433 | 6281 | 2 | IC | 5270 | B | OP | 88 | 1976 | FO2 |  |  | FO2 |  |  | 9295 | 5270 | 5270 | 0 |  | 0 | 0 | 0 | 0 | 0 | 0 | [6 empty] | 0 | 0 | 0 | 0 | 1976 | 0 | 0 | E | [6 empty] | 0
3 |  | 10433 | 6281 | 3 | IC | 5270 | B | OP | 88 | 1976 | FO2 |  |  | FO2 |  |  | 9775 | 5270 | 5270 | 0 |  | 0 | 0 | 0 | 0 | 0 | 0 | [6 empty] | 0 | 0 | 0 | 0 | 1976 | 0 | 0 | E | [6 empty] | 0
3 |  | 10433 | 6281 | 4 | IC | 7070 | B | OP | 7 | 1981 | FO2 |  |  | FO2 |  |  | 9548 | 7070 | 7070 | 0 |  | 0 | 0 | 0 | 0 | 0 | 0 | [6 empty] | 0 | 0 | 0 | 6 | 1981 | 0 | 0 | E | [6 empty] | 0
3 |  | 10433 | 6281 | 5 | IC | 600 |  |  | 99 | 1958 |  |  |  | FO2 |  |  | 0 | 0 | 0 | 0 | RE | 0 | 0 | 0 | 0 | 0 | 0 | [6 empty] | 0 | 0 | 0 | 0 | 1958 | 0 | 0 | E | [6 empty] | 0
3 |  | 10433 | 6281 | 6 | IC | 2000 | B | OP | 2 | 1968 | FO2 |  |  | FO2 |  |  | 10011 | 2000 | 2000 | 0 |  | 0 | 0 | 0 | 0 | 0 | 0 | [6 empty] | 0 | 0 | 0 | 1 | 1968 | 0 | 0 | E | [6 empty] | 0
3 |  | 10433 | 6281 | 7 | IC | 2000 | B | OP | 2 | 1968 | FO2 |  |  | FO2 |  |  | 9971 | 2000 | 2000 | 0 |  | 0 | 0 | 0 | 0 | 0 | 0 | [6 empty] | 0 | 0 | 0 | 1 | 1968 | 0 | 0 | E | [6 empty] | 0
3 |  | 10433 | 6281 | 8 | IC | 2665 | B | OP | 88 | 1968 | FO2 |  |  | FO2 |  |  | 23158 | 2000 | 2000 | 0 |  | 0 | 0 | 0 | 0 | 0 | 0 | [6 empty] | 0 | 0 | 0 | 0 | 1968 | 0 | 0 | E | [6 empty] | 0
3 |  | 10433 | 6281 | 9 | IC | 2000 | B | OP | 88 | 1968 | FO2 |  |  | FO2 |  |  | 9835 | 2000 | 2000 | 0 |  | 0 | 0 | 0 | 0 | 0 | 0 | [6 empty] | 0 | 0 | 0 | 0 | 1968 | 0 | 0 | E | [6 empty] | 0
3 |  | 10433 | 6281 | 10 | IC | 2500 |  |  | 6 | 1976 |  |  |  | FO2 |  |  | 0 | 0 | 0 | 0 | RE | 9 | 1981 | 0 | 0 | 0 | 0 | [6 empty] | 0 | 0 | 0 | 0 | 1976 | 0 | 0 | E | [6 empty] | 0
3 |  | 10433 | 6281 | 11 | IC | 5300 |  |  | 6 | 1976 |  |  |  | FO2 |  |  | 0 | 0 | 0 | 0 | RE | 9 | 1981 | 0 | 0 | 0 | 0 | [6 empty] | 0 | 0 | 0 | 0 | 1976 | 0 | 0 | E | [6 empty] | 0
3 |  | 10433 | 6281 | 12 | IC | 5300 |  |  | 6 | 1976 |  |  |  | FO2 |  |  | 0 | 0 | 0 | 0 | RE | 9 | 1981 | 0 | 0 | 0 | 0 | [6 empty] | 0 | 0 | 0 | 0 | 1976 | 0 | 0 | E | [6 empty] | 0
3 |  | 10433 | 6281 | 13 | IC | 7000 |  |  | 6 | 1981 |  |  |  | FO2 |  |  | 0 | 0 | 0 | 0 | RE | 9 | 1981 | 0 | 0 | 0 | 0 | [6 empty] | 0 | 0 | 0 | 0 | 1981 | 0 | 0 | E | [6 empty] | 0
3 |  | 10433 | 6282 | 1 | IC | 350 | B | OP | 88 | 1968 | FO2 |  |  | FO2 |  |  | 0 | 300 | 300 | 0 |  | 0 | 0 | 0 | 0 | 0 | 0 | [6 empty] | 0 | 0 | 0 | 0 | 1968 | 0 | 0 | E | [6 empty] | 0
3 |  | 10433 | 6282 | 2 | IC | 350 | B | OS | 88 | 1968 | FO2 |  |  | FO2 |  |  | 0 | 200 | 200 | 0 |  | 0 | 0 | 0 | 0 | 0 | 0 | [6 empty] | 0 | 0 | 0 | 0 | 1968 | 0 | 0 | E | [6 empty] | 0
3 |  | 10433 | 6282 | 3 | IC | 200 | B | OP | 6 | 1971 | FO2 |  |  | FO2 |  |  | 14114 | 200 | 200 | 0 |  | 0 | 0 | 0 | 0 | 0 | 0 | [6 empty] | 0 | 0 | 0 | 5 | 1971 | 0 | 0 | E | [6 empty] | 0
3 |  | 10433 | 6282 | 4 | IC | 200 | B | OP | 8 | 1975 | FO2 |  |  | FO2 |  |  | 15636 | 200 | 200 | 0 |  | 0 | 0 | 0 | 0 | 0 | 0 | [6 empty] | 0 | 0 | 0 | 7 | 1975 | 0 | 0 | E | [6 empty] | 0
3 |  | 10451 | 6304 | 1 | IC | 1000 |  |  | 99 | 1956 |  |  |  | FO2 |  |  | 0 | 0 | 0 | 0 | RE | 99 | 1977 | 0 | 0 | 0 | 0 | [6 empty] | 0 | 0 | 0 | 0 | 1956 | 0 | 0 | E | [6 empty] | 0
3 |  | 10451 | 6304 | 2 | IC | 1000 |  |  | 99 | 1956 |  |  |  | FO2 |  |  | 0 | 0 | 0 | 0 | RE | 99 | 1977 | 0 | 0 | 0 | 0 | [6 empty] | 0 | 0 | 0 | 0 | 1956 | 0 | 0 | E | [6 empty] | 0
3 |  | 10451 | 6304 | 3 | IC | 500 | C | OP | 11 | 1960 | FO2 |  |  | FO2 |  |  | 10853 | 500 | 500 | 0 |  | 0 | 0 | 0 | 0 | 0 | 0 | [6 empty] | 0 | 0 | 0 | 10 | 1960 | 0 | 0 | E | [6 empty] | 0
3 |  | 10451 | 6304 | 4 | IC | 500 |  | OP | 11 | 1960 | FO2 |  |  | FO2 |  |  | 10853 | 500 | 500 | 0 |  | 0 | 0 | 0 | 0 | 0 | 0 | [6 empty] | 0 | 0 | 0 | 10 | 1960 | 0 | 0 | E | [6 empty] | 0
3 |  | 10451 | 6304 | 5 | IC | 1025 | C |  | 11 | 1967 | FO2 |  |  | FO2 |  |  | 10579 | 1025 | 1025 | 0 | RE | 1 | 1988 | 0 | 0 | 0 | 0 | [6 empty] | 0 | 0 | 0 | 10 | 1967 | 0 | 0 | E | [6 empty] | 0
3 |  | 10451 | 6304 | 6 | IC | 2685 | C | OP | 5 | 1974 | FO2 |  |  | FO2 |  |  | 10230 | 2600 | 2600 | 0 |  | 0 | 0 | 12 | 1985 | 0 | 0 | [6 empty] | 0 | 0 | 0 | 0 | 1974 | 0 | 0 | E | [6 empty] | 0
3 |  | 10451 | 6304 | 7 | GT | 800 |  |  | 11 | 1979 | FO2 |  |  | FO2 |  |  | 0 | 800 | 800 | 0 | RE | 8 | 1987 | 0 | 0 | 0 | 0 | [6 empty] | 0 | 0 | 0 | 10 | 1979 | 0 | 0 | E | [6 empty] | 0
3 |  | 10451 | 6304 | 8 | GT | 1200 |  | SB | 11 | 1979 | FO2 |  |  | FO2 |  |  | 0 | 800 | 800 | 0 |  | 0 | 0 | 0 | 0 | 0 | 0 | [6 empty] | 0 | 0 | 0 | 10 | 1979 | 0 | 0 | E | [6 empty] | 0
3 |  | 10451 | 6304 | 9 | IC | 1800 | B | OP | 12 | 1983 | FO2 |  |  | FO2 |  |  | 10300 | 1800 | 1800 | 0 |  | 0 | 0 | 0 | 0 | 0 | 0 | [6 empty] | 0 | 0 | 0 | 11 | 1983 | 0 | 0 | E | [6 empty] | 0
3 |  | 10451 | 6304 | 10 | IC | 1125 | C | OP | 10 | 1987 | FO2 |  |  | FO2 |  |  | 10015 | 1125 | 1125 | 0 |  | 0 | 0 | 0 | 0 | 0 | 0 | [6 empty] | 0 | 0 | 0 | 10 | 1987 | 0 | 0 | [7 empty] | 0
3 |  | 10525 | 4124 | 1 | IC | 540 | C |  | 8 | 1929 | OT |  |  | FO2 |  |  | 0 | 0 | 1000 | 0 | RE | 1 | 1986 | 0 | 0 | 0 | 0 | [6 empty] | 0 | 0 | 0 | 8 | 1929 | 0 | 0 |  |  | E |  |  |  |  | 0
3 |  | 10525 | 4124 | 2 | IC | 72 |  |  | 99 | 1936 | OT |  |  | FO2 |  |  | 0 | 1 | 1 | 0 | RE | 1 | 1986 | 0 | 0 | 0 | 0 | [6 empty] | 0 | 0 | 0 | 0 | 1936 | 0 | 0 | E | [6 empty] | 0
3 |  | 10525 | 4124 | 3 | IC | 155 |  |  | 99 | 1939 | OT |  |  | FO2 |  |  | 0 | 172 | 172 | 0 | RE | 1 | 1986 | 0 | 0 | 0 | 0 | [6 empty] | 0 | 0 | 0 | 0 | 1939 | 0 | 0 | E | [6 empty] | 0
3 |  | 10525 | 4124 | 1A | IC | 540 | C |  | 8 | 1986 | FO2 |  |  | FO2 |  |  | 0 | 540 | 540 | 0 | RE | 12 | 1988 | 0 | 0 | 0 | 0 | [6 empty] | 0 | 0 | 0 | 8 | 1986 | 0 | 0 | [7 empty] | 0
3 |  | 10525 | 4124 | HY1 | HC | 120 |  |  | 0 | 1961 | NA |  |  | WAT |  |  | 0 | 0 | 111 | 0 | RE | 3 | 1988 | 0 | 0 | 0 | 0 | [6 empty] | 0 | 0 | 0 | 0 | 1961 | 0 | 0 | E | [6 empty] | 0
3 |  | 10536 | 506 | 1 | IC | 650 | P | OS | 88 | 1939 | FO2 |  |  | FO2 |  |  | 0 | 592 | 665 | 0 |  | 0 | 0 | 0 | 0 | 0 | 0 | [6 empty] | 0 | 0 | 0 | 0 | 1939 | 0 | 0 | E | E | E |  |  |  |  | 0
3 |  | 10536 | 506 | 2 | IC | 740 | P | SB | 88 | 1939 | FO2 |  |  | FO2 | NG |  | 14000 | 500 | 500 | 0 |  | 0 | 0 | 0 | 0 | 0 | 0 | [6 empty] | 0 | 0 | 0 | 0 | 1939 | 0 | 0 | E | [6 empty] | 0
3 |  | 10536 | 506 | 3 | IC | 420 | P | SB | 88 | 1939 | FO2 |  |  | FO2 | NG |  | 11000 | 400 | 400 | 0 |  | 0 | 0 | 0 | 0 | 0 | 0 | [6 empty] | 0 | 0 | 0 | 0 | 1939 | 0 | 0 | E | [6 empty] | 0
3 |  | 10536 | 506 | 4 | IC | 1068 | P | OP | 88 | 1942 | FO2 |  |  | NG | FO2 |  | 14000 | 1000 | 1000 | 0 |  | 0 | 0 | 0 | 0 | 0 | 0 | [6 empty] | 0 | 0 | 0 | 0 | 1942 | 0 | 0 | E | [6 empty] | 0
3 |  | 10536 | 506 | 5 | IC | 1250 | P | OS | 88 | 1950 | FO2 |  |  | NG | FO2 |  | 12000 | 1146 | 1301 | 0 |  | 0 | 0 | 0 | 0 | 0 | 0 | [6 empty] | 0 | 0 | 0 | 0 | 1950 | 0 | 0 | E | E | E |  |  |  |  | 0
3 |  | 10536 | 506 | 6 | IC | 3000 | P | OP | 88 | 1958 | FO2 |  |  | NG | FO2 |  | 10500 | 2500 | 2500 | 0 |  | 0 | 0 | 0 | 0 | 0 | 0 | [6 empty] | 0 | 0 | 0 | 0 | 1958 | 0 | 0 | E | [6 empty] | 0
3 |  | 10536 | 506 | 7 | IC | 3500 | C | OP | 88 | 1962 | FO2 |  |  | NG | FO2 |  | 11000 | 3000 | 3000 | 0 |  | 0 | 0 | 0 | 0 | 0 | 0 | [6 empty] | 0 | 0 | 0 | 0 | 1962 | 0 | 0 | E | [6 empty] | 0
3 |  | 10536 | 506 | 8 | IC | 3500 | C | OP | 88 | 1962 | FO2 |  |  | NG | FO2 |  | 11000 | 3000 | 3000 | 0 |  | 0 | 0 | 0 | 0 | 0 | 0 | [6 empty] | 0 | 0 | 0 | 0 | 1962 | 0 | 0 | E | [6 empty] | 0
3 |  | 10536 | 506 | 9 | IC | 5121 | C | OP | 88 | 1970 | FO2 |  |  | NG | FO2 |  | 9000 | 4000 | 4000 | 0 |  | 0 | 0 | 0 | 0 | 0 | 0 | [6 empty] | 0 | 0 | 0 | 0 | 1970 | 0 | 0 | E | [6 empty] | 0
3 |  | 10538 | 2140 | 1 | IC | 200 |  | SB | 88 | 1938 | FO2 |  |  | FO2 |  |  | 13000 | 175 | 200 | 0 |  | 0 | 0 | 0 | 0 | 0 | 0 | [6 empty] | 0 | 0 | 0 | 0 | 1938 | 0 | 0 | E | [6 empty] | 0
3 |  | 10538 | 2140 | 2 | IC | 200 |  | SB | 88 | 1938 | FO2 |  |  | FO2 |  |  | 13000 | 175 | 200 | 0 |  | 0 | 0 | 0 | 0 | 0 | 0 | [6 empty] | 0 | 0 | 0 | 0 | 1938 | 0 | 0 | E | [6 empty] | 0
3 |  | 10538 | 2140 | 3 | IC | 200 |  | SB | 88 | 1947 | FO2 |  |  | FO2 |  |  | 13000 | 175 | 200 | 0 |  | 0 | 0 | 0 | 0 | 0 | 0 | [6 empty] | 0 | 0 | 0 | 0 | 1947 | 0 | 0 | E | [6 empty] | 0
3 |  | 10538 | 2140 | 4 | IC | 300 |  | SB | 88 | 1953 | FO2 |  |  | FO2 |  |  | 13000 | 270 | 300 | 0 |  | 0 | 0 | 0 | 0 | 0 | 0 | [6 empty] | 0 | 0 | 0 | 0 | 1953 | 0 | 0 | E | [6 empty] | 0
3 |  | 10538 | 2140 | 5 | IC | 900 |  | SB | 88 | 1960 | FO2 |  |  | FO2 | NG |  | 12500 | 875 | 900 | 0 |  | 0 | 0 | 0 | 0 | 0 | 0 | [6 empty] | 0 | 0 | 0 | 0 | 1960 | 0 | 0 | E | [6 empty] | 0
3 |  | 10538 | 2140 | 6 | IC | 1000 |  | SB | 4 | 1990 | FO2 |  |  | FO2 |  |  | 12500 | 1000 | 1000 | 0 |  | 0 | 0 | 0 | 0 | 0 | 0 | [6 empty] | 0 | 0 | 0 | 4 | 1990 | 0 | 0 | [7 empty] | 0
3 |  | 10538 | 2140 | 7 | IC | 1000 |  | SB | 4 | 1990 | FO2 |  |  | FO2 |  |  | 12500 | 1000 | 1000 | 0 |  | 0 | 0 | 0 | 0 | 0 | 0 | [6 empty] | 0 | 0 | 0 | 4 | 1990 | 0 | 0 | [7 empty] | 0
3 |  | 10542 | 1156 | 1 | IC | 200 |  |  | 5 | 1935 |  |  |  | FO2 |  |  | 0 | 0 | 0 | 0 | RE | 10 | 1977 | 0 | 0 | 0 | 0 | [6 empty] | 0 | 0 | 0 | 0 | 1935 | 0 | 0 | E | [6 empty] | 0
3 |  | 10542 | 1156 | 2 | IC | 1100 | P | SB | 10 | 1963 | FO2 |  |  | FO2 | NG |  | 10000 | 1100 | 1100 | 0 |  | 0 | 0 | 0 | 0 | 0 | 0 | [6 empty] | 0 | 0 | 0 | 9 | 1963 | 0 | 0 | E | [6 empty] | 0
3 |  | 10542 | 1156 | 3 | IC | 300 | P | SB | 7 | 1940 | FO2 |  |  | FO2 |  |  | 10000 | 300 | 300 | 0 |  | 0 | 0 | 0 | 0 | 0 | 0 | [6 empty] | 0 | 0 | 0 | 6 | 1940 | 0 | 0 | E | [6 empty] | 0
3 |  | 10542 | 1156 | 4 | IC | 600 | P | SB | 12 | 1950 | FO2 |  |  | FO2 |  |  | 10000 | 600 | 600 | 0 |  | 0 | 0 | 0 | 0 | 0 | 0 | [6 empty] | 0 | 0 | 0 | 11 | 1950 | 0 | 0 | E | [6 empty] | 0
3 |  | 10542 | 1156 | 5 | IC | 800 | P | SB | 9 | 1956 | FO2 |  |  | FO2 | NG |  | 10000 | 800 | 800 | 0 |  | 0 | 0 | 0 | 0 | 0 | 0 | [6 empty] | 0 | 0 | 0 | 8 | 1956 | 0 | 0 | E | [6 empty] | 0
3 |  | 10558 | 3381 | 1 | IC | 1000 |  |  | 99 | 1948 |  |  |  | UNK |  |  | 0 | 0 | 0 | 0 | RE | 6 | 1977 | 0 | 0 | 0 | 0 | [6 empty] | 0 | 0 | 0 | 0 | 1948 | 0 | 0 | E | [6 empty] | 0
3 |  | 10558 | 3381 | 2 | IC | 1000 |  |  | 99 | 1948 |  |  |  | UNK |  |  | 0 | 0 | 0 | 0 | RE | 6 | 1977 | 0 | 0 | 0 | 0 | [6 empty] | 0 | 0 | 0 | 0 | 1948 | 0 | 0 | E | [6 empty] | 0
3 |  | 10558 | 3381 | 3 | IC | 1000 |  |  | 99 | 1949 |  |  |  | UNK |  |  | 0 | 0 | 0 | 0 | RE | 6 | 1977 | 0 | 0 | 0 | 0 | [6 empty] | 0 | 0 | 0 | 0 | 1949 | 0 | 0 | E | [6 empty] | 0
3 |  | 10558 | 3381 | 4 | IC | 1000 |  |  | 99 | 1951 |  |  |  | UNK |  |  | 0 | 0 | 0 | 0 | RE | 6 | 1977 | 0 | 0 | 0 | 0 | [6 empty] | 0 | 0 | 0 | 0 | 1951 | 0 | 0 | E | [6 empty] | 0
3 |  | 10559 | 1297 | 1 | IC | 700 |  | SB | 11 | 1962 |  |  |  | FO2 | NG |  | 0 | 700 | 700 | 0 |  | 0 | 0 | 0 | 0 | 0 | 0 | [6 empty] | 0 | 0 | 0 | 10 | 1962 | 0 | 0 | E | [6 empty] | 0
3 |  | 10559 | 1297 | 2 | IC | 700 |  | SB | 12 | 1964 |  |  |  | FO2 | NG |  | 0 | 930 | 930 | 0 |  | 0 | 0 | 0 | 0 | 0 | 0 | [6 empty] | 0 | 0 | 0 | 11 | 1964 | 0 | 0 | E | [6 empty] | 0
3 |  | 10559 | 1297 | 3 | IC | 685 |  | SB | 99 | 1950 |  |  |  | FO2 | NG |  | 0 | 600 | 600 | 0 |  | 0 | 0 | 0 | 0 | 0 | 0 | [6 empty] | 0 | 0 | 0 | 0 | 1950 | 0 | 0 | E | [6 empty] | 0
3 |  | 10559 | 1297 | 4 | IC | 300 |  | SB | 99 | 1938 |  |  |  | FO2 | NG |  | 0 | 250 | 250 | 0 |  | 0 | 0 | 0 | 0 | 0 | 0 | [6 empty] | 0 | 0 | 0 | 0 | 1938 | 0 | 0 | E | [6 empty] | 0
3 |  | 10559 | 1297 | 5 | IC | 1875 |  | SB | 1 | 1969 |  |  |  | FO2 | NG |  | 0 | 1500 | 1500 | 0 |  | 0 | 0 | 0 | 0 | 0 | 0 | [6 empty] | 0 | 0 | 0 | 12 | 1968 | 0 | 0 | E | [6 empty] | 0
3 |  | 10559 | 1297 | 6 | IC | 2000 |  | SB | 99 | 1975 |  |  |  | FO2 | NG |  | 0 | 1500 | 1500 | 0 |  | 0 | 0 | 0 | 0 | 0 | 0 | [6 empty] | 0 | 0 | 0 | 0 | 1975 | 0 | 0 | E | [6 empty] | 0
3 |  | 10596 | 1985 | 1 | IC | 675 | C | OP | 88 | 1952 | FO2 |  |  | NG | FO2 |  | 14002 | 675 | 675 | 0 |  | 0 | 0 | 0 | 0 | 0 | 0 | [6 empty] | 0 | 0 | 0 | 0 | 1952 | 0 | 0 | E | [6 empty] | 0
3 |  | 10596 | 1985 | 2 | IC | 1000 |  |  | 88 | 1942 |  |  |  | NG | FO2 |  | 0 | 0 | 0 | 0 | RE | 99 | 1971 | 0 | 0 | 0 | 0 | [6 empty] | 0 | 0 | 0 | 0 | 1942 | 0 | 0 | E | [6 empty] | 0
3 |  | 10596 | 1985 | 3 | IC | 2050 | C | OP | 88 | 1971 | FO2 |  |  | NG | FO2 |  | 14002 | 2050 | 2050 | 0 |  | 0 | 0 | 0 | 0 | 0 | 0 | [6 empty] | 0 | 0 | 0 | 0 | 1971 | 0 | 0 | E | [6 empty] | 0
3 |  | 10596 | 1985 | 4 | IC | 1250 | C | OP | 88 | 1955 | FO2 |  |  | NG | FO2 |  | 14002 | 1250 | 1250 | 0 |  | 0 | 0 | 0 | 0 | 0 | 0 | [6 empty] | 0 | 0 | 0 | 0 | 1955 | 0 | 0 | E | [6 empty] | 0
3 |  | 10604 | 2773 | 1 | HC | 1200 | C | OP | 88 | 1927 | WAT |  |  | WAT |  |  | 0 | 1200 | 1200 | 0 |  | 0 | 0 | 0 | 0 | 0 | 0 | [6 empty] | 0 | 0 | 0 | 0 | 1927 | 0 | 0 | E | [6 empty] | 0
3 |  | 10604 | 2773 | 2 | HC | 2400 | C | OP | 88 | 1927 | WAT |  |  | WAT |  |  | 0 | 2400 | 2400 | 0 |  | 0 | 0 | 0 | 0 | 0 | 0 | [6 empty] | 0 | 0 | 0 | 0 | 1927 | 0 | 0 | E | [6 empty] | 0
3 |  | 10606 | 1154 | 1 | IC | 200 | P | SB | 88 | 1931 | FO2 |  |  | FO2 |  |  | 10500 | 175 | 175 | 0 |  | 0 | 0 | 0 | 0 | 0 | 0 | [6 empty] | 0 | 0 | 0 | 0 | 1931 | 0 | 0 | E | [6 empty] | 0
3 |  | 10606 | 1154 | 2 | IC | 300 | P | SB | 88 | 1937 | FO2 |  |  | FO2 |  |  | 10500 | 275 | 275 | 0 |  | 0 | 0 | 0 | 0 | 0 | 0 | [6 empty] | 0 | 0 | 0 | 0 | 1937 | 0 | 0 | E | [6 empty] | 0
3 |  | 10606 | 1154 | 3 | IC | 900 | P | SB | 88 | 1956 | FO2 |  |  | FO2 | NG |  | 9700 | 820 | 820 | 0 |  | 0 | 0 | 0 | 0 | 0 | 0 | [6 empty] | 0 | 0 | 0 | 0 | 1956 | 0 | 0 | E | [6 empty] | 0
3 |  | 10606 | 1154 | 4 | IC | 1400 | P | SB | 88 | 1962 | FO2 |  |  | FO2 | NG |  | 9700 | 1350 | 1350 | 0 |  | 0 | 0 | 0 | 0 | 0 | 0 | [6 empty] | 0 | 0 | 0 | 0 | 1962 | 0 | 0 | E | [6 empty] | 0
3 |  | 10606 | 1154 | 5 | IC | 3000 | P | SB | 1 | 1969 | FO2 |  |  | FO2 | NG |  | 9050 | 3000 | 3000 | 0 |  | 0 | 0 | 0 | 0 | 0 | 0 | [6 empty] | 0 | 0 | 0 | 12 | 1968 | 0 | 0 | E | [6 empty] | 0
3 |  | 10606 | 1154 | 6 | IC | 5800 | P | SB | 4 | 1979 | FO2 |  |  | FO2 |  |  | 9050 | 5800 | 5800 | 0 |  | 0 | 0 | 0 | 0 | 0 | 0 | [6 empty] | 0 | 0 | 0 | 3 | 1979 | 0 | 0 | E | [6 empty] | 0
3 |  | 10608 | 1153 | 1 | IC | 700 |  | SB | 88 | 1950 | FO2 |  |  | FO2 |  |  | 0 | 500 | 500 | 0 |  | 0 | 0 | 0 | 0 | 0 | 0 | [6 empty] | 0 | 0 | 0 | 0 | 1950 | 0 | 0 | E | [6 empty] | 0
3 |  | 10608 | 1153 | 2 | IC | 1000 |  | SB | 88 | 1958 | FO2 |  |  | FO2 |  |  | 0 | 800 | 800 | 0 |  | 0 | 0 | 0 | 0 | 0 | 0 | [6 empty] | 0 | 0 | 0 | 0 | 1958 | 0 | 0 | E | [6 empty] | 0
3 |  | 10608 | 1153 | R1 | IC | 1000 |  |  | 88 | 1949 |  |  |  | FO2 |  |  | 0 | 0 | 0 | 0 | RE | 12 | 1982 | 0 | 0 | 0 | 0 | [6 empty] | 0 | 0 | 0 | 0 | 1949 | 0 | 0 | E | [6 empty] | 0
3 |  | 10620 | 673 | S1 | ST | 7500 | C | SB | 1 | 1961 | NG | FO6 |  | NG | FO6 |  | 18099 | 7000 | 8000 | 0 |  | 0 | 0 | 0 | 0 | 0 | 0 | [6 empty] | 0 | 0 | 0 | 11 | 1960 | 0 | 0 | E | [6 empty] | 0
3 |  | 10620 | 673 | S2 | ST | 7500 |  |  | 3 | 1963 |  |  |  | NG | FO6 |  | 9400 | 7000 | 8000 | 0 | RE | 3 | 1988 | 0 | 0 | 0 | 0 | [6 empty] | 0 | 0 | 0 | 1 | 1963 | 0 | 0 | E | [6 empty] | 0
3 |  | 10620 | 673 | S3 | ST | 26500 | C | OP | 11 | 1967 | NG | FO6 |  | NG | FO6 |  | 14835 | 22000 | 24000 | 0 |  | 0 | 0 | 0 | 0 | 0 | 0 | [6 empty] | 0 | 0 | 0 | 9 | 1967 | 0 | 0 | E | [6 empty] | 0
3 |  | 10620 | 673 | S4 | ST | 32580 | C | OS | 8 | 1971 | NG | FO6 |  | NG | FO6 |  | 13793 | 32000 | 33000 | 0 |  | 0 | 0 | 0 | 0 | 0 | 0 | [6 empty] | 0 | 0 | 0 | 5 | 1971 | 0 | 0 | E | [6 empty] | 0
3 |  | 10620 | 673 | S5 | CW | 10000 | B | OP | 3 | 1978 | WH |  |  | WH |  |  | 9106 | 8940 | 8940 | 0 |  | 0 | 0 | 0 | 0 | 0 | 0 | [6 empty] | 0 | 0 | 0 | 12 | 1977 | 0 | 0 | E | [6 empty] | 0
3 |  | 10620 | 673 | GT1 | GT | 30800 | P | OP | 12 | 1976 | FO2 |  |  | FO2 |  |  | 18110 | 26000 | 31000 | 0 |  | 0 | 0 | 0 | 0 | 0 | 0 | [6 empty] | 0 | 0 | 0 | 11 | 1976 | 0 | 0 | E | [6 empty] | 0
3 |  | 10620 | 673 | GT2 | CT | 21410 | B | OP | 3 | 1978 | NG | FO2 |  | NG | FO2 |  | 9106 | 20728 | 22807 | 0 |  | 0 | 0 | 0 | 0 | 0 | 0 | [6 empty] | 0 | 0 | 0 | 2 | 1978 | 0 | 0 | E | [6 empty] | 0
3 |  | 10620 | 673 | MU1 | IC | 2000 | P | OP | 12 | 1965 | FO2 |  |  | FO2 |  |  | 12460 | 1800 | 2000 | 0 |  | 0 | 0 | 0 | 0 | 0 | 0 | [6 empty] | 0 | 0 | 0 | 11 | 1965 | 0 | 0 | E | [6 empty] | 0
3 |  | 10620 | 673 | MU2 | IC | 2000 | P | OP | 12 | 1965 | FO2 |  |  | FO2 |  |  | 12460 | 1800 | 2000 | 0 |  | 0 | 0 | 0 | 0 | 0 | 0 | [6 empty] | 0 | 0 | 0 | 11 | 1965 | 0 | 0 | E | [6 empty] | 0
3 |  | 10620 | 673 | MU3 | IC | 2000 | P | OP | 12 | 1965 | FO2 |  |  | FO2 |  |  | 12460 | 1800 | 2000 | 0 |  | 0 | 0 | 0 | 0 | 0 | 0 | [6 empty] | 0 | 0 | 0 | 11 | 1965 | 0 | 0 | E | [6 empty] | 0
3 |  | 10620 | 673 | MU4 | IC | 2000 | P | OP | 12 | 1965 | FO2 |  |  | FO2 |  |  | 12460 | 1800 | 1800 | 0 |  | 0 | 0 | 0 | 0 | 0 | 0 | [6 empty] | 0 | 0 | 0 | 11 | 1965 | 0 | 0 | E | [6 empty] | 0
3 |  | 10620 | 673 | MU5 | IC | 2000 | P | OP | 12 | 1965 | FO2 |  |  | FO2 |  |  | 12460 | 1800 | 1800 | 0 |  | 0 | 0 | 0 | 0 | 0 | 0 | [6 empty] | 0 | 0 | 0 | 11 | 1965 | 0 | 0 | E | [6 empty] | 0
3 |  | 10622 | 1986 | 1 | IC | 1000 |  |  | 88 | 1936 |  |  |  | FO2 |  |  | 0 | 0 | 0 | 0 | RE | 9 | 1957 | 0 | 0 | 0 | 0 | [6 empty] | 0 | 0 | 0 | 0 | 1936 | 0 | 0 | E | [6 empty] | 0
3 |  | 10622 | 1986 | 2 | IC | 1000 |  |  | 88 | 1938 |  |  |  | FO2 |  |  | 0 | 0 | 0 | 0 | RE | 9 | 1957 | 0 | 0 | 0 | 0 | [6 empty] | 0 | 0 | 0 | 0 | 1938 | 0 | 0 | E | [6 empty] | 0
3 |  | 10622 | 1986 | 3 | IC | 1000 |  |  | 88 | 1938 |  |  |  | FO2 |  |  | 0 | 0 | 0 | 0 | RE | 9 | 1957 | 0 | 0 | 0 | 0 | [6 empty] | 0 | 0 | 0 | 0 | 1938 | 0 | 0 | E | [6 empty] | 0
3 |  | 10622 | 1986 | 4 | IC | 1000 |  |  | 88 | 1948 |  |  |  | FO2 |  |  | 0 | 0 | 0 | 0 | RE | 9 | 1957 | 0 | 0 | 0 | 0 | [6 empty] | 0 | 0 | 0 | 0 | 1948 | 0 | 0 | E | [6 empty] | 0
3 |  | 10623 | 675 | 1 | GT | 11250 | P | OP | 10 | 1962 | NG | FO2 |  | FO2 | NG |  | 20295 | 11000 | 13000 | 0 |  | 0 | 0 | 0 | 0 | 0 | 0 | [6 empty] | 0 | 0 | 0 | 0 | 1962 | 0 | 0 | E | [6 empty] | 0
3 |  | 10623 | 675 | 2 | GT | 11250 | P | OP | 11 | 1962 | NG | FO2 |  | FO2 | NG |  | 20295 | 11000 | 13000 | 0 |  | 0 | 0 | 0 | 0 | 0 | 0 | [6 empty] | 0 | 0 | 0 | 0 | 1962 | 0 | 0 | E | [6 empty] | 0
3 |  | 10623 | 675 | 3 | GT | 11250 | P | OP | 12 | 1962 | NG | FO2 |  | FO2 | NG |  | 20295 | 11000 | 13000 | 0 |  | 0 | 0 | 0 | 0 | 0 | 0 | [6 empty] | 0 | 0 | 0 | 0 | 1962 | 0 | 0 | E | [6 empty] | 0
3 |  | 10623 | 675 | 4 | ST | 20000 | C | SB | 6 | 1950 | NG | FO6 |  | NG | FO6 |  | 12800 | 18800 | 19400 | 0 |  | 0 | 0 | 0 | 0 | 0 | 0 | [6 empty] | 0 | 0 | 0 | 5 | 1950 | 0 | 0 | E | [6 empty] | 0
3 |  | 10623 | 675 | 5 | ST | 25000 | C | OP | 4 | 1956 | NG | FO6 |  | NG | FO6 |  | 13600 | 24000 | 23900 | 25000 | RP | 0 | 0 | 1 | 1993 | 1 | 1993 |  |  |  | WH |  |  | 24000 | 23900 | 0 | 3 | 1956 | 0 | 0 | E |  |  | CW | Y | This unit to be combined with New Larsen 1GT to create 103,000kw CC unit in late 1992 |  | 0
3 |  | 10623 | 675 | 6 | ST | 25000 | C | OP | 12 | 1959 | NG | FO6 |  | NG | FO6 |  | 11900 | 24000 | 24600 | 25000 | RP | 0 | 0 | 1 | 2001 | 6 | 2000 |  |  |  | WH |  |  | 24000 | 24600 | 0 | 11 | 1959 | 0 | 0 | E |  |  | CW |  |  |  | 0
3 |  | 10623 | 675 | 7 | ST | 50000 | C | OP | 2 | 1966 | NG | FO6 |  | NG | FO6 |  | 12221 | 49200 | 51200 | 0 |  | 0 | 0 | 0 | 0 | 0 | 0 | [6 empty] | 0 | 0 | 0 | 12 | 1965 | 0 | 0 | E | [6 empty] | 0
3 |  | 10623 | 675 | 8 | CT | 0 |  |  | 0 | 0 | [6 empty] | 0 | 0 | 0 | 86000 | CO | 0 | 0 | 1 | 1994 | 6 | 1992 |  |  |  | NG | FO2 |  | 78000 | 86000 | 0 | 0 | 0 | 71405 | 75766 | [7 empty] | 0
3 |  | 10623 | 675 | 9 | CT | 0 |  |  | 0 | 0 | [6 empty] | 0 | 0 | 0 | 86000 | PL | 0 | 0 | 1 | 2001 | 6 | 2000 |  |  |  | NG | FO2 |  | 78000 | 86000 | 0 | 0 | 0 | 71405 | 75766 | [7 empty] | 0
3 |  | 10623 | 676 | 3 | ST | 334000 | B | OP | 9 | 1982 | FO2 | BIT |  | BIT | REF | FO6 | 10005 | 332000 | 340000 | 0 |  | 0 | 0 | 0 | 0 | 0 | 0 | [6 empty] | 0 | 0 | 0 | 5 | 1982 | 0 | 0 | E | [6 empty] | 0
3 |  | 10623 | 676 | GT1 | GT | 23100 | P | OP | 88 | 1973 | FO2 |  |  | FO2 |  |  | 15000 | 19600 | 23100 | 0 |  | 0 | 0 | 0 | 0 | 0 | 0 | [6 empty] | 0 | 0 | 0 | 0 | 1973 | 0 | 0 | E | [6 empty] | 0
3 |  | 10623 | 676 | IC1 | IC | 2750 | P | OP | 88 | 1970 | FO2 |  |  | FO2 |  |  | 10696 | 2650 | 2750 | 0 |  | 0 | 0 | 0 | 0 | 0 | 0 | [6 empty] | 0 | 0 | 0 | 0 | 1970 | 0 | 0 | E | [6 empty] | 0
3 |  | 10623 | 676 | IC2 | IC | 2750 | P | OP | 88 | 1970 | FO2 |  |  | FO2 |  |  | 10696 | 2650 | 2750 | 0 |  | 0 | 0 | 0 | 0 | 0 | 0 | [6 empty] | 0 | 0 | 0 | 0 | 1970 | 0 | 0 | E | [6 empty] | 0
3 |  | 10623 | 676 | ST1 | ST | 90000 | C | OP | 2 | 1971 | NG | FO6 |  | NG | FO6 |  | 10620 | 84000 | 86000 | 0 |  | 0 | 0 | 0 | 0 | 0 | 0 | [6 empty] | 0 | 0 | 0 | 11 | 1970 | 0 | 0 | E | [6 empty] | 0
3 |  | 10623 | 676 | ST2 | ST | 115000 | C | OP | 6 | 1976 | NG | FO6 |  | NG | FO6 |  | 10259 | 111000 | 118000 | 0 |  | 0 | 0 | 0 | 0 | 0 | 0 | [6 empty] | 0 | 0 | 0 | 3 | 1976 | 0 | 0 | E | [6 empty] | 0
3 |  | 10623 | 7156 | 1 | CT | 0 |  |  | 0 | 0 | [6 empty] | 0 | 0 | 0 | 66000 | CN | 7 | 1991 | 1 | 1998 | 0 | 0 |  |  |  | NG |  |  | 66000 | 66000 | 0 | 0 | 0 | 55395 | 59641 | [7 empty] | 0
3 |  | 10623 | 7156 | 2 | CW | 0 |  |  | 0 | 0 | [6 empty] | 0 | 0 | 0 | 34000 | CN | 7 | 1991 | 1 | 1998 | 0 | 0 |  |  |  | WH |  |  | 34000 | 34000 | 0 | 0 | 0 | 29320 | 32741 | [7 empty] | 0
3 |  | 10623 | 7211 | 1 | GT | 0 |  |  | 0 | 0 | [6 empty] | 0 | 0 | 0 | 50000 | CN | 9 | 1990 | 1 | 1998 | 0 | 0 |  |  |  | NG |  |  | 50000 | 50000 | 0 | 0 | 0 | 41471 | 49781 | [7 empty] | 0
3 |  | 10629 | 2812 | 1 | IC | 1000 |  |  | 99 | 1945 |  |  |  | FO2 |  |  | 0 | 0 | 0 | 0 | RE | 0 | 0 | 0 | 0 | 0 | 0 | [6 empty] | 0 | 0 | 0 | 0 | 1945 | 0 | 0 | E | [6 empty] | 0
3 |  | 10633 | 508 | 1 | ST | 0 |  |  | 0 | 0 | [6 empty] | 0 | 0 | 0 | 2000 | CN | 99 | 9999 | 0 | 0 | 0 | 0 |  |  |  | NG | FO2 |  | 0 | 0 | 0 | 0 | 0 | 2000 | 2000 | [7 empty] | 0
3 |  | 10633 | 508 | 2 | ST | 3000 |  | OS | 88 | 1939 | NG |  |  | NG | FO2 |  | 17000 | 3000 | 3000 | 0 |  | 0 | 0 | 0 | 0 | 0 | 0 | [6 empty] | 0 | 0 | 0 | 0 | 1939 | 0 | 0 | E | [6 empty] | 0
3 |  | 10633 | 508 | 3 | ST | 5000 |  | OS | 88 | 1952 | NG |  |  | NG | FO2 |  | 17215 | 6000 | 6000 | 0 |  | 0 | 0 | 0 | 0 | 0 | 0 | [6 empty] | 0 | 0 | 0 | 0 | 1952 | 0 | 0 | E | [6 empty] | 0
3 |  | 10633 | 508 | 4 | ST | 25000 | B | OP | 88 | 1972 | NG |  |  | NG | FO2 |  | 13180 | 28000 | 28000 | 0 |  | 0 | 0 | 0 | 0 | 0 | 0 | [6 empty] | 0 | 0 | 0 | 0 | 1972 | 0 | 0 | E | [6 empty] | 0
3 |  | 10633 | 508 | IC1 | IC | 1000 |  | SB | 0 | 1949 | FO2 |  |  | FO2 |  |  | 0 | 1000 | 1000 | 0 |  | 0 | 0 | 0 | 0 | 0 | 0 | [6 empty] | 0 | 0 | 0 | 0 | 1949 | 0 | 0 | [7 empty] | 0
3 |  | 10633 | 508 | IC2 | IC | 1000 |  | SB | 88 | 1946 | FO2 |  |  | FO2 |  |  | 0 | 1000 | 1000 | 0 |  | 0 | 0 | 0 | 0 | 0 | 0 | [6 empty] | 0 | 0 | 0 | 0 | 1946 | 0 | 0 | E | [6 empty] | 0
3 |  | 10650 | 1155 | 1 | IC | 2830 | P | OP | 6 | 1973 | FO2 |  |  | FO2 | NG |  | 11566 | 2750 | 2800 | 0 |  | 0 | 0 | 0 | 0 | 0 | 0 | [6 empty] | 0 | 0 | 0 | 5 | 1973 | 0 | 0 | E | [6 empty] | 0
3 |  | 10650 | 1155 | 2 | IC | 200 | B | SB | 3 | 1940 | FO2 |  |  | FO2 |  |  | 10762 | 150 | 160 | 0 |  | 0 | 0 | 0 | 0 | 0 | 0 | [6 empty] | 0 | 0 | 0 | 2 | 1940 | 0 | 0 | E | [6 empty] | 0
3 |  | 10650 | 1155 | 3 | IC | 300 | B | SB | 8 | 1941 | FO2 |  |  | FO2 |  |  | 11497 | 240 | 260 | 0 |  | 0 | 0 | 0 | 0 | 0 | 0 | [6 empty] | 0 | 0 | 0 | 7 | 1941 | 0 | 0 | E | [6 empty] | 0
3 |  | 10650 | 1155 | 4 | IC | 690 | B | OP | 12 | 1948 | FO2 |  |  | FO2 |  |  | 10768 | 550 | 600 | 0 |  | 0 | 0 | 0 | 0 | 0 | 0 | [6 empty] | 0 | 0 | 0 | 11 | 1948 | 0 | 0 | E | [6 empty] | 0
3 |  | 10650 | 1155 | 5 | IC | 1183 | B | OP | 1 | 1955 | FO2 |  |  | FO2 | NG |  | 10726 | 1050 | 1100 | 0 |  | 0 | 0 | 0 | 0 | 0 | 0 | [6 empty] | 0 | 0 | 0 | 12 | 1954 | 0 | 0 | E | [6 empty] | 0
3 |  | 10685 | 1987 | 1 | HC | 165 |  |  | 88 | 1918 |  |  |  | WAT |  |  | 0 | 1 | 1 | 0 | RE | 3 | 1986 | 0 | 0 | 0 | 0 | [6 empty] | 0 | 0 | 0 | 0 | 1918 | 0 | 0 | [7 empty] | 0
3 |  | 10685 | 1987 | 2 | HC | 312 |  | SB | 88 | 1923 |  |  |  | WAT |  |  | 0 | 150 | 150 | 0 |  | 0 | 0 | 0 | 0 | 0 | 0 | [6 empty] | 0 | 0 | 0 | 0 | 1923 | 0 | 0 | E | [6 empty] | 0
3 |  | 10685 | 1987 | 3 | IC | 415 |  | SB | 88 | 1928 | FO2 |  |  | FO2 |  |  | 0 | 362 | 362 | 0 |  | 0 | 0 | 0 | 0 | 0 | 0 | [6 empty] | 0 | 0 | 0 | 0 | 1928 | 0 | 0 | E | [6 empty] | 0
3 |  | 10685 | 1987 | 4 | IC | 280 |  | SB | 88 | 1928 | FO2 |  |  | FO2 |  |  | 0 | 280 | 280 | 0 |  | 0 | 0 | 0 | 0 | 0 | 0 | [6 empty] | 0 | 0 | 0 | 0 | 1928 | 0 | 0 | E | [6 empty] | 0
3 |  | 10685 | 1987 | 5 | IC | 1000 |  | SB | 88 | 1967 | FO2 |  |  | FO2 |  |  | 0 | 941 | 941 | 0 |  | 0 | 0 | 0 | 0 | 0 | 0 | [6 empty] | 0 | 0 | 0 | 0 | 1967 | 0 | 0 | E | [6 empty] | 0
3 |  | 10704 | 1831 | 1 | ST | 40000 | B | OP | 6 | 1954 | FO1 | BIT |  | BIT |  |  | 11549 | 42728 | 45167 | 0 |  | 0 | 0 | 0 | 0 | 0 | 0 | [6 empty] | 0 | 0 | 0 | 5 | 1954 | 0 | 0 | E | [6 empty] | 0
3 |  | 10704 | 1831 | 2 | ST | 40000 | B | OP | 6 | 1958 | FO1 | BIT |  | BIT |  |  | 11447 | 44964 | 47167 | 0 |  | 0 | 0 | 0 | 0 | 0 | 0 | [6 empty] | 0 | 0 | 0 | 5 | 1958 | 0 | 0 | E | [6 empty] | 0
3 |  | 10704 | 1831 | 3 | ST | 47000 | B | OP | 6 | 1960 | FO1 | BIT |  | BIT |  |  | 10920 | 44660 | 48605 | 0 |  | 0 | 0 | 0 | 0 | 0 | 0 | [6 empty] | 0 | 0 | 0 | 5 | 1960 | 0 | 0 | E | [6 empty] | 0
3 |  | 10704 | 1831 | 4 | ST | 80000 | B | OP | 12 | 1964 | FO1 | BIT |  | BIT |  |  | 10701 | 76395 | 78133 | 0 |  | 0 | 0 | 0 | 0 | 0 | 0 | [6 empty] | 0 | 0 | 0 | 10 | 1964 | 0 | 0 | E | [6 empty] | 0
3 |  | 10704 | 1831 | 5 | ST | 80000 | B | OP | 6 | 1968 | FO1 | BIT |  | BIT |  |  | 10454 | 76642 | 78149 | 0 |  | 0 | 0 | 0 | 0 | 0 | 0 | [6 empty] | 0 | 0 | 0 | 4 | 1968 | 0 | 0 | E | [6 empty] | 0
3 |  | 10704 | 1831 | 6 | ST | 80000 | B | OP | 8 | 1970 | FO1 | BIT |  | BIT |  |  | 10645 | 70884 | 71728 | 0 |  | 0 | 0 | 0 | 0 | 0 | 0 | [6 empty] | 0 | 0 | 0 | 6 | 1970 | 0 | 0 | E | [6 empty] | 0
3 |  | 10704 | 1832 | 1 | ST | 154716 | B | OP | 2 | 1973 | FO1 | BIT |  | BIT |  |  | 9963 | 155235 | 155648 | 0 |  | 0 | 0 | 0 | 0 | 0 | 0 | [6 empty] | 0 | 0 | 0 | 11 | 1972 | 0 | 0 | E | [6 empty] | 0
3 |  | 10704 | 1832 | 2 | ST | 0 |  |  | 0 | 0 | [6 empty] | 0 | 0 | 0 | 170000 | CN | 99 | 9999 | 3 | 1987 | 3 | 1987 |  |  |  | COL |  |  | 0 | 0 | 0 | 0 | 0 | 161000 | 164000 | [7 empty] | 0
3 |  | 10704 | 1832 | GT1 | GT | 0 |  |  | 0 | 0 | [6 empty] | 0 | 0 | 0 | 60000 | CN | 99 | 9999 | 12 | 1977 | 99 | 1999 |  |  |  | PET |  |  | 0 | 0 | 0 | 0 | 0 | 50000 | 60000 | [7 empty] | 0
3 |  | 10704 | 1832 | GT2 | GT | 0 |  |  | 0 | 0 | [6 empty] | 0 | 0 | 0 | 60000 | CN | 99 | 9999 | 12 | 1978 | 99 | 1999 |  |  |  | PET |  |  | 0 | 0 | 0 | 0 | 0 | 50000 | 60000 | [7 empty] | 0
3 |  | 10704 | 1833 | 1 | HC | 500 | C | OP | 5 | 1907 |  |  |  | WAT |  |  | 0 | 500 | 500 | 0 |  | 0 | 0 | 0 | 0 | 0 | 0 | [6 empty] | 0 | 0 | 0 | 2 | 1907 | 0 | 0 | E | [6 empty] | 0
3 |  | 10704 | 1833 | HC2 | HC | 500 | C | OP | 5 | 1907 |  |  |  | WAT |  |  | 0 | 500 | 500 | 0 |  | 0 | 0 | 0 | 0 | 0 | 0 | [6 empty] | 0 | 0 | 0 | 2 | 1907 | 0 | 0 | E | [6 empty] | 0
3 |  | 10704 | 1834 | 1 | HC | 200 | C |  | 5 | 1936 |  |  |  | WAT |  |  | 0 | 200 | 200 | 0 | RE | 9 | 1991 | 0 | 0 | 0 | 0 | [6 empty] | 0 | 0 | 0 | 2 | 1936 | 0 | 0 | E | [6 empty] | 0
3 |  | 10704 | 1835 | 1 | ST | 25000 | C | OP | 10 | 1940 | FO1 | BIT |  | BIT |  |  | 13000 | 22214 | 23902 | 0 |  | 0 | 0 | 0 | 0 | 0 | 0 | [6 empty] | 0 | 0 | 0 | 9 | 1940 | 0 | 0 | E | [6 empty] | 0
3 |  | 10704 | 1835 | 2 | ST | 25000 | C | OP | 1 | 1949 | FO1 | BIT |  | BIT |  |  | 13000 | 21460 | 23086 | 0 |  | 0 | 0 | 0 | 0 | 0 | 0 | [6 empty] | 0 | 0 | 0 | 12 | 1948 | 0 | 0 | E | [6 empty] | 0
3 |  | 10704 | 1835 | 3 | ST | 25000 | C | OP | 9 | 1951 | FO1 | BIT |  | BIT |  |  | 13000 | 20743 | 21795 | 0 |  | 0 | 0 | 0 | 0 | 0 | 0 | [6 empty] | 0 | 0 | 0 | 8 | 1951 | 0 | 0 | E | [6 empty] | 0
3 |  | 10704 | 1835 | 5 | ST | 4000 | C |  | 88 | 1939 |  |  |  | BIT |  |  | 4200 | 4015 | 4000 | 0 | RE | 12 | 1988 | 0 | 0 | 0 | 0 | [6 empty] | 0 | 0 | 0 | 0 | 1939 | 0 | 0 | E | E | [5 empty] | 0
3 |  | 10713 | 1298 | GT1 | GT | 1300 | C | OS | 88 | 1955 | NG |  |  | NG |  |  | 22134 | 1000 | 1000 | 0 |  | 0 | 0 | 0 | 0 | 0 | 0 | [6 empty] | 0 | 0 | 0 | 0 | 1955 | 0 | 0 | E | [6 empty] | 0
3 |  | 10713 | 1299 | 1 | ST | 1500 | C | OS | 88 | 1939 | NG |  |  | NG | FO6 |  | 16992 | 1500 | 1500 | 0 |  | 0 | 0 | 0 | 0 | 0 | 0 | [6 empty] | 0 | 0 | 0 | 0 | 1939 | 0 | 0 | E | [6 empty] | 0
3 |  | 10713 | 1299 | 2 | ST | 3000 | C | OS | 88 | 1948 | NG |  |  | NG | FO6 |  | 20664 | 3000 | 3000 | 0 |  | 0 | 0 | 0 | 0 | 0 | 0 | [6 empty] | 0 | 0 | 0 | 0 | 1948 | 0 | 0 | E | [6 empty] | 0
3 |  | 10713 | 1299 | 3 | ST | 8300 | B | OP | 12 | 1966 | NG |  |  | NG | FO6 |  | 16120 | 9000 | 9000 | 0 |  | 0 | 0 | 0 | 0 | 0 | 0 | [6 empty] | 0 | 0 | 0 | 10 | 1966 | 0 | 0 | E | [6 empty] | 0
3 |  | 10713 | 1299 | 4 | ST | 1200 |  |  | 99 | 1949 |  |  |  | NG | FO6 |  | 0 | 0 | 0 | 0 | RE | 88 | 1974 | 0 | 0 | 0 | 0 | [6 empty] | 0 | 0 | 0 | 0 | 1949 | 0 | 0 | E | [6 empty] | 0
3 |  | 10713 | 1299 | IC5 | IC | 6450 | P | OP | 12 | 1976 | FO2 |  |  | FO2 | NG |  | 11178 | 6000 | 6000 | 0 |  | 0 | 0 | 0 | 0 | 0 | 0 | [6 empty] | 0 | 0 | 0 | 11 | 1976 | 0 | 0 | E | [6 empty] | 0
3 |  | 10716 | 7181 | 1 | IC | 100 |  | SB | 0 | 1984 | FO2 |  |  | FO2 |  |  | 0 | 75 | 75 | 475 | FC | 0 | 0 | 8 | 1991 | 1 | 1992 |  |  |  | WAT |  |  | 475 | 475 | 0 | 0 | 1984 | 431 | 482 |  |  |  | HL |  |  |  | 0
3 |  | 10716 | 7181 | 2 | IC | 200 |  | SB | 0 | 1984 | FO2 |  |  | FO2 |  |  | 0 | 180 | 190 | 0 |  | 0 | 0 | 0 | 0 | 0 | 0 | [6 empty] | 0 | 0 | 0 | 0 | 1984 | 0 | 0 |  | E | [5 empty] | 0
3 |  | 10716 | 7181 | 3 | HL | 475 | B | OP | 7 | 1991 | WAT |  |  | WAT |  |  | 0 | 475 | 475 | 0 |  | 0 | 0 | 0 | 0 | 0 | 0 | [6 empty] | 0 | 0 | 0 | 7 | 1991 | 0 | 0 | [7 empty] | 0
3 |  | 10730 | 507 | 1 | IC | 300 |  | SB | 88 | 1941 | FO2 |  |  | FO2 |  |  | 0 | 300 | 300 | 0 |  | 0 | 0 | 0 | 0 | 0 | 0 | [6 empty] | 0 | 0 | 0 | 0 | 1941 | 0 | 0 | E | [6 empty] | 0
3 |  | 10730 | 507 | 2 | IC | 300 |  | SB | 88 | 1941 | FO2 |  |  | FO2 |  |  | 0 | 300 | 300 | 0 |  | 0 | 0 | 0 | 0 | 0 | 0 | [6 empty] | 0 | 0 | 0 | 0 | 1941 | 0 | 0 | E | [6 empty] | 0
3 |  | 10730 | 507 | 3 | IC | 100 |  |  | 99 | 1941 |  |  |  | NG | FO2 |  | 0 | 0 | 0 | 0 | RE | 0 | 0 | 0 | 0 | 0 | 0 | [6 empty] | 0 | 0 | 0 | 0 | 1941 | 0 | 0 | E | [6 empty] | 0
3 |  | 10730 | 507 | 4 | IC | 1000 |  | SB | 88 | 1951 | FO2 |  |  | NG | FO2 |  | 0 | 1000 | 1000 | 0 |  | 0 | 0 | 0 | 0 | 0 | 0 | [6 empty] | 0 | 0 | 0 | 0 | 1951 | 0 | 0 | E | [6 empty] | 0
3 |  | 10730 | 507 | 5 | IC | 1000 |  | SB | 88 | 1951 | FO2 |  |  | NG | FO2 |  | 0 | 1000 | 1000 | 0 |  | 0 | 0 | 0 | 0 | 0 | 0 | [6 empty] | 0 | 0 | 0 | 0 | 1951 | 0 | 0 | E | [6 empty] | 0
3 |  | 10730 | 507 | 6 | IC | 3000 |  | SB | 3 | 1967 | FO2 |  |  | NG | FO2 |  | 0 | 2500 | 2500 | 0 |  | 0 | 0 | 0 | 0 | 0 | 0 | [6 empty] | 0 | 0 | 0 | 2 | 1967 | 0 | 0 | E | [6 empty] | 0
3 |  | 10760 | 2249 | 1 | IC | 1400 | P | SB | 10 | 1974 | FO2 |  |  | NG | FO2 |  | 0 | 1100 | 1200 | 0 |  | 0 | 0 | 0 | 0 | 0 | 0 | [6 empty] | 0 | 0 | 0 | 9 | 1974 | 0 | 0 | E | [6 empty] | 0
3 |  | 10760 | 2249 | 2 | IC | 900 | P | SB | 88 | 1970 | FO2 |  |  | NG | FO2 |  | 0 | 700 | 800 | 0 |  | 0 | 0 | 0 | 0 | 0 | 0 | [6 empty] | 0 | 0 | 0 | 0 | 1970 | 0 | 0 | E | [6 empty] | 0
3 |  | 10760 | 2249 | 3 | IC | 700 | P | SB | 88 | 1965 | FO2 |  |  | NG |  |  | 0 | 500 | 600 | 0 |  | 0 | 0 | 0 | 0 | 0 | 0 | [6 empty] | 0 | 0 | 0 | 0 | 1965 | 0 | 0 | E | [6 empty] | 0
3 |  | 10760 | 2249 | 4 | IC | 500 | P | SB | 88 | 1960 | FO2 |  |  | NG | FO2 |  | 0 | 390 | 450 | 0 |  | 0 | 0 | 0 | 0 | 0 | 0 | [6 empty] | 0 | 0 | 0 | 0 | 1960 | 0 | 0 | E | [6 empty] | 0
3 |  | 10760 | 2249 | 5 | IC | 300 | P |  | 88 | 1947 | FO2 |  |  | NG | FO2 |  | 0 | 250 | 270 | 0 | RE | 11 | 1991 | 0 | 0 | 0 | 0 | [6 empty] | 0 | 0 | 0 | 0 | 1947 | 0 | 0 | E | [6 empty] | 0
3 |  | 10760 | 2249 | 6 | IC | 200 | P | SB | 88 | 1956 | FO2 |  |  | NG | FO2 |  | 0 | 150 | 170 | 0 |  | 0 | 0 | 0 | 0 | 0 | 0 | [6 empty] | 0 | 0 | 0 | 0 | 1956 | 0 | 0 | E | [6 empty] | 0
3 |  | 10760 | 2249 | 7 | IC | 0 |  |  | 0 | 0 | [6 empty] | 0 | 0 | 0 | 1400 | CO | 0 | 0 | 6 | 1992 | 6 | 1992 |  |  |  | NG | FO2 |  | 1100 | 1200 | 0 | 0 | 0 | 1285 | 1462 | [7 empty] | 0
3 |  | 10769 | 1157 | 2 | IC | 1000 |  |  | 99 | 1949 |  |  |  | FO2 |  |  | 0 | 0 | 0 | 0 | RE | 12 | 1976 | 0 | 0 | 0 | 0 | [6 empty] | 0 | 0 | 0 | 0 | 1949 | 0 | 0 | E | [6 empty] | 0
3 |  | 10769 | 1157 | 3 | IC | 800 | C | SB | 88 | 1952 | FO2 |  |  | FO2 |  |  | 0 | 750 | 750 | 0 |  | 0 | 0 | 0 | 0 | 0 | 0 | [6 empty] | 0 | 0 | 0 | 0 | 1952 | 0 | 0 | E | [6 empty] | 0
3 |  | 10769 | 1157 | 4 | IC | 800 | C | SB | 88 | 1951 | FO2 |  |  | FO2 |  |  | 0 | 750 | 750 | 0 |  | 0 | 0 | 0 | 0 | 0 | 0 | [6 empty] | 0 | 0 | 0 | 0 | 1951 | 0 | 0 | E | [6 empty] | 0
3 |  | 10794 | 2510 | 1 | ST | 500 |  |  | 12 | 1954 |  |  |  | FO4 |  |  | 0 | 500 | 500 | 0 | SD | 0 | 0 | 0 | 0 | 0 | 0 | [6 empty] | 0 | 0 | 0 | 11 | 1954 | 0 | 0 | E | [6 empty] | 0
3 |  | 10794 | 2510 | IC1 | IC | 300 |  |  | 12 | 1968 |  |  |  | FO2 |  |  | 0 | 0 | 0 | 0 | RE | 12 | 1984 | 0 | 0 | 0 | 0 | [6 empty] | 0 | 0 | 0 | 0 | 1968 | 0 | 0 | E | [6 empty] | 0
3 |  | 10794 | 2510 | IC3 | IC | 800 |  |  | 11 | 1973 |  |  |  | FO2 |  |  | 0 | 800 | 800 | 0 | RE | 7 | 1986 | 0 | 0 | 0 | 0 | [6 empty] | 0 | 0 | 0 | 10 | 1973 | 0 | 0 | E | [6 empty] | 0
3 |  | 10794 | 2510 | IC4 | IC | 900 |  |  | 10 | 1973 |  |  |  | FO2 |  |  | 0 | 900 | 900 | 0 | RE | 7 | 1986 | 0 | 0 | 0 | 0 | [6 empty] | 0 | 0 | 0 | 9 | 1973 | 0 | 0 | E | [6 empty] | 0
3 |  | 10794 | 2510 | IC5 | IC | 500 |  |  | 6 | 1985 |  |  |  | FO2 |  |  | 0 | 500 | 500 | 0 | RE | 7 | 1986 | 0 | 0 | 6 | 1985 | [6 empty] | 0 | 0 | 0 | 5 | 1985 | 0 | 0 | E | [6 empty] | 0
3 |  | 10794 | 2510 | IC6 | IC | 300 |  |  | 6 | 1985 |  |  |  | FO2 |  |  | 0 | 300 | 300 | 0 | RE | 7 | 1986 | 0 | 0 | 6 | 1985 | [6 empty] | 0 | 0 | 0 | 5 | 1985 | 0 | 0 | E | [6 empty] | 0
3 |  | 10794 | 2510 | IC7 | IC | 0 |  |  | 0 | 0 | [6 empty] | 0 | 0 | 0 | 600 | CN | 12 | 1984 | 99 | 1999 | 99 | 1999 |  |  |  | FO2 |  |  | 0 | 0 | 0 | 0 | 0 | 1000 | 1000 | [7 empty] | 0
3 |  | 10794 | 2510 | IC8 | IC | 0 |  |  | 0 | 0 | [6 empty] | 0 | 0 | 0 | 400 | CN | 12 | 1984 | 99 | 1999 | 99 | 1999 |  |  |  | FO2 |  |  | 0 | 0 | 0 | 0 | 0 | 362 | 340 | [7 empty] | 0
3 |  | 10794 | 2510 | IC9 | IC | 0 |  |  | 0 | 0 | [6 empty] | 0 | 0 | 0 | 400 | CN | 12 | 1984 | 99 | 1999 | 99 | 1999 |  |  |  | FO2 |  |  | 0 | 0 | 0 | 0 | 0 | 362 | 340 | [7 empty] | 0
3 |  | 10814 | 1988 | 1 | IC | 433 |  |  | 88 | 1937 | FO2 |  |  | FO2 | NG |  | 300 | 300 | 300 | 0 | RE | 10 | 1990 | 0 | 0 | 0 | 0 | [6 empty] | 0 | 0 | 0 | 0 | 1937 | 0 | 0 | E | [6 empty] | 0
3 |  | 10814 | 1988 | 2 | IC | 0 |  |  | 88 | 1940 | FO2 |  |  | FO2 | NG |  | 1000 | 1000 | 1000 | 1000 | RE | 10 | 1986 | 0 | 0 | 0 | 0 | [6 empty] | 0 | 0 | 0 | 0 | 1940 | 0 | 0 | E | [6 empty] | 0
3 |  | 10814 | 1988 | 3 | IC | 0 |  |  | 88 | 1930 | FO2 |  |  | FO2 | NG |  | 200 | 200 | 200 | 600 | RE | 10 | 1986 | 0 | 0 | 0 | 0 | [6 empty] | 0 | 0 | 0 | 0 | 1930 | 0 | 0 | E | [6 empty] | 0
3 |  | 10814 | 1988 | 4 | IC | 1500 |  |  | 88 | 1952 | FO2 |  |  | FO2 | NG |  | 1200 | 1200 | 1200 | 0 | RE | 10 | 1990 | 0 | 0 | 0 | 0 | [6 empty] | 0 | 0 | 0 | 0 | 1952 | 0 | 0 | E | [6 empty] | 0
3 |  | 10814 | 1988 | 5 | IC | 1500 |  |  | 88 | 1947 | FO2 |  |  | FO2 | NG |  | 1000 | 1000 | 1000 | 0 | RE | 10 | 1990 | 0 | 0 | 0 | 0 | [6 empty] | 0 | 0 | 0 | 0 | 1947 | 0 | 0 | E | [6 empty] | 0
3 |  | 10817 | 2473 | 1 | IC | 1000 |  |  | 88 | 1951 |  |  |  | NG | FO2 |  | 0 | 0 | 0 | 0 | RE | 6 | 1983 | 0 | 0 | 0 | 0 | [6 empty] | 0 | 0 | 0 | 0 | 1951 | 0 | 0 | E | [6 empty] | 0
3 |  | 10817 | 2473 | 2 | IC | 1000 |  |  | 88 | 1951 |  |  |  | NG | FO2 |  | 0 | 0 | 0 | 0 | RE | 6 | 1983 | 0 | 0 | 0 | 0 | [6 empty] | 0 | 0 | 0 | 0 | 1951 | 0 | 0 | E | [6 empty] | 0
3 |  | 10817 | 2473 | 3 | IC | 1000 |  |  | 88 | 1951 |  |  |  | NG | FO2 |  | 0 | 0 | 0 | 0 | RE | 6 | 1983 | 0 | 0 | 0 | 0 | [6 empty] | 0 | 0 | 0 | 0 | 1951 | 0 | 0 | E | [6 empty] | 0
3 |  | 10817 | 2473 | 4 | IC | 2000 |  |  | 88 | 1952 |  |  |  | NG | FO2 |  | 0 | 0 | 0 | 0 | RE | 6 | 1983 | 0 | 0 | 0 | 0 | [6 empty] | 0 | 0 | 0 | 0 | 1952 | 0 | 0 | E | [6 empty] | 0
3 |  | 10817 | 2473 | 5 | IC | 2000 |  |  | 88 | 1952 |  |  |  | NG | FO2 |  | 0 | 0 | 0 | 0 | RE | 6 | 1983 | 0 | 0 | 0 | 0 | [6 empty] | 0 | 0 | 0 | 0 | 1952 | 0 | 0 | E | [6 empty] | 0
3 |  | 10817 | 2473 | 6 | IC | 2000 |  |  | 88 | 1954 |  |  |  | NG | FO2 |  | 0 | 0 | 0 | 0 | RE | 6 | 1983 | 0 | 0 | 0 | 0 | [6 empty] | 0 | 0 | 0 | 0 | 1954 | 0 | 0 | E | [6 empty] | 0
3 |  | 10817 | 2473 | 7 | IC | 2000 |  |  | 88 | 1954 |  |  |  | NG | FO2 |  | 0 | 0 | 0 | 0 | RE | 6 | 1983 | 0 | 0 | 0 | 0 | [6 empty] | 0 | 0 | 0 | 0 | 1954 | 0 | 0 | E | [6 empty] | 0
3 |  | 10817 | 2473 | 8 | IC | 4000 |  |  | 88 | 1957 |  |  |  | NG | FO2 |  | 0 | 0 | 0 | 0 | RE | 6 | 1983 | 0 | 0 | 0 | 0 | [6 empty] | 0 | 0 | 0 | 0 | 1957 | 0 | 0 | E | [6 empty] | 0
3 |  | 10817 | 2473 | 9 | IC | 4000 |  |  | 88 | 1957 |  |  |  | NG | FO2 |  | 0 | 0 | 0 | 0 | RE | 6 | 1983 | 0 | 0 | 0 | 0 | [6 empty] | 0 | 0 | 0 | 0 | 1957 | 0 | 0 | E | [6 empty] | 0
3 |  | 10817 | 2473 | S1 | ST | 16000 |  | OS | 6 | 1962 | NG | LPG |  | NG | FO2 |  | 12000 | 16000 | 16000 | 0 |  | 0 | 0 | 0 | 0 | 0 | 0 | [6 empty] | 0 | 0 | 0 | 4 | 1962 | 0 | 0 | E | [6 empty] | 0
3 |  | 10817 | 2473 | S2 | ST | 33000 | C | OS | 9 | 1966 | NG | LPG |  | NG | FO2 |  | 12200 | 33000 | 33000 | 0 |  | 0 | 0 | 0 | 0 | 0 | 0 | [6 empty] | 0 | 0 | 0 | 7 | 1966 | 0 | 0 | E | [6 empty] | 0
3 |  | 10817 | 5009 | 1 | CA | 0 |  |  | 0 | 0 | [6 empty] | 0 | 0 | 0 | 100 | CN | 99 | 9999 | 12 | 1982 | 2 | 1981 |  |  |  | GAS |  |  | 0 | 0 | 0 | 0 | 0 | 109 | 326 | [7 empty] | 0
3 |  | 10830 | 2921 | 1 | IC | 700 | C | SB | 88 | 1940 | FO2 |  |  | NG | FO2 |  | 10000 | 500 | 500 | 0 |  | 0 | 0 | 0 | 0 | 0 | 0 | [6 empty] | 0 | 0 | 0 | 0 | 1940 | 0 | 0 | E | [6 empty] | 0
3 |  | 10830 | 2921 | 3 | IC | 1245 |  | SB | 88 | 1949 | FO2 |  |  | NG | FO2 |  | 9700 | 1200 | 1200 | 0 |  | 0 | 0 | 0 | 0 | 0 | 0 | [6 empty] | 0 | 0 | 0 | 0 | 1949 | 0 | 0 | E | [6 empty] | 0
3 |  | 10830 | 2921 | 4 | IC | 1245 |  | SB | 88 | 1950 | FO2 |  |  | NG | FO2 |  | 10000 | 1200 | 1200 | 0 |  | 0 | 0 | 0 | 0 | 0 | 0 | [6 empty] | 0 | 0 | 0 | 0 | 1950 | 0 | 0 | E | [6 empty] | 0
3 |  | 10830 | 2921 | 5 | IC | 2000 | C | SB | 88 | 1955 | FO2 |  |  | NG | FO2 |  | 10500 | 2000 | 2000 | 0 |  | 0 | 0 | 0 | 0 | 0 | 0 | [6 empty] | 0 | 0 | 0 | 0 | 1955 | 0 | 0 | E | [6 empty] | 0
3 |  | 10830 | 2921 | 6 | IC | 3000 | C | SB | 88 | 1961 | FO2 |  |  | NG | FO2 |  | 9500 | 2500 | 2500 | 0 |  | 0 | 0 | 0 | 0 | 0 | 0 | [6 empty] | 0 | 0 | 0 | 0 | 1961 | 0 | 0 | E | [6 empty] | 0
3 |  | 10830 | 2921 | 7 | GT | 6000 | C | SB | 88 | 1966 | FO2 |  |  | NG | FO2 |  | 25000 | 6000 | 6000 | 0 |  | 0 | 0 | 0 | 0 | 0 | 0 | [6 empty] | 0 | 0 | 0 | 0 | 1966 | 0 | 0 | E | [6 empty] | 0
3 |  | 10830 | 2921 | 8 | IC | 5600 | C | SB | 88 | 1970 | FO2 |  |  | NG | FO2 |  | 10400 | 5000 | 5000 | 0 |  | 0 | 0 | 0 | 0 | 0 | 0 | [6 empty] | 0 | 0 | 0 | 0 | 1970 | 0 | 0 | E | [6 empty] | 0
3 |  | 10830 | 2921 | 9 | GT | 14000 | C | SB | 11 | 1986 | FO2 |  |  | FO2 |  |  | 18039 | 13500 | 13500 | 0 |  | 0 | 0 | 0 | 0 | 0 | 0 | [6 empty] | 0 | 0 | 0 | 11 | 1986 | 0 | 0 | [7 empty] | 0
3 |  | 10908 | 1158 | 1 | IC | 300 |  | SB | 9 | 1948 | FO2 |  |  | FO2 |  |  | 0 | 300 | 300 | 0 |  | 0 | 0 | 0 | 0 | 0 | 0 | [6 empty] | 0 | 0 | 0 | 8 | 1948 | 0 | 0 | E | [6 empty] | 0
3 |  | 10908 | 1158 | 2 | IC | 1100 |  | SB | 3 | 1965 | FO2 |  |  | FO2 |  |  | 0 | 1100 | 1100 | 0 |  | 0 | 0 | 0 | 0 | 0 | 0 | [6 empty] | 0 | 0 | 0 | 2 | 1965 | 0 | 0 | E | [6 empty] | 0
3 |  | 10908 | 1158 | 3 | IC | 900 |  | SB | 3 | 1966 | FO2 |  |  | FO2 |  |  | 0 | 900 | 900 | 0 |  | 0 | 0 | 0 | 0 | 0 | 0 | [6 empty] | 0 | 0 | 0 | 2 | 1966 | 0 | 0 | E | [6 empty] | 0
3 |  | 10935 | 600 | 1 | IC | 400 |  |  | 88 | 1929 |  |  |  | FO2 |  |  | 0 | 0 | 0 | 0 | RE | 2 | 1980 | 0 | 0 | 0 | 0 | [6 empty] | 0 | 0 | 0 | 0 | 1929 | 0 | 0 | E | [6 empty] | 0
3 |  | 10935 | 600 | 2 | IC | 500 |  |  | 88 | 1937 |  |  |  | FO2 |  |  | 0 | 0 | 0 | 0 | RE | 2 | 1980 | 0 | 0 | 0 | 0 | [6 empty] | 0 | 0 | 0 | 0 | 1937 | 0 | 0 | E | [6 empty] | 0
3 |  | 10935 | 600 | 3 | IC | 600 |  |  | 88 | 1941 |  |  |  | FO2 |  |  | 0 | 0 | 0 | 0 | RE | 2 | 1980 | 0 | 0 | 0 | 0 | [6 empty] | 0 | 0 | 0 | 0 | 1941 | 0 | 0 | E | [6 empty] | 0
3 |  | 10935 | 600 | 4 | IC | 600 |  |  | 88 | 1941 |  |  |  | FO2 |  |  | 0 | 0 | 0 | 0 | RE | 2 | 1980 | 0 | 0 | 0 | 0 | [6 empty] | 0 | 0 | 0 | 0 | 1941 | 0 | 0 | E | [6 empty] | 0
3 |  | 10935 | 600 | 5 | IC | 550 | P |  | 7 | 1953 | FO2 |  |  | FO2 |  |  | 0 | 550 | 550 | 0 | RE | 12 | 1990 | 0 | 0 | 0 | 0 | [6 empty] | 0 | 0 | 0 | 6 | 1953 | 0 | 0 | E | [6 empty] | 0
3 |  | 10935 | 600 | 6 | IC | 550 | P |  | 7 | 1953 | FO2 |  |  | FO2 |  |  | 0 | 550 | 550 | 0 | RE | 12 | 1990 | 0 | 0 | 0 | 0 | [6 empty] | 0 | 0 | 0 | 6 | 1953 | 0 | 0 | E | [6 empty] | 0
3 |  | 10935 | 600 | 7 | IC | 0 |  |  | 0 | 0 | [6 empty] | 0 | 0 | 0 | 1000 | PL | 0 | 0 | 6 | 1992 | 10 | 1992 | OT |  |  | FO2 |  |  | 1000 | 1000 | 0 | 0 | 0 | 915 | 1035 | [7 empty] | 0
3 |  | 10935 | 600 | 8 | IC | 0 |  |  | 0 | 0 | [6 empty] | 0 | 0 | 0 | 1000 | PL | 0 | 0 | 6 | 1992 | 10 | 1992 | OT |  |  | FO2 |  |  | 1000 | 1000 | 0 | 0 | 0 | 915 | 1035 | [7 empty] | 0
3 |  | 10963 | 1542 | 1 | HC | 700 | C |  | 10 | 1939 | WAT |  |  | WAT |  |  | 0 | 700 | 700 | 0 | RE | 8 | 1987 | 0 | 0 | 0 | 0 | [6 empty] | 0 | 0 | 0 | 7 | 1939 | 0 | 0 | E | [6 empty] | 0
3 |  | 10963 | 7046 | 1 | HC | 1050 | C | OP | 2 | 1986 |  |  |  | WAT |  |  | 0 | 740 | 740 | 0 |  | 0 | 0 | 0 | 0 | 0 | 0 | [6 empty] | 0 | 0 | 0 | 2 | 1986 | 0 | 0 | [7 empty] | 0
3 |  | 10963 | 7046 | 2 | HC | 800 | C | OP | 2 | 1986 | WAT |  |  | WAT |  |  | 0 | 560 | 560 | 0 |  | 0 | 0 | 0 | 0 | 0 | 0 | [6 empty] | 0 | 0 | 0 | 2 | 1986 | 0 | 0 | [7 empty] | 0
3 |  | 10963 | 7046 | 3 | HC | 500 | C | OP | 2 | 1986 | WAT |  |  | WAT |  |  | 0 | 500 | 500 | 0 |  | 0 | 0 | 0 | 0 | 0 | 0 | [6 empty] | 0 | 0 | 0 | 2 | 1986 | 0 | 0 | [7 empty] | 0
3 |  | 11017 | 1300 | 1 | IC | 1300 | C | OP | 88 | 1964 | FO2 |  |  | NG | FO2 |  | 9775 | 1100 | 1100 | 0 |  | 0 | 0 | 0 | 0 | 0 | 0 | [6 empty] | 0 | 0 | 0 | 0 | 1964 | 0 | 0 | E | [6 empty] | 0
3 |  | 11017 | 1300 | 2 | IC | 1300 | C | OP | 88 | 1964 | FO2 |  |  | NG | FO2 |  | 9775 | 1100 | 1100 | 0 |  | 0 | 0 | 0 | 0 | 0 | 0 | [6 empty] | 0 | 0 | 0 | 0 | 1964 | 0 | 0 | E | [6 empty] | 0
3 |  | 11017 | 1300 | 3 | IC | 1300 |  |  | 88 | 1959 |  |  |  | FO2 | NG |  | 0 | 0 | 0 | 0 | RE | 7 | 1979 | 0 | 0 | 0 | 0 | [6 empty] | 0 | 0 | 0 | 0 | 1959 | 0 | 0 | E | [6 empty] | 0
3 |  | 11017 | 1300 | 4 | IC | 750 | C | SB | 0 | 1958 | FO2 |  |  | NG | FO2 |  | 9775 | 600 | 600 | 0 |  | 0 | 0 | 0 | 0 | 0 | 0 | [6 empty] | 0 | 0 | 0 | 0 | 1958 | 0 | 0 | [7 empty] | 0
3 |  | 11017 | 1300 | 5 | IC | 1300 | C | OP | 88 | 1960 | FO2 |  |  | NG | FO2 |  | 9775 | 1100 | 1100 | 0 |  | 0 | 0 | 0 | 0 | 0 | 0 | [6 empty] | 0 | 0 | 0 | 0 | 1960 | 0 | 0 | E | [6 empty] | 0
3 |  | 11017 | 1300 | 6 | IC | 2500 | B | OP | 88 | 1979 | FO2 |  |  | FO2 | NG |  | 9775 | 2200 | 2200 | 0 |  | 0 | 0 | 0 | 0 | 0 | 0 | [6 empty] | 0 | 0 | 0 | 0 | 1979 | 0 | 0 | E | [6 empty] | 0
3 |  | 11017 | 1300 | 7 | IC | 3500 | C | SB | 88 | 1974 | FO2 |  |  | FO2 | NG |  | 9775 | 3000 | 3000 | 0 |  | 0 | 0 | 0 | 0 | 0 | 0 | [6 empty] | 0 | 0 | 0 | 0 | 1974 | 0 | 0 | E | [6 empty] | 0
3 |  | 11018 | 2250 | 1 | GT | 27000 | P | OP | 4 | 1972 | NG | FO2 |  | NG | FO2 |  | 13000 | 25100 | 28800 | 0 |  | 0 | 0 | 0 | 0 | 0 | 0 | [6 empty] | 0 | 0 | 0 | 3 | 1972 | 0 | 0 | E | [6 empty] | 0
3 |  | 11018 | 2251 | 1 | ST | 6000 |  |  | 99 | 1929 |  |  |  | FO6 | NG |  | 0 | 0 | 0 | 0 | RE | 10 | 1977 | 0 | 0 | 0 | 0 | [6 empty] | 0 | 0 | 0 | 0 | 1929 | 0 | 0 | E | [6 empty] | 0
3 |  | 11018 | 2251 | 2 | ST | 6000 |  |  | 99 | 1929 |  |  |  | FO6 | NG |  | 0 | 0 | 0 | 0 | RE | 6 | 1980 | 0 | 0 | 0 | 0 | [6 empty] | 0 | 0 | 0 | 0 | 1929 | 0 | 0 | E | [6 empty] | 0
3 |  | 11018 | 2251 | 3 | ST | 17300 |  |  | 1 | 1950 |  |  |  | NG | FO2 |  | 0 | 0 | 0 | 0 | RE | 1 | 1984 | 0 | 0 | 0 | 0 | [6 empty] | 0 | 0 | 0 | 0 | 1950 | 0 | 0 | E | [6 empty] | 0
3 |  | 11018 | 6373 | 1 | GT | 72400 | P | OP | 7 | 1975 | NG | FO2 |  | NG | FO2 |  | 12000 | 65300 | 67200 | 0 |  | 0 | 0 | 0 | 0 | 0 | 0 | [6 empty] | 0 | 0 | 0 | 6 | 1975 | 0 | 0 | E | [6 empty] | 0
3 |  | 11018 | 6373 | 2 | GT | 0 |  |  | 0 | 0 | [6 empty] | 0 | 0 | 0 | 57000 | CN | 10 | 1989 | 4 | 1995 | 0 | 0 | LO |  |  | FO2 |  |  | 57000 | 64000 | 0 | 0 | 0 | 47144 | 56594 | [7 empty] | 0
3 |  | 11039 | 2990 | 1 | IC | 1130 | P | SB | 5 | 1951 | FO2 |  |  | NG | FO2 |  | 0 | 900 | 1000 | 0 |  | 0 | 0 | 0 | 0 | 0 | 0 | [6 empty] | 0 | 0 | 0 | 4 | 1951 | 0 | 0 | E | [6 empty] | 0
3 |  | 11039 | 2990 | 2 | IC | 1000 | P | SB | 4 | 1954 | FO2 |  |  | NG | FO2 |  | 0 | 800 | 900 | 0 |  | 0 | 0 | 0 | 0 | 0 | 0 | [6 empty] | 0 | 0 | 0 | 3 | 1954 | 0 | 0 | E | [6 empty] | 0
3 |  | 11039 | 2990 | 3 | IC | 600 |  |  | 99 | 1939 |  |  |  | NG | FO2 |  | 0 | 0 | 0 | 0 | RE | 6 | 1983 | 0 | 0 | 0 | 0 | [6 empty] | 0 | 0 | 0 | 0 | 1939 | 0 | 0 | E | [6 empty] | 0
3 |  | 11039 | 2990 | 4 | IC | 1250 |  | SB | 6 | 1981 | FO2 |  |  | NG | FO2 |  | 0 | 1000 | 1125 | 0 |  | 0 | 0 | 0 | 0 | 0 | 0 | [6 empty] | 0 | 0 | 0 | 5 | 1981 | 0 | 0 | E | [6 empty] | 0
3 |  | 11039 | 2990 | 5 | IC | 1136 | P | SB | 3 | 1958 | FO2 |  |  | NG | FO2 |  | 0 | 900 | 1000 | 0 |  | 0 | 0 | 0 | 0 | 0 | 0 | [6 empty] | 0 | 0 | 0 | 2 | 1958 | 0 | 0 | E | [6 empty] | 0
3 |  | 11039 | 2990 | 6 | IC | 1360 | P | SB | 6 | 1963 | FO2 |  |  | NG | FO2 |  | 0 | 1088 | 1125 | 0 |  | 0 | 0 | 0 | 0 | 0 | 0 | [6 empty] | 0 | 0 | 0 | 5 | 1963 | 0 | 0 | E | [6 empty] | 0
3 |  | 11039 | 2990 | 7 | IC | 1500 | P | SB | 5 | 1967 | FO2 |  |  | NG | FO2 |  | 0 | 1200 | 1569 | 0 |  | 0 | 0 | 0 | 0 | 0 | 0 | [6 empty] | 0 | 0 | 0 | 4 | 1967 | 0 | 0 | E |  | E |  |  |  |  | 0
3 |  | 11039 | 2990 | 8 | IC | 3075 | P | SB | 3 | 1970 | FO2 |  |  | NG | FO2 |  | 0 | 2460 | 2760 | 0 |  | 0 | 0 | 0 | 0 | 0 | 0 | [6 empty] | 0 | 0 | 0 | 2 | 1970 | 0 | 0 | E | [6 empty] | 0
3 |  | 11039 | 2990 | 9 | IC | 2000 | P | SB | 6 | 1980 | FO2 |  |  | NG | FO2 |  | 0 | 1600 | 1800 | 0 |  | 0 | 0 | 0 | 0 | 0 | 0 | [6 empty] | 0 | 0 | 0 | 5 | 1980 | 0 | 0 | E | [6 empty] | 0
3 |  | 11039 | 2990 | 10 | IC | 2000 | P | SB | 6 | 1980 | FO2 |  |  | NG | FO2 |  | 0 | 1600 | 1800 | 0 |  | 0 | 0 | 0 | 0 | 0 | 0 | [6 empty] | 0 | 0 | 0 | 5 | 1980 | 0 | 0 | E | [6 empty] | 0
3 |  | 11040 | 1301 | 2 | IC | 3000 |  |  | 99 | 1975 |  |  |  | FO2 | NG |  | 0 | 0 | 0 | 0 | RE | 9 | 1981 | 0 | 0 | 0 | 0 | [6 empty] | 0 | 0 | 0 | 0 | 1975 | 0 | 0 | E | [6 empty] | 0
3 |  | 11040 | 1301 | 3 | IC | 2000 |  |  | 99 | 1960 |  |  |  | FO2 | NG |  | 0 | 0 | 0 | 0 | RE | 9 | 1981 | 0 | 0 | 0 | 0 | [6 empty] | 0 | 0 | 0 | 0 | 1960 | 0 | 0 | E | [6 empty] | 0
3 |  | 11040 | 1301 | 4 | IC | 1700 |  |  | 99 | 1955 |  |  |  | FO2 | NG |  | 0 | 0 | 0 | 0 | RE | 9 | 1981 | 0 | 0 | 0 | 0 | [6 empty] | 0 | 0 | 0 | 0 | 1955 | 0 | 0 | E | [6 empty] | 0
3 |  | 11040 | 1301 | 5 | IC | 500 |  |  | 99 | 1947 |  |  |  | FO2 | NG |  | 0 | 0 | 0 | 0 | RE | 9 | 1981 | 0 | 0 | 0 | 0 | [6 empty] | 0 | 0 | 0 | 0 | 1947 | 0 | 0 | E | [6 empty] | 0
3 |  | 11064 | 1989 | 3 | IC | 1400 |  |  | 88 | 1942 | FO2 |  |  | FO2 |  |  | 11000 | 1400 | 1400 | 0 | RE | 6 | 1990 | 0 | 0 | 0 | 0 | [6 empty] | 0 | 0 | 0 | 0 | 1942 | 0 | 0 | E | [6 empty] | 0
3 |  | 11064 | 1989 | 4 | IC | 1000 |  |  | 88 | 1947 | FO2 |  |  | FO2 |  |  | 1100 | 1000 | 1000 | 0 | RE | 6 | 1990 | 0 | 0 | 0 | 0 | [6 empty] | 0 | 0 | 0 | 0 | 1947 | 0 | 0 | E | [6 empty] | 0
3 |  | 11064 | 1989 | 5 | IC | 2100 |  | SB | 88 | 1963 | FO2 |  |  | FO2 | NG |  | 11000 | 2100 | 2100 | 0 |  | 0 | 0 | 0 | 0 | 0 | 0 | [6 empty] | 0 | 0 | 0 | 0 | 1963 | 0 | 0 | E | [6 empty] | 0
3 |  | 11064 | 1989 | 6 | IC | 2100 |  | SB | 88 | 1963 | FO2 |  |  | FO2 | NG |  | 11000 | 2100 | 2100 | 0 |  | 0 | 0 | 0 | 0 | 0 | 0 | [6 empty] | 0 | 0 | 0 | 0 | 1963 | 0 | 0 | E | [6 empty] | 0
3 |  | 11064 | 1989 | IC1 | IC | 600 |  |  | 88 | 1934 | FO2 |  |  | FO2 |  |  | 11000 | 600 | 600 | 0 | RE | 6 | 1990 | 0 | 0 | 0 | 0 | [6 empty] | 0 | 0 | 0 | 0 | 1934 | 0 | 0 | E | [6 empty] | 0
3 |  | 11064 | 1989 | IC2 | IC | 900 |  |  | 88 | 1939 | FO2 |  |  | FO2 |  |  | 11000 | 900 | 900 | 0 | RE | 6 | 1990 | 0 | 0 | 0 | 0 | [6 empty] | 0 | 0 | 0 | 0 | 1939 | 0 | 0 | E | [6 empty] | 0
3 |  | 11064 | 1989 | ST1 | ST | 3000 |  |  | 88 | 1948 | FO2 |  |  | BIT | FO2 |  | 12000 | 3025 | 1000 | 0 | RE | 6 | 1990 | 0 | 0 | 0 | 0 | [6 empty] | 0 | 0 | 0 | 0 | 1948 | 0 | 0 | E | E | [5 empty] | 0
3 |  | 11064 | 1989 | ST2 | ST | 1000 |  |  | 99 | 1930 |  |  |  | BIT | FO2 |  | 0 | 0 | 0 | 0 | RE | 12 | 1977 | 0 | 0 | 0 | 0 | [6 empty] | 0 | 0 | 0 | 0 | 1930 | 0 | 0 | E | [6 empty] | 0
3 |  | 11118 | 3275 | 1 | ST | 5000 |  |  | 99 | 1921 |  |  |  | BIT |  |  | 0 | 0 | 0 | 0 | RE | 12 | 1977 | 0 | 0 | 0 | 0 | [6 empty] | 0 | 0 | 0 | 0 | 1921 | 0 | 0 | E | [6 empty] | 0
3 |  | 11118 | 3275 | 2 | HC | 2800 | C | OP | 88 | 1921 | WAT |  |  | WAT |  |  | 0 | 3500 | 3500 | 0 |  | 0 | 0 | 0 | 0 | 0 | 0 | [6 empty] | 0 | 0 | 0 | 0 | 1921 | 0 | 0 | E | [6 empty] | 0
3 |  | 11118 | 3275 | HY1 | HC | 2800 | C | OP | 0 | 1921 | WAT |  |  | WAT |  |  | 0 | 3500 | 3500 | 0 |  | 0 | 0 | 0 | 0 | 0 | 0 | [6 empty] | 0 | 0 | 0 | 0 | 1921 | 0 | 0 | E | [6 empty] | 0
3 |  | 11118 | 3275 | HY3 | HC | 2800 | C | OP | 99 | 1921 | WAT |  |  | WAT |  |  | 0 | 3500 | 3500 | 0 |  | 0 | 0 | 12 | 1990 | 0 | 0 | [6 empty] | 0 | 0 | 0 | 0 | 1921 | 0 | 0 | E | [6 empty] | 0
3 |  | 11118 | 3275 | HY4 | HC | 2800 | C | OP | 0 | 1921 | WAT |  |  | WAT |  |  | 0 | 3500 | 3500 | 0 |  | 0 | 0 | 0 | 0 | 0 | 0 | [6 empty] | 0 | 0 | 0 | 0 | 1921 | 0 | 0 | [7 empty] | 0
3 |  | 11118 | 3275 | HY5 | HC | 1100 | C | OP | 0 | 1921 | WAT |  |  | WAT |  |  | 0 | 1000 | 1000 | 0 |  | 0 | 0 | 0 | 0 | 0 | 0 | [6 empty] | 0 | 0 | 0 | 0 | 1921 | 0 | 0 | E | [6 empty] | 0
3 |  | 11122 | 2252 | 1 | IC | 100 |  | SB | 99 | 1937 | FO2 |  |  | FO2 |  |  | 0 | 100 | 100 | 0 |  | 0 | 0 | 0 | 0 | 0 | 0 | [6 empty] | 0 | 0 | 0 | 0 | 1937 | 0 | 0 | E | [6 empty] | 0
3 |  | 11122 | 2252 | 2 | IC | 200 |  | SB | 99 | 1949 | FO2 |  |  | FO2 |  |  | 0 | 200 | 200 | 0 |  | 0 | 0 | 0 | 0 | 0 | 0 | [6 empty] | 0 | 0 | 0 | 0 | 1949 | 0 | 0 | E | [6 empty] | 0
3 |  | 11135 | 3675 | 1 | HC | 700 |  |  | 99 | 1923 |  |  |  | WAT |  |  | 0 | 0 | 0 | 0 | RE | 99 | 1970 | 0 | 0 | 0 | 0 | [6 empty] | 0 | 0 | 0 | 0 | 1923 | 0 | 0 | E | [6 empty] | 0
3 |  | 11135 | 3675 | HY1 | HC | 680 | B | OP | 12 | 1925 |  |  |  | WAT |  |  | 0 | 680 | 150 | 0 |  | 0 | 0 | 0 | 0 | 0 | 0 | [6 empty] | 0 | 0 | 0 | 9 | 1925 | 0 | 0 | E | [6 empty] | 0
3 |  | 11135 | 3675 | HY2 | HC | 680 | B | OP | 12 | 1925 |  |  |  | WAT |  |  | 0 | 680 | 150 | 0 |  | 0 | 0 | 0 | 0 | 0 | 0 | [6 empty] | 0 | 0 | 0 | 9 | 1925 | 0 | 0 | [7 empty] | 0
3 |  | 11135 | 3675 | HY3 | HL | 120 | B | OP | 0 | 0 |  |  |  | WAT |  |  | 0 | 100 | 50 | 0 |  | 0 | 0 | 0 | 0 | 0 | 0 | [6 empty] | 0 | 0 | 0 | 11 | 1991 | 0 | 0 | [6 empty] | OP | 120
3 |  | 11135 | 3675 | IC1 | IC | 600 |  |  | 12 | 1927 |  |  |  | FO2 |  |  | 0 | 0 | 0 | 0 | RE | 0 | 0 | 0 | 0 | 0 | 0 | [6 empty] | 0 | 0 | 0 | 0 | 1927 | 0 | 0 | E | [6 empty] | 0
3 |  | 11135 | 4251 | IC2 | IC | 780 | P | OP | 12 | 1927 | FO2 |  |  | FO2 |  |  | 0 | 550 | 550 | 0 |  | 0 | 0 | 0 | 0 | 0 | 0 | [6 empty] | 0 | 0 | 0 | 11 | 1927 | 0 | 0 | E | [6 empty] | 0
3 |  | 11135 | 4251 | IC3 | IC | 780 | P | OP | 12 | 1927 | FO2 |  |  | FO2 |  |  | 0 | 600 | 600 | 0 |  | 0 | 0 | 0 | 0 | 0 | 0 | [6 empty] | 0 | 0 | 0 | 11 | 1927 | 0 | 0 | E | [6 empty] | 0
3 |  | 11135 | 4251 | IC4 | IC | 1250 | P | OP | 12 | 1935 | FO2 |  |  | FO2 |  |  | 0 | 750 | 750 | 0 |  | 0 | 0 | 0 | 0 | 0 | 0 | [6 empty] | 0 | 0 | 0 | 11 | 1935 | 0 | 0 | E | [6 empty] | 0
3 |  | 11135 | 4251 | IC5 | IC | 1500 | P |  | 12 | 1937 |  |  |  | FO2 |  |  | 0 | 700 | 700 | 0 | RE | 7 | 1988 | 0 | 0 | 0 | 0 | [6 empty] | 0 | 0 | 0 | 11 | 1937 | 0 | 0 | E | [6 empty] | 0
3 |  | 11135 | 4251 | IC6 | IC | 2250 | P | OP | 12 | 1947 | FO2 |  |  | FO2 |  |  | 0 | 2250 | 2250 | 0 |  | 0 | 0 | 0 | 0 | 0 | 0 | [6 empty] | 0 | 0 | 0 | 11 | 1947 | 0 | 0 | E | [6 empty] | 0
3 |  | 11135 | 4251 | IC5A | IC | 1000 |  | OP | 7 | 1990 |  |  |  | FO2 |  |  | 0 | 915 | 1035 | 0 |  | 0 | 0 | 0 | 0 | 0 | 0 | [6 empty] | 0 | 0 | 0 | 7 | 1990 | 0 | 0 | [7 empty] | 0
3 |  | 11135 | 4251 | IC5B | IC | 1000 |  | OP | 8 | 1990 | FO2 |  |  | FO2 |  |  | 0 | 915 | 1035 | 0 |  | 0 | 0 | 0 | 0 | 0 | 0 | [6 empty] | 0 | 0 | 0 | 8 | 1990 | 0 | 0 | [7 empty] | 0
3 |  | 11135 | 7034 | 1 | HC | 3300 | B | OP | 3 | 1986 |  |  |  | WAT |  |  | 0 | 3300 | 3300 | 0 |  | 0 | 0 | 0 | 0 | 0 | 0 | [6 empty] | 0 | 0 | 0 | 3 | 1986 | 0 | 0 | [7 empty] | 0
3 |  | 11135 | 7034 | 2 | HC | 3300 | B | OP | 5 | 1986 |  |  |  | WAT |  |  | 0 | 3300 | 3300 | 0 |  | 0 | 0 | 12 | 1985 | 0 | 0 | [6 empty] | 0 | 0 | 0 | 3 | 1986 | 0 | 0 | [7 empty] | 0
3 |  | 11142 | 1032 | 2 | ST | 6000 |  |  | 99 | 1929 |  |  |  | UNK |  |  | 0 | 0 | 0 | 0 | RE | 99 | 1973 | 0 | 0 | 0 | 0 | [6 empty] | 0 | 0 | 0 | 0 | 1929 | 0 | 0 | E | [6 empty] | 0
3 |  | 11142 | 1032 | 3 | ST | 8000 |  |  | 99 | 1939 |  |  |  | UNK |  |  | 0 | 0 | 0 | 0 | RE | 99 | 1973 | 0 | 0 | 0 | 0 | [6 empty] | 0 | 0 | 0 | 0 | 1939 | 0 | 0 | E | [6 empty] | 0
3 |  | 11142 | 1032 | 4 | ST | 18000 | B | OP | 99 | 1958 | WD |  |  | BIT |  |  | 14445 | 12000 | 13500 | 0 |  | 0 | 0 | 0 | 0 | 0 | 0 | [6 empty] | 0 | 0 | 0 | 0 | 1958 | 0 | 0 | E | [6 empty] | 0
3 |  | 11142 | 1032 | 5 | ST | 25000 | B | OP | 99 | 1964 | WD |  |  | BIT |  |  | 13585 | 18500 | 22000 | 0 |  | 0 | 0 | 0 | 0 | 0 | 0 | [6 empty] | 0 | 0 | 0 | 0 | 1964 | 0 | 0 | E | [6 empty] | 0
3 |  | 11142 | 1032 | 6 | GT | 18000 | P | SB | 99 | 1969 | NG | FO2 |  | NG | FO2 |  | 20289 | 15000 | 17000 | 0 |  | 0 | 0 | 0 | 0 | 0 | 0 | [6 empty] | 0 | 0 | 0 | 0 | 1969 | 0 | 0 | E | [6 empty] | 0
3 |  | 11172 | 2511 | 3 | GT | 18000 | P | OP | 6 | 1970 | NG | FO2 |  | NG | FO2 |  | 15580 | 15630 | 19880 | 0 |  | 0 | 0 | 0 | 0 | 0 | 0 | [6 empty] | 0 | 0 | 0 | 5 | 1970 | 0 | 0 | E | [6 empty] | 0
3 |  | 11172 | 2511 | 4 | GT | 18000 | P | OP | 6 | 1970 | NG | FO2 |  | NG | FO2 |  | 15580 | 15630 | 19880 | 0 |  | 0 | 0 | 0 | 0 | 0 | 0 | [6 empty] | 0 | 0 | 0 | 5 | 1970 | 0 | 0 | E | [6 empty] | 0
3 |  | 11172 | 2511 | 5 | GT | 18000 | P | OP | 7 | 1970 | NG | FO2 |  | NG | FO2 |  | 15580 | 15630 | 19880 | 0 |  | 0 | 0 | 0 | 0 | 0 | 0 | [6 empty] | 0 | 0 | 0 | 6 | 1970 | 0 | 0 | E | [6 empty] | 0
3 |  | 11172 | 2511 | 6 | GT | 18000 | P | OP | 7 | 1970 | NG | FO2 |  | NG | FO2 |  | 15580 | 15630 | 19880 | 0 |  | 0 | 0 | 0 | 0 | 0 | 0 | [6 empty] | 0 | 0 | 0 | 6 | 1970 | 0 | 0 | E | [6 empty] | 0
3 |  | 11172 | 2511 | 7 | GT | 18000 | P | OP | 7 | 1970 | NG | FO2 |  | NG | FO2 |  | 15580 | 15630 | 19880 | 0 |  | 0 | 0 | 0 | 0 | 0 | 0 | [6 empty] | 0 | 0 | 0 | 6 | 1970 | 0 | 0 | E | [6 empty] | 0
3 |  | 11172 | 2511 | 8 | GT | 18000 | P | OP | 7 | 1970 | NG | FO2 |  | NG | FO2 |  | 15580 | 15630 | 19880 | 0 |  | 0 | 0 | 0 | 0 | 0 | 0 | [6 empty] | 0 | 0 | 0 | 6 | 1970 | 0 | 0 | E | [6 empty] | 0
3 |  | 11172 | 2511 | 9 | GT | 41900 | P | OP | 6 | 1971 | NG | FO2 |  | NG | FO2 |  | 13900 | 39250 | 49250 | 0 |  | 0 | 0 | 0 | 0 | 0 | 0 | [6 empty] | 0 | 0 | 0 | 5 | 1971 | 0 | 0 | E | [6 empty] | 0
3 |  | 11172 | 2511 | 10 | GT | 41900 | P | OP | 6 | 1971 | NG | FO2 |  | NG | FO2 |  | 13900 | 39250 | 49250 | 0 |  | 0 | 0 | 0 | 0 | 0 | 0 | [6 empty] | 0 | 0 | 0 | 5 | 1971 | 0 | 0 | E | [6 empty] | 0
3 |  | 11172 | 2511 | 11 | GT | 41900 | P | OP | 6 | 1971 | NG | FO2 |  | NG | FO2 |  | 13900 | 39250 | 49250 | 0 |  | 0 | 0 | 0 | 0 | 0 | 0 | [6 empty] | 0 | 0 | 0 | 5 | 1971 | 0 | 0 | E | [6 empty] | 0
3 |  | 11172 | 2511 | 12 | GT | 41900 | P | OP | 6 | 1971 | NG | FO2 |  | NG | FO2 |  | 13900 | 39250 | 49250 | 0 |  | 0 | 0 | 0 | 0 | 0 | 0 | [6 empty] | 0 | 0 | 0 | 5 | 1971 | 0 | 0 | E | [6 empty] | 0
3 |  | 11172 | 2511 | GT1 | GT | 18000 | P | OP | 6 | 1970 | NG | FO2 |  | NG | FO2 |  | 15580 | 15630 | 19880 | 0 |  | 0 | 0 | 0 | 0 | 0 | 0 | [6 empty] | 0 | 0 | 0 | 5 | 1970 | 0 | 0 | E | [6 empty] | 0
3 |  | 11172 | 2511 | GT2 | GT | 18000 | P | OP | 6 | 1970 | NG | FO2 |  | NG | FO2 |  | 15580 | 15630 | 19880 | 0 |  | 0 | 0 | 0 | 0 | 0 | 0 | [6 empty] | 0 | 0 | 0 | 5 | 1970 | 0 | 0 | E | [6 empty] | 0
3 |  | 11172 | 2511 | ST1 | ST | 187500 | B | OP | 11 | 1956 | NG | FO2 |  | NG | FO6 |  | 10268 | 192000 | 192000 | 0 |  | 0 | 0 | 0 | 0 | 0 | 0 | [6 empty] | 0 | 0 | 0 | 10 | 1956 | 0 | 0 | E | [6 empty] | 0
3 |  | 11172 | 2511 | ST2 | ST | 187500 | B | OP | 11 | 1963 | NG | FO2 |  | NG | FO6 |  | 10192 | 195000 | 193000 | 0 |  | 0 | 0 | 0 | 0 | 0 | 0 | [6 empty] | 0 | 0 | 0 | 10 | 1963 | 0 | 0 | [7 empty] | 0
3 |  | 11172 | 2512 | 1 | GT | 21300 | P | OP | 12 | 1970 | FO2 |  |  | FO2 |  |  | 14904 | 21000 | 25000 | 0 |  | 0 | 0 | 0 | 0 | 0 | 0 | [6 empty] | 0 | 0 | 0 | 11 | 1970 | 0 | 0 | E | [6 empty] | 0
3 |  | 11172 | 2512 | 2 | IC | 2000 | P | OP | 12 | 1962 | FO2 |  |  | FO2 |  |  | 10727 | 2000 | 2000 | 0 |  | 0 | 0 | 0 | 0 | 0 | 0 | [6 empty] | 0 | 0 | 0 | 11 | 1962 | 0 | 0 | E | [6 empty] | 0
3 |  | 11172 | 2512 | 3 | IC | 2000 | P | OP | 12 | 1962 | FO2 |  |  | FO2 |  |  | 10727 | 2000 | 2000 | 0 |  | 0 | 0 | 0 | 0 | 0 | 0 | [6 empty] | 0 | 0 | 0 | 11 | 1962 | 0 | 0 | E | [6 empty] | 0
3 |  | 11172 | 2512 | 4 | IC | 2000 | P | OP | 12 | 1962 | FO2 |  |  | FO2 |  |  | 10727 | 2000 | 2000 | 0 |  | 0 | 0 | 0 | 0 | 0 | 0 | [6 empty] | 0 | 0 | 0 | 11 | 1962 | 0 | 0 | E | [6 empty] | 0
3 |  | 11172 | 2513 | 4 | ST | 113600 | B | OP | 12 | 1953 | NG |  |  | FO6 | NG |  | 10480 | 115000 | 115000 | 0 |  | 0 | 0 | 0 | 0 | 0 | 0 | [6 empty] | 0 | 0 | 0 | 11 | 1953 | 0 | 0 | E | [6 empty] | 0
3 |  | 11172 | 2514 | 1 | GT | 16000 | P | OP | 4 | 1967 | FO2 |  |  | FO2 |  |  | 16200 | 16000 | 19000 | 0 |  | 0 | 0 | 0 | 0 | 0 | 0 | [6 empty] | 0 | 0 | 0 | 3 | 1967 | 0 | 0 | E | [6 empty] | 0
3 |  | 11172 | 2514 | 4 | ST | 113600 | B | OP | 12 | 1952 | NG |  |  | NG | FO6 |  | 10939 | 111000 | 104000 | 0 |  | 0 | 0 | 0 | 0 | 0 | 0 | [6 empty] | 0 | 0 | 0 | 11 | 1952 | 0 | 0 | E | [6 empty] | 0
3 |  | 11172 | 2514 | 5 | ST | 113600 | B | OP | 11 | 1954 | NG |  |  | NG | FO6 |  | 11437 | 117000 | 111000 | 0 |  | 0 | 0 | 0 | 0 | 0 | 0 | [6 empty] | 0 | 0 | 0 | 10 | 1954 | 0 | 0 | E | [6 empty] | 0
3 |  | 11172 | 2514 | GT2 | GT | 55400 | P | OP | 6 | 1972 | FO2 |  |  | FO2 |  |  | 13543 | 49500 | 67000 | 0 |  | 0 | 0 | 0 | 0 | 0 | 0 | [6 empty] | 0 | 0 | 0 | 5 | 1972 | 0 | 0 | E | [6 empty] | 0
3 |  | 11172 | 2514 | GT3 | GT | 55400 | P | OP | 6 | 1972 | FO2 |  |  | FO2 |  |  | 13543 | 49500 | 67000 | 0 |  | 0 | 0 | 0 | 0 | 0 | 0 | [6 empty] | 0 | 0 | 0 | 5 | 1972 | 0 | 0 | E | [6 empty] | 0
3 |  | 11172 | 2514 | ST2 | ST | 75000 |  |  | 99 | 1930 |  |  |  | FO6 | NG |  | 0 | 0 | 0 | 0 | RE | 5 | 1980 | 0 | 0 | 0 | 0 | [6 empty] | 0 | 0 | 0 | 0 | 1930 | 0 | 0 | E | [6 empty] | 0
3 |  | 11172 | 2514 | ST3 | ST | 75000 |  |  | 99 | 1938 |  |  |  | FO6 | NG |  | 0 | 0 | 0 | 0 | RE | 5 | 1980 | 0 | 0 | 0 | 0 | [6 empty] | 0 | 0 | 0 | 0 | 1938 | 0 | 0 | E | [6 empty] | 0
3 |  | 11172 | 2515 | 2 | IC | 2000 | P | OP | 12 | 1962 | FO2 |  |  | FO2 |  |  | 10727 | 2000 | 2000 | 0 |  | 0 | 0 | 0 | 0 | 0 | 0 | [6 empty] | 0 | 0 | 0 | 11 | 1962 | 0 | 0 | E | [6 empty] | 0
3 |  | 11172 | 2515 | 3 | IC | 2000 | P | OP | 11 | 1965 | FO2 |  |  | FO2 |  |  | 10727 | 2000 | 2000 | 0 |  | 0 | 0 | 0 | 0 | 0 | 0 | [6 empty] | 0 | 0 | 0 | 10 | 1965 | 0 | 0 | E | [6 empty] | 0
3 |  | 11172 | 2515 | 4 | IC | 2000 | P | OP | 11 | 1965 | FO2 |  |  | FO2 |  |  | 10727 | 2000 | 2000 | 0 |  | 0 | 0 | 0 | 0 | 0 | 0 | [6 empty] | 0 | 0 | 0 | 10 | 1965 | 0 | 0 | E | [6 empty] | 0
3 |  | 11172 | 2516 | 2 | ST | 387090 | B | OP | 6 | 1968 | FO2 |  |  | FO6 |  |  | 9902 | 380000 | 377000 | 0 |  | 0 | 0 | 0 | 0 | 0 | 0 | [6 empty] | 0 | 0 | 0 | 4 | 1968 | 0 | 0 | E | [6 empty] | 0
3 |  | 11172 | 2516 | 3 | ST | 387090 | B | OP | 7 | 1972 | FO2 |  |  | FO6 |  |  | 9782 | 381000 | 371000 | 0 |  | 0 | 0 | 0 | 0 | 0 | 0 | [6 empty] | 0 | 0 | 0 | 4 | 1972 | 0 | 0 | E | [6 empty] | 0
3 |  | 11172 | 2516 | 4 | ST | 387090 | B | OP | 12 | 1977 | FO2 |  |  | FO6 |  |  | 9763 | 381000 | 380000 | 0 |  | 0 | 0 | 0 | 0 | 0 | 0 | [6 empty] | 0 | 0 | 0 | 9 | 1977 | 0 | 0 | E | [6 empty] | 0
3 |  | 11172 | 2516 | GT1 | GT | 16000 | P | OP | 3 | 1967 | FO2 |  |  | FO2 |  |  | 16837 | 15000 | 19000 | 0 |  | 0 | 0 | 0 | 0 | 0 | 0 | [6 empty] | 0 | 0 | 0 | 2 | 1967 | 0 | 0 | E | [6 empty] | 0
3 |  | 11172 | 2516 | ST1 | ST | 387090 | B | OP | 7 | 1967 | FO2 |  |  | FO6 |  |  | 9873 | 382000 | 367000 | 0 |  | 0 | 0 | 0 | 0 | 0 | 0 | [6 empty] | 0 | 0 | 0 | 5 | 1967 | 0 | 0 | E | [6 empty] | 0
3 |  | 11172 | 2517 | 2 | ST | 46000 | P | OP | 10 | 1950 | FO2 |  |  | FO6 |  |  | 12763 | 45000 | 44000 | 0 |  | 0 | 0 | 0 | 0 | 0 | 0 | [6 empty] | 0 | 0 | 0 | 9 | 1950 | 0 | 0 | E | [6 empty] | 0
3 |  | 11172 | 2517 | 3 | ST | 187500 | B | OP | 11 | 1958 | FO2 |  |  | FO6 |  |  | 9973 | 194000 | 193000 | 0 |  | 0 | 0 | 0 | 0 | 0 | 0 | [6 empty] | 0 | 0 | 0 | 10 | 1958 | 0 | 0 | E | [6 empty] | 0
3 |  | 11172 | 2517 | 4 | ST | 187500 | B | OP | 11 | 1960 | FO2 |  |  | FO6 |  |  | 9955 | 195000 | 198000 | 0 |  | 0 | 0 | 0 | 0 | 0 | 0 | [6 empty] | 0 | 0 | 0 | 10 | 1960 | 0 | 0 | E | [6 empty] | 0
3 |  | 11172 | 2517 | GT1 | GT | 16000 | P | OP | 12 | 1966 | FO2 |  |  | FO2 |  |  | 16542 | 15000 | 20000 | 0 |  | 0 | 0 | 0 | 0 | 0 | 0 | [6 empty] | 0 | 0 | 0 | 11 | 1966 | 0 | 0 | E | [6 empty] | 0
3 |  | 11172 | 2517 | ST1 | ST | 46000 | P | OP | 12 | 1948 | FO2 |  |  | FO6 |  |  | 13130 | 46000 | 46000 | 0 |  | 0 | 0 | 0 | 0 | 0 | 0 | [6 empty] | 0 | 0 | 0 | 11 | 1948 | 0 | 0 | E | [6 empty] | 0
3 |  | 11172 | 2518 | 1 | NB | 849500 |  |  | 0 | 0 | [6 empty] | 0 | 0 | 0 | 849500 | SD | 12 | 1990 | 5 | 1975 | 0 | 0 | AP |  |  | UR |  |  | 809000 | 809000 | 0 | 0 | 0 | 804000 | 814000 | [5 empty] | Shoreham received a Full Power Operating License in April 1989, but has not been permitted to operate. |  | 0
3 |  | 11172 | 2518 | 1 | IC | 2000 | P | OP | 10 | 1988 | FO2 |  |  | FO2 |  |  | 10860 | 2000 | 2000 | 0 |  | 0 | 0 | 0 | 0 | 0 | 0 | [6 empty] | 0 | 0 | 0 | 8 | 1985 | 0 | 0 | [7 empty] | 0
3 |  | 11172 | 2518 | 2 | IC | 2000 | P | OP | 10 | 1988 | FO2 |  |  | FO2 |  |  | 10860 | 2000 | 2000 | 0 |  | 0 | 0 | 0 | 0 | 0 | 0 | [6 empty] | 0 | 0 | 0 | 8 | 1985 | 0 | 0 | [7 empty] | 0
3 |  | 11172 | 2518 | 3 | IC | 2000 | P | OP | 10 | 1988 | FO2 |  |  | FO2 |  |  | 10860 | 2000 | 2000 | 0 |  | 0 | 0 | 0 | 0 | 0 | 0 | [6 empty] | 0 | 0 | 0 | 8 | 1985 | 0 | 0 | [7 empty] | 0
3 |  | 11172 | 2518 | 4 | IC | 2000 | P | OP | 10 | 1988 | FO2 |  |  | FO2 |  |  | 10860 | 2000 | 2000 | 0 |  | 0 | 0 | 0 | 0 | 0 | 0 | [6 empty] | 0 | 0 | 0 | 8 | 1985 | 0 | 0 | [7 empty] | 0
3 |  | 11172 | 2518 | GT1 | GT | 52900 | P | OP | 7 | 1971 | FO2 |  |  | FO2 |  |  | 13618 | 47000 | 64000 | 0 |  | 0 | 0 | 0 | 0 | 0 | 0 | [6 empty] | 0 | 0 | 0 | 6 | 1971 | 0 | 0 | E | [6 empty] | 0
3 |  | 11172 | 2518 | GT2 | GT | 18600 | P | OP | 4 | 1966 | FO2 |  |  | FO2 |  |  | 14904 | 18000 | 21000 | 0 |  | 0 | 0 | 0 | 0 | 0 | 0 | [6 empty] | 0 | 0 | 0 | 3 | 1966 | 0 | 0 | E | [6 empty] | 0
3 |  | 11172 | 2519 | 1 | GT | 11500 | P | OP | 3 | 1963 | FO2 |  |  | FO2 |  |  | 18619 | 11000 | 15000 | 0 |  | 0 | 0 | 0 | 0 | 0 | 0 | [6 empty] | 0 | 0 | 0 | 2 | 1963 | 0 | 0 | E | [6 empty] | 0
3 |  | 11172 | 2520 | 1 | GT | 14000 | P | OP | 8 | 1964 | FO2 |  |  | FO2 |  |  | 16546 | 13000 | 18000 | 0 |  | 0 | 0 | 0 | 0 | 0 | 0 | [6 empty] | 0 | 0 | 0 | 7 | 1964 | 0 | 0 | E | [6 empty] | 0
3 |  | 11172 | 2521 | 3 | GT | 21000 |  |  | 11 | 1966 |  |  |  | FO2 |  |  | 0 | 0 | 0 | 0 | RE | 1 | 1980 | 0 | 0 | 0 | 0 | [6 empty] | 0 | 0 | 0 | 0 | 1966 | 0 | 0 | E | [6 empty] | 0
3 |  | 11172 | 2521 | 4 | GT | 52900 | P | OP | 7 | 1971 | FO2 |  |  | FO2 |  |  | 13832 | 45000 | 61000 | 0 |  | 0 | 0 | 0 | 0 | 0 | 0 | [6 empty] | 0 | 0 | 0 | 6 | 1971 | 0 | 0 | E | [6 empty] | 0
3 |  | 11172 | 6069 | 1 | NP | 0 |  |  | 0 | 0 | [6 empty] | 0 | 0 | 0 | 860000 | CN | 88 | 1980 | 5 | 1988 | 12 | 1992 |  |  |  | UR |  |  | 0 | 0 | 0 | 0 | 0 | 0 | 0 | [7 empty] | 0
3 |  | 11172 | 6069 | 2 | NP | 0 |  |  | 0 | 0 | [6 empty] | 0 | 0 | 0 | 1191000 | CN | 88 | 1980 | 5 | 1981 | 6 | 1989 |  |  |  | UR |  |  | 0 | 0 | 0 | 0 | 0 | 0 | 0 | [7 empty] | 0
3 |  | 11172 | 6069 | 3 | NP | 0 |  |  | 0 | 0 | [6 empty] | 0 | 0 | 0 | 1191000 | CN | 1 | 1984 | 5 | 1983 | 6 | 1991 |  |  |  | UR |  |  | 0 | 0 | 0 | 0 | 0 | 0 | 0 | [7 empty] | 0
3 |  | 11172 | 6097 | 1 | ST | 21600 |  |  | 8 | 1979 | [6 empty] | 0 | 16000 | 16000 | 0 | SD | 11 | 1986 | 11 | 1980 | 0 | 0 | [6 empty] | 0 | 0 | 0 | 8 | 1978 | 0 | 0 |  |  |  |  | Y | Sold to American Reffuel |  | 0
3 |  | 11172 | 6097 | 2 | ST | 21600 |  |  | 8 | 1979 | REF |  |  | REF |  |  | 0 | 16000 | 16000 | 0 | SD | 11 | 1986 | 11 | 1980 | 0 | 0 | LE | [5 empty] | 0 | 0 | 0 | 8 | 1978 | 0 | 0 |  |  |  |  | Y | Sold to American Reffuel. |  | 0
3 |  | 11172 | 7146 | 1 | GT | 79500 | P | OP | 7 | 1989 | FO2 |  |  | FO2 |  |  | 12100 | 81667 | 103667 | 0 |  | 0 | 0 | 0 | 0 | 0 | 0 | [6 empty] | 0 | 0 | 0 | 6 | 1989 | 0 | 0 | [7 empty] | 0
3 |  | 11172 | 7146 | 2 | GT | 79500 | P | OP | 7 | 1989 | FO2 |  |  | FO2 |  |  | 12100 | 81667 | 103667 | 0 |  | 0 | 0 | 0 | 0 | 0 | 0 | [6 empty] | 0 | 0 | 0 | 6 | 1989 | 0 | 0 | [7 empty] | 0
3 |  | 11172 | 7146 | 3 | GT | 79500 | P | OP | 7 | 1989 | FO2 |  |  | FO2 |  |  | 12100 | 81667 | 103667 | 0 |  | 0 | 0 | 0 | 0 | 0 | 0 | [6 empty] | 0 | 0 | 0 | 6 | 1989 | 0 | 0 | [7 empty] | 0
3 |  | 11172 | 8007 | 1 | GT | 56700 | P | OP | 7 | 1974 | FO2 |  |  | FO2 |  |  | 13650 | 50500 | 66700 | 0 |  | 0 | 0 | 0 | 0 | 0 | 0 | [6 empty] | 0 | 0 | 0 | 6 | 1974 | 0 | 0 | E | [6 empty] | 0
3 |  | 11172 | 8007 | 2 | GT | 56700 | P | OP | 7 | 1974 | FO2 |  |  | FO2 |  |  | 13650 | 50500 | 66700 | 0 |  | 0 | 0 | 0 | 0 | 0 | 0 | [6 empty] | 0 | 0 | 0 | 6 | 1974 | 0 | 0 | E | [6 empty] | 0
3 |  | 11172 | 8007 | 3 | GT | 56700 | P | OP | 7 | 1974 | FO2 |  |  | FO2 |  |  | 13650 | 50500 | 66700 | 0 |  | 0 | 0 | 0 | 0 | 0 | 0 | [6 empty] | 0 | 0 | 0 | 6 | 1974 | 0 | 0 | E | [6 empty] | 0
3 |  | 11172 | 8007 | 4 | GT | 56700 | P | OP | 7 | 1974 | FO2 |  |  | FO2 |  |  | 13650 | 50500 | 66700 | 0 |  | 0 | 0 | 0 | 0 | 0 | 0 | [6 empty] | 0 | 0 | 0 | 6 | 1974 | 0 | 0 | E | [6 empty] | 0
3 |  | 11172 | 8007 | 5 | GT | 56700 | P | OP | 7 | 1974 | FO2 |  |  | FO2 |  |  | 13650 | 50500 | 66700 | 0 |  | 0 | 0 | 0 | 0 | 0 | 0 | [6 empty] | 0 | 0 | 0 | 6 | 1974 | 0 | 0 | E | [6 empty] | 0
3 |  | 11172 | 8007 | 6 | GT | 56700 | P | OP | 7 | 1975 | FO2 |  |  | FO2 |  |  | 13650 | 50500 | 66700 | 0 |  | 0 | 0 | 0 | 0 | 0 | 0 | [6 empty] | 0 | 0 | 0 | 6 | 1975 | 0 | 0 | E | [6 empty] | 0
3 |  | 11172 | 8007 | 7 | GT | 56700 | P | OP | 7 | 1975 | FO2 |  |  | FO2 |  |  | 13650 | 50500 | 66700 | 0 |  | 0 | 0 | 0 | 0 | 0 | 0 | [6 empty] | 0 | 0 | 0 | 6 | 1975 | 0 | 0 | E | [6 empty] | 0
3 |  | 11172 | 8007 | 8 | GT | 56700 | P | OP | 7 | 1975 | FO2 |  |  | FO2 |  |  | 13650 | 50500 | 66700 | 0 |  | 0 | 0 | 0 | 0 | 0 | 0 | [6 empty] | 0 | 0 | 0 | 6 | 1975 | 0 | 0 | E | [6 empty] | 0
3 |  | 11172 | 8007 | 9 | GT | 56700 | P | OP | 7 | 1975 | FO2 |  |  | FO2 |  |  | 13650 | 50500 | 66700 | 0 |  | 0 | 0 | 0 | 0 | 0 | 0 | [6 empty] | 0 | 0 | 0 | 6 | 1975 | 0 | 0 | E | [6 empty] | 0
3 |  | 11172 | 8007 | 10 | GT | 56700 | P | OP | 7 | 1975 | FO2 |  |  | FO2 |  |  | 13650 | 50500 | 66700 | 0 |  | 0 | 0 | 0 | 0 | 0 | 0 | [6 empty] | 0 | 0 | 0 | 6 | 1975 | 0 | 0 | E | [6 empty] | 0
3 |  | 11187 | 509 | 1 | HC | 300 | B | OP | 12 | 1911 | WAT |  |  | WAT |  |  | 0 | 300 | 275 | 0 |  | 0 | 0 | 0 | 0 | 0 | 0 | [6 empty] | 0 | 0 | 0 | 9 | 1911 | 0 | 0 | [7 empty] | 0
3 |  | 11187 | 509 | 2 | HC | 300 | B | OP | 88 | 1911 | WAT |  |  | WAT |  |  | 0 | 300 | 275 | 0 |  | 0 | 0 | 0 | 0 | 0 | 0 | [6 empty] | 0 | 0 | 0 | 9 | 1911 | 0 | 0 | [7 empty] | 0
3 |  | 11208 | 391 | 1 | HL | 3200 | B | OP | 7 | 1925 |  |  |  | WAT |  |  | 0 | 3200 | 3200 | 0 |  | 0 | 0 | 0 | 0 | 0 | 0 | [6 empty] | 0 | 0 | 0 | 0 | 1925 | 0 | 0 | E | [6 empty] | 0
3 |  | 11208 | 392 | 1 | HR | 212500 | P | OP | 7 | 1973 |  |  |  | WAT |  |  | 0 | 230000 | 230000 | 0 |  | 0 | 0 | 0 | 0 | 0 | 0 | [6 empty] | 0 | 0 | 0 | 7 | 1973 | 0 | 0 | [7 empty] | 0
3 |  | 11208 | 392 | 2 | HR | 212500 | P | OP | 7 | 1974 |  |  |  | WAT |  |  | 0 | 230000 | 230000 | 0 |  | 0 | 0 | 0 | 0 | 0 | 0 | [6 empty] | 0 | 0 | 0 | 7 | 1974 | 0 | 0 | [7 empty] | 0
3 |  | 11208 | 392 | 3 | HR | 212500 | P | OP | 7 | 1976 |  |  |  | WAT |  |  | 0 | 230000 | 230000 | 0 |  | 0 | 0 | 0 | 0 | 0 | 0 | [6 empty] | 0 | 0 | 0 | 7 | 1976 | 0 | 0 | [7 empty] | 0
3 |  | 11208 | 392 | 4 | HR | 212500 | P | OP | 6 | 1977 |  |  |  | WAT |  |  | 0 | 230000 | 230000 | 0 |  | 0 | 0 | 0 | 0 | 0 | 0 | [6 empty] | 0 | 0 | 0 | 6 | 1977 | 0 | 0 | [7 empty] | 0
3 |  | 11208 | 392 | 5 | HR | 212500 | P | OP | 12 | 1977 |  |  |  | WAT |  |  | 0 | 230000 | 230000 | 0 |  | 0 | 0 | 0 | 0 | 0 | 0 | [6 empty] | 0 | 0 | 0 | 12 | 1977 | 0 | 0 | E | [6 empty] | 0
3 |  | 11208 | 392 | 6 | HR | 212500 | P | OP | 8 | 1978 |  |  |  | WAT |  |  | 0 | 230000 | 230000 | 0 |  | 0 | 0 | 0 | 0 | 0 | 0 | [6 empty] | 0 | 0 | 0 | 8 | 1978 | 0 | 0 | [7 empty] | 0
3 |  | 11208 | 392 | 7 | HL | 56000 | P | OP | 1 | 1972 |  |  |  | WAT |  |  | 0 | 55000 | 55000 | 0 |  | 0 | 0 | 0 | 0 | 0 | 0 | [6 empty] | 0 | 0 | 0 | 1 | 1972 | 0 | 0 | [7 empty] | 0
3 |  | 11208 | 393 | 1 | HL | 37500 | P | OP | 4 | 1952 |  |  |  | WAT |  |  | 0 | 37500 | 37500 | 0 |  | 0 | 0 | 0 | 0 | 0 | 0 | [6 empty] | 0 | 0 | 0 | 0 | 1952 | 0 | 0 | E | [6 empty] | 0
3 |  | 11208 | 394 | 1 | HL | 1200 | B | OP | 11 | 1908 |  |  |  | WAT |  |  | 0 | 1200 | 1000 | 0 |  | 0 | 0 | 0 | 0 | 0 | 0 | [6 empty] | 0 | 0 | 0 | 0 | 1908 | 0 | 0 | E | [6 empty] | 0
3 |  | 11208 | 394 | 2 | HL | 1200 | B | OP | 10 | 1909 |  |  |  | WAT |  |  | 0 | 1200 | 1000 | 0 |  | 0 | 0 | 0 | 0 | 0 | 0 | [6 empty] | 0 | 0 | 0 | 0 | 1909 | 0 | 0 | E | [6 empty] | 0
3 |  | 11208 | 395 | 1 | HL | 600 | B | OP | 3 | 1909 |  |  |  | WAT |  |  | 0 | 600 | 600 | 0 |  | 0 | 0 | 0 | 0 | 0 | 0 | [6 empty] | 0 | 0 | 0 | 0 | 1909 | 0 | 0 | E | [6 empty] | 0
3 |  | 11208 | 396 | 1 | HL | 11000 | B | OP | 10 | 1971 |  |  |  | WAT |  |  | 0 | 9900 | 9900 | 0 |  | 0 | 0 | 0 | 0 | 0 | 0 | [6 empty] | 0 | 0 | 0 | 10 | 1971 | 0 | 0 | [7 empty] | 0
3 |  | 11208 | 397 | 1 | HL | 2000 | B | OP | 6 | 1921 |  |  |  | WAT |  |  | 0 | 2000 | 2000 | 0 |  | 0 | 0 | 0 | 0 | 0 | 0 | [6 empty] | 0 | 0 | 0 | 0 | 1921 | 0 | 0 | E | [6 empty] | 0
3 |  | 11208 | 398 | 1 | HL | 2800 | B | OP | 7 | 1927 |  |  |  | WAT |  |  | 0 | 2800 | 2800 | 0 |  | 0 | 0 | 0 | 0 | 0 | 0 | [6 empty] | 0 | 0 | 0 | 0 | 1927 | 0 | 0 | E | [6 empty] | 0
3 |  | 11208 | 398 | 2 | HL | 2800 | B | OP | 7 | 1927 |  |  |  | WAT |  |  | 0 | 2800 | 2800 | 0 |  | 0 | 0 | 0 | 0 | 0 | 0 | [6 empty] | 0 | 0 | 0 | 0 | 1927 | 0 | 0 | E | [6 empty] | 0
3 |  | 11208 | 399 | 1 | ST | 65000 | C |  | 6 | 1943 | NG |  |  | NG | FO6 |  | 13000 | 72000 | 72000 | 0 | RE | 1 | 1988 | 0 | 0 | 0 | 0 | [6 empty] | 0 | 0 | 0 | 5 | 1943 | 0 | 0 | E | [6 empty] | 0
3 |  | 11208 | 399 | 2 | ST | 65000 | C |  | 11 | 1947 | NG |  |  | NG | FO6 |  | 13870 | 67000 | 67000 | 0 | RE | 1 | 1988 | 0 | 0 | 0 | 0 | [6 empty] | 0 | 0 | 0 | 10 | 1947 | 0 | 0 | E | [6 empty] | 0
3 |  | 11208 | 399 | 3 | ST | 86400 |  |  | 2 | 1949 | NG |  |  | NG | FO6 |  | 14903 | 62000 | 62000 | 0 | RE | 10 | 1991 | 0 | 0 | 0 | 0 | [6 empty] | 0 | 0 | 0 | 1 | 1949 | 0 | 0 | [7 empty] | 0
3 |  | 11208 | 399 | 4 | ST | 86250 |  | OS | 12 | 1948 | NG |  |  | NG | FO6 |  | 12996 | 86000 | 86000 | 86250 | FC | 0 | 0 | 12 | 1993 | 12 | 1993 |  |  |  | WH |  |  | 86000 | 86000 | 0 | 11 | 1948 | 82483 | 84246 |  |  |  | CW |  |  |  | 0
3 |  | 11208 | 399 | 5 | ST | 86250 |  | OS | 7 | 1949 | NG |  |  | NG | FO6 |  | 12215 | 86000 | 86000 | 86250 | FC | 0 | 0 | 12 | 1993 | 12 | 1993 |  |  |  | WH |  |  | 86000 | 86000 | 0 | 6 | 1949 | 82483 | 84246 |  |  |  | CW |  |  |  | 0
3 |  | 11208 | 399 | 10 | CW | 0 |  |  | 0 | 0 | [6 empty] | 0 | 0 | 0 | 76000 | CN | 12 | 1991 | 1 | 1995 | 0 | 0 |  |  |  | WH |  |  | 76000 | 76000 | 0 | 0 | 0 | 63421 | 67755 | [7 empty] | 0
3 |  | 11208 | 399 | GT6 | GT | 23580 | P | OP | 7 | 1972 | NG |  |  | NG | FO2 |  | 15000 | 19000 | 19000 | 0 |  | 0 | 0 | 0 | 0 | 0 | 0 | [6 empty] | 0 | 0 | 0 | 6 | 1972 | 0 | 0 | E | [6 empty] | 0
3 |  | 11208 | 399 | GT7 | GT | 23580 | P | OP | 6 | 1972 | NG |  |  | NG | FO2 |  | 15000 | 19000 | 19000 | 0 |  | 0 | 0 | 0 | 0 | 0 | 0 | [6 empty] | 0 | 0 | 0 | 5 | 1972 | 0 | 0 | E | [6 empty] | 0
3 |  | 11208 | 399 | GT8 | GT | 23580 | P | OP | 5 | 1972 | NG |  |  | NG | FO2 |  | 15000 | 19000 | 19000 | 0 |  | 0 | 0 | 0 | 0 | 0 | 0 | [6 empty] | 0 | 0 | 0 | 4 | 1972 | 0 | 0 | E | [6 empty] | 0
3 |  | 11208 | 399 | GT9 | GT | 23580 | P | OP | 5 | 1972 | NG |  |  | NG | FO2 |  | 15000 | 19000 | 19000 | 0 |  | 0 | 0 | 0 | 0 | 0 | 0 | [6 empty] | 0 | 0 | 0 | 4 | 1972 | 0 | 0 | E | [6 empty] | 0
3 |  | 11208 | 399 | 10A | CT | 0 |  |  | 0 | 0 | [6 empty] | 0 | 0 | 0 | 82000 | CO | 0 | 0 | 1 | 1995 | 12 | 1993 |  |  |  | NG | FO2 |  | 82000 | 82000 | 0 | 0 | 0 | 68216 | 72573 | [7 empty] | 0
3 |  | 11208 | 399 | 10B | CT | 0 |  |  | 0 | 0 | [6 empty] | 0 | 0 | 0 | 82000 | CO | 0 | 0 | 1 | 1995 | 12 | 1993 |  |  |  | NG | FO2 |  | 82000 | 82000 | 0 | 0 | 0 | 68216 | 72573 | [7 empty] | 0
3 |  | 11208 | 400 | 1 | ST | 230000 | C | OP | 9 | 1962 | NG |  |  | NG | FO6 |  | 9403 | 222000 | 222000 | 0 |  | 0 | 0 | 0 | 0 | 0 | 0 | [6 empty] | 0 | 0 | 0 | 7 | 1962 | 0 | 0 | E | [6 empty] | 0
3 |  | 11208 | 400 | 2 | ST | 230000 | C | OP | 4 | 1963 | NG |  |  | NG | FO6 |  | 9578 | 222000 | 222000 | 0 |  | 0 | 0 | 0 | 0 | 0 | 0 | [6 empty] | 0 | 0 | 0 | 2 | 1963 | 0 | 0 | E | [6 empty] | 0
3 |  | 11208 | 400 | 3 | ST | 230000 | C | OP | 7 | 1964 | NG |  |  | NG | FO6 |  | 9301 | 222000 | 222000 | 0 |  | 0 | 0 | 0 | 0 | 0 | 0 | [6 empty] | 0 | 0 | 0 | 5 | 1964 | 0 | 0 | E | [6 empty] | 0
3 |  | 11208 | 400 | 4 | ST | 230000 | C | OP | 2 | 1965 | NG |  |  | NG | FO6 |  | 9436 | 222000 | 222000 | 0 |  | 0 | 0 | 0 | 0 | 0 | 0 | [6 empty] | 0 | 0 | 0 | 12 | 1964 | 0 | 0 | E | [6 empty] | 0
3 |  | 11208 | 400 | 5 | ST | 343000 | C | OP | 8 | 1966 | NG |  |  | NG | FO6 |  | 9543 | 341000 | 341000 | 0 |  | 0 | 0 | 0 | 0 | 0 | 0 | [6 empty] | 0 | 0 | 0 | 6 | 1966 | 0 | 0 | E | [6 empty] | 0
3 |  | 11208 | 400 | 6 | ST | 343000 | C | OP | 3 | 1967 | NG |  |  | NG | FO6 |  | 9358 | 341000 | 341000 | 0 |  | 0 | 0 | 0 | 0 | 0 | 0 | [6 empty] | 0 | 0 | 0 | 1 | 1967 | 0 | 0 | E | [6 empty] | 0
3 |  | 11208 | 401 | 1 | HL | 37500 | P | OP | 5 | 1952 |  |  |  | WAT |  |  | 0 | 37500 | 37500 | 0 |  | 0 | 0 | 0 | 0 | 0 | 0 | [6 empty] | 0 | 0 | 0 | 0 | 1952 | 0 | 0 | E | [6 empty] | 0
3 |  | 11208 | 402 | 1 | HL | 3200 | B | OP | 2 | 1958 |  |  |  | WAT |  |  | 0 | 2700 | 2700 | 0 |  | 0 | 0 | 0 | 0 | 0 | 0 | [6 empty] | 0 | 0 | 0 | 0 | 1958 | 0 | 0 | E | [6 empty] | 0
3 |  | 11208 | 403 | 1 | HL | 2800 | B | OP | 10 | 1922 |  |  |  | WAT |  |  | 0 | 3000 | 3000 | 0 |  | 0 | 0 | 0 | 0 | 0 | 0 | [6 empty] | 0 | 0 | 0 | 0 | 1922 | 0 | 0 | E | [6 empty] | 0
3 |  | 11208 | 403 | 2 | HL | 2800 | B | OP | 10 | 1922 |  |  |  | WAT |  |  | 0 | 3000 | 3000 | 0 |  | 0 | 0 | 0 | 0 | 0 | 0 | [6 empty] | 0 | 0 | 0 | 0 | 1922 | 0 | 0 | E | [6 empty] | 0
3 |  | 11208 | 404 | 1 | ST | 163200 | C | OP | 12 | 1958 | NG |  |  | NG | FO6 |  | 9803 | 179000 | 179000 | 0 |  | 0 | 0 | 0 | 0 | 0 | 0 | [6 empty] | 0 | 0 | 0 | 11 | 1958 | 0 | 0 | E | [6 empty] | 0
3 |  | 11208 | 404 | 2 | ST | 163200 | C | OP | 7 | 1959 | NG |  |  | NG | FO6 |  | 10126 | 179000 | 179000 | 0 |  | 0 | 0 | 0 | 0 | 0 | 0 | [6 empty] | 0 | 0 | 0 | 6 | 1959 | 0 | 0 | E | [6 empty] | 0
3 |  | 11208 | 404 | 3 | ST | 496800 | C | OP | 10 | 1974 | NG |  |  | NG |  |  | 9606 | 358000 | 358000 | 0 |  | 0 | 0 | 0 | 0 | 0 | 0 | [6 empty] | 0 | 0 | 0 | 0 | 1974 | 0 | 0 | E | [6 empty] | 0
3 |  | 11208 | 407 | 1 | HL | 37500 | P | OP | 6 | 1953 |  |  |  | WAT |  |  | 0 | 37500 | 37500 | 0 |  | 0 | 0 | 0 | 0 | 0 | 0 | [6 empty] | 0 | 0 | 0 | 0 | 1953 | 0 | 0 | E | [6 empty] | 0
3 |  | 11208 | 408 | 1 | ST | 100000 | C | OP | 9 | 1954 | NG |  |  | NG | FO6 |  | 11345 | 95000 | 95000 | 0 |  | 0 | 0 | 0 | 0 | 0 | 0 | [6 empty] | 0 | 0 | 0 | 8 | 1954 | 0 | 0 | E | [6 empty] | 0
3 |  | 11208 | 408 | 2 | ST | 100000 | C | OP | 12 | 1954 | NG |  |  | NG | FO6 |  | 10968 | 99000 | 99000 | 0 |  | 0 | 0 | 0 | 0 | 0 | 0 | [6 empty] | 0 | 0 | 0 | 11 | 1954 | 0 | 0 | E | [6 empty] | 0
3 |  | 11208 | 408 | 3 | ST | 172800 | C | OP | 11 | 1955 | NG |  |  | NG | FO6 |  | 10685 | 163000 | 163000 | 0 |  | 0 | 0 | 0 | 0 | 0 | 0 | [6 empty] | 0 | 0 | 0 | 10 | 1955 | 0 | 0 | E | [6 empty] | 0
3 |  | 11208 | 408 | 4 | ST | 172800 | C | OP | 5 | 1956 | NG |  |  | NG | FO6 |  | 10487 | 160000 | 160000 | 0 |  | 0 | 0 | 0 | 0 | 0 | 0 | [6 empty] | 0 | 0 | 0 | 4 | 1956 | 0 | 0 | E | [6 empty] | 0
3 |  | 11208 | 5010 | 1 | NP | 0 |  |  | 0 | 0 | [6 empty] | 0 | 0 | 0 | 462000 | CN | 88 | 1972 | 88 | 1988 | 88 | 1988 |  |  |  | UR |  |  | 0 | 0 | 0 | 0 | 0 | 0 | 0 | [7 empty] | 0
3 |  | 11208 | 6070 | 1 | NP | 0 |  |  | 0 | 0 | [6 empty] | 0 | 0 | 0 | 1300000 | CN | 6 | 1978 | 12 | 1981 | 0 | 0 |  |  |  | UR |  |  | 0 | 0 | 0 | 0 | 0 | 1120000 | 1070000 | [7 empty] | 0
3 |  | 11208 | 6070 | 2 | NP | 0 |  |  | 0 | 0 | [6 empty] | 0 | 0 | 0 | 1300000 | CN | 6 | 1978 | 4 | 1988 | 0 | 0 |  |  |  | UR |  |  | 0 | 0 | 0 | 0 | 0 | 1120000 | 1070000 | [7 empty] | 0
3 |  | 11208 | 6070 | 3 | NP | 0 |  |  | 0 | 0 | [6 empty] | 0 | 0 | 0 | 1300000 | CN | 6 | 1978 | 10 | 1989 | 0 | 0 |  |  |  | UR |  |  | 0 | 0 | 0 | 0 | 0 | 1120000 | 1070000 | [7 empty] | 0
3 |  | 11208 | 6070 | 4 | NP | 0 |  |  | 0 | 0 | [6 empty] | 0 | 0 | 0 | 1300000 | CN | 11 | 1977 | 4 | 1991 | 0 | 0 |  |  |  | UR |  |  | 0 | 0 | 0 | 0 | 0 | 1120000 | 1070000 | [7 empty] | 0
3 |  | 11208 | 6479 | 1 | HC | 9400 |  |  | 3 | 1917 |  |  |  | WAT |  |  | 0 | 0 | 0 | 0 | RE | 5 | 1981 | 0 | 0 | 0 | 0 | [6 empty] | 0 | 0 | 0 | 0 | 1917 | 0 | 0 | E | [6 empty] | 0
3 |  | 11208 | 6479 | 2 | HC | 9400 |  |  | 4 | 1917 |  |  |  | WAT |  |  | 0 | 0 | 0 | 0 | RE | 5 | 1981 | 0 | 0 | 0 | 0 | [6 empty] | 0 | 0 | 0 | 0 | 1917 | 0 | 0 | E | [6 empty] | 0
3 |  | 11208 | 6479 | 3 | HL | 9375 | B | OP | 4 | 1917 |  |  |  | WAT |  |  | 0 | 10600 | 10600 | 0 |  | 0 | 0 | 0 | 0 | 0 | 0 | [6 empty] | 0 | 0 | 0 | 4 | 1917 | 0 | 0 | [7 empty] | 0
3 |  | 11208 | 6479 | 4 | HL | 10000 | B | OP | 5 | 1923 |  |  |  | WAT |  |  | 0 | 12000 | 12000 | 0 |  | 0 | 0 | 0 | 0 | 0 | 0 | [6 empty] | 0 | 0 | 0 | 5 | 1923 | 0 | 0 | [7 empty] | 0
3 | A179 | 11208 | 6479 | 5 | HC | 25000 | B |  | 12 | 1928 |  |  |  | WAT |  |  | 0 | 0 | 0 | 0 | RE | 11 | 1984 | 0 | 0 | 0 | 0 | [6 empty] | 0 | 0 | 0 | 4 | 1928 | 0 | 0 | E | [6 empty] | 0
3 |  | 11208 | 6479 | 6 | HL | 25000 | B | OP | 4 | 1987 |  |  |  | WAT |  |  | 0 | 26000 | 26000 | 0 |  | 0 | 0 | 0 | 0 | 0 | 0 | [6 empty] | 0 | 0 | 0 | 4 | 1987 | 0 | 0 | [7 empty] | 0
3 |  | 11208 | 6479 | 1A | HL | 25000 | B | OP | 12 | 1983 |  |  |  | WAT |  |  | 0 | 26000 | 26000 | 0 |  | 0 | 0 | 0 | 0 | 0 | 0 | [6 empty] | 0 | 0 | 0 | 0 | 1983 | 0 | 0 | E | [6 empty] | 0
3 |  | 11208 | 6480 | 1 | HL | 14000 | B | OP | 7 | 1920 |  |  |  | WAT |  |  | 0 | 14340 | 14340 | 0 |  | 0 | 0 | 0 | 0 | 0 | 0 | [6 empty] | 0 | 0 | 0 | 7 | 1920 | 0 | 0 | [7 empty] | 0
3 |  | 11208 | 6480 | 2 | HL | 14000 | B | OP | 8 | 1920 |  |  |  | WAT |  |  | 0 | 14180 | 14180 | 0 |  | 0 | 0 | 0 | 0 | 0 | 0 | [6 empty] | 0 | 0 | 0 | 8 | 1920 | 0 | 0 | [7 empty] | 0
3 |  | 11208 | 6480 | 3 | HL | 14000 | B | OP | 9 | 1932 |  |  |  | WAT |  |  | 0 | 17780 | 17780 | 0 |  | 0 | 0 | 0 | 0 | 0 | 0 | [6 empty] | 0 | 0 | 0 | 9 | 1932 | 0 | 0 | [7 empty] | 0
3 |  | 11208 | 6481 | 1 | ST | 891900 | B | OP | 6 | 1986 | FO2 |  |  | BIT |  |  | 9509 | 800000 | 800000 | 0 |  | 0 | 0 | 7 | 1986 | 7 | 1986 | [6 empty] | 0 | 0 | 0 | 2 | 1986 | 0 | 0 | [7 empty] | 0
3 |  | 11208 | 6481 | 2 | ST | 891900 | B | OP | 5 | 1987 | FO2 |  |  | BIT |  |  | 9509 | 800000 | 800000 | 0 |  | 0 | 0 | 7 | 1987 | 0 | 0 | [6 empty] | 0 | 0 | 0 | 2 | 1987 | 0 | 0 | [7 empty] | 0
3 |  | 11208 | 6481 | 3 | ST | 0 |  |  | 0 | 0 | [6 empty] | 0 | 0 | 0 | 750000 | CN | 99 | 9999 | 11 | 1985 | 88 | 1988 |  |  |  | BIT |  |  | 0 | 0 | 0 | 0 | 0 | 693000 | 707000 | [7 empty] | 0
3 |  | 11208 | 7077 | 1 | HC | 640 | B | OP | 6 | 1986 |  |  |  | WAT |  |  | 0 | 640 | 640 | 0 |  | 0 | 0 | 0 | 0 | 0 | 0 | [6 empty] | 0 | 0 | 0 | 6 | 1986 | 0 | 0 | [7 empty] | 0
3 |  | 11208 | 7078 | 1 | GE | 0 |  |  | 0 | 0 | [6 empty] | 0 | 0 | 0 | 10000 | CN | 12 | 1988 | 8 | 1990 | 0 | 0 |  |  |  | GST |  |  | 9000 | 9000 | 0 | 0 | 0 | 9366 | 9719 | [7 empty] | 0
3 |  | 11208 | 7078 | 2 | GE | 0 |  |  | 0 | 0 | [6 empty] | 0 | 0 | 0 | 50000 | CN | 12 | 1988 | 7 | 1995 | 7 | 1995 |  |  |  | GST |  |  | 45000 | 45000 | 0 | 0 | 0 | 46000 | 46000 | [7 empty] | 0
3 |  | 11208 | 7078 | 3 | GE | 0 |  |  | 0 | 0 | [6 empty] | 0 | 0 | 0 | 50000 | CN | 12 | 1988 | 7 | 1996 | 7 | 1996 |  |  |  | GST |  |  | 45000 | 45000 | 0 | 0 | 0 | 46000 | 46000 | [7 empty] | 0
3 |  | 11241 | 1401 | 8 | GT | 20700 | P | SB | 1 | 1971 | NG |  |  | NG | FO2 |  | 18827 | 19000 | 19000 | 0 |  | 0 | 0 | 0 | 0 | 0 | 0 | [6 empty] | 0 | 0 | 0 | 1 | 1971 | 0 | 0 | [7 empty] | 0
3 |  | 11241 | 1402 | 1 | ST | 247775 | C | OP | 3 | 1961 | NG |  |  | NG | FO2 |  | 9960 | 244000 | 244000 | 0 |  | 0 | 0 | 0 | 0 | 0 | 0 | [6 empty] | 0 | 0 | 0 | 2 | 1961 | 0 | 0 | [7 empty] | 0
3 |  | 11241 | 1402 | 2 | ST | 420750 | C | OP | 4 | 1966 | NG |  |  | NG | FO2 |  | 10304 | 436000 | 436000 | 0 |  | 0 | 0 | 0 | 0 | 0 | 0 | [6 empty] | 0 | 0 | 0 | 12 | 1965 | 0 | 0 | [7 empty] | 0
3 |  | 11241 | 1402 | 3 | ST | 582250 | C | OP | 3 | 1969 | NG |  |  | NG | FO2 |  | 10134 | 573000 | 573000 | 0 |  | 0 | 0 | 0 | 0 | 0 | 0 | [6 empty] | 0 | 0 | 0 | 2 | 1969 | 0 | 0 | [7 empty] | 0
3 |  | 11241 | 1403 | 1 | ST | 69000 | C | OP | 5 | 1951 | NG |  |  | NG | FO6 |  | 12794 | 74000 | 74000 | 0 | RT | 8 | 2009 | 0 | 0 | 0 | 0 | [6 empty] | 0 | 0 | 0 | 4 | 1951 | 0 | 0 | E | [6 empty] | 0
3 |  | 11241 | 1403 | 2 | ST | 112500 | C | OP | 7 | 1953 | NG |  |  | NG | FO6 |  | 11634 | 107000 | 107000 | 0 |  | 0 | 0 | 0 | 0 | 0 | 0 | [6 empty] | 0 | 0 | 0 | 6 | 1953 | 0 | 0 | E | [6 empty] | 0
3 |  | 11241 | 1403 | 3 | ST | 169837 | C | SC | 11 | 1955 | NG |  |  | NG | FO6 |  | 10264 | 135000 | 135000 | 0 | RT | 12 | 2005 | 0 | 0 | 0 | 0 | [6 empty] | 0 | 0 | 0 | 8 | 1955 | 0 | 0 | [7 empty] | 0
3 |  | 11241 | 1403 | 4 | ST | 783000 | C | OP | 5 | 1971 | NG |  |  | NG | FO2 |  | 9733 | 748000 | 748000 | 0 |  | 0 | 0 | 0 | 0 | 0 | 0 | [6 empty] | 0 | 0 | 0 | 1 | 1971 | 0 | 0 | [7 empty] | 0
3 |  | 11241 | 1403 | 5 | ST | 783000 | C | OP | 6 | 1973 | NG |  |  | NG | FO2 |  | 9684 | 763000 | 763000 | 0 |  | 0 | 0 | 0 | 0 | 0 | 0 | [6 empty] | 0 | 0 | 0 | 4 | 1973 | 0 | 0 | [7 empty] | 0
3 |  | 11241 | 1404 | 5 | ST | 43700 | P |  | 12 | 1943 |  |  |  | NG |  |  | 12230 | 44000 | 44000 | 0 | RE | 12 | 1984 | 0 | 0 | 0 | 0 | [6 empty] | 0 | 0 | 0 | 0 | 1943 | 0 | 0 | E | [6 empty] | 0
3 |  | 11241 | 1404 | 6 | ST | 247775 | C | SC | 6 | 1958 | NG |  |  | NG | FO6 |  | 10143 | 224000 | 224000 | 0 | RT | 2 | 2008 | 0 | 0 | 0 | 0 | [6 empty] | 0 | 0 | 0 | 5 | 1958 | 0 | 0 | [7 empty] | 0
3 |  | 11241 | 1404 | 7ABC | CA | 231850 | C | OP | 8 | 1974 | NG |  |  | NG |  |  | 9466 | 203000 | 203000 | 0 |  | 0 | 0 | 0 | 0 | 0 | 0 | [6 empty] | 0 | 0 | 0 | 8 | 1974 | 0 | 0 |  |  |  |  | Y | 2 parallel heat recovery steam gen. each utilizes exhaust gases from a 50mw gas turbine in a combined cycle. |  | 0
3 |  | 11241 | 1437 | 1 | IC | 900 |  |  | 99 | 1955 |  |  |  | FO2 | NG |  | 0 | 0 | 0 | 0 | RE | 4 | 1983 | 0 | 0 | 0 | 0 | [6 empty] | 0 | 0 | 0 | 0 | 1955 | 0 | 0 | E | [6 empty] | 0
3 |  | 11241 | 1437 | 2 | IC | 500 |  |  | 99 | 1940 |  |  |  | FO2 | NG |  | 0 | 0 | 0 | 0 | RE | 4 | 1983 | 0 | 0 | 0 | 0 | [6 empty] | 0 | 0 | 0 | 0 | 1940 | 0 | 0 | E | [6 empty] | 0
3 |  | 11241 | 1437 | 3 | IC | 600 |  |  | 99 | 1948 |  |  |  | FO2 | NG |  | 0 | 0 | 0 | 0 | RE | 4 | 1983 | 0 | 0 | 0 | 0 | [6 empty] | 0 | 0 | 0 | 0 | 1948 | 0 | 0 | E | [6 empty] | 0
3 |  | 11241 | 1437 | 5 | IC | 800 |  |  | 99 | 1952 |  |  |  | FO2 | NG |  | 0 | 0 | 0 | 0 | RE | 4 | 1983 | 0 | 0 | 0 | 0 | [6 empty] | 0 | 0 | 0 | 0 | 1952 | 0 | 0 | E | [6 empty] | 0
3 |  | 11241 | 1437 | 6 | IC | 1000 |  |  | 99 | 1960 |  |  |  | FO2 | NG |  | 0 | 0 | 0 | 0 | RE | 4 | 1983 | 0 | 0 | 0 | 0 | [6 empty] | 0 | 0 | 0 | 0 | 1960 | 0 | 0 | E | [6 empty] | 0
3 |  | 11241 | 1437 | 7 | IC | 2000 |  |  | 99 | 1963 |  |  |  | FO2 | NG |  | 0 | 0 | 0 | 0 | RE | 4 | 1983 | 0 | 0 | 0 | 0 | [6 empty] | 0 | 0 | 0 | 0 | 1963 | 0 | 0 | E | [6 empty] | 0
3 |  | 11241 | 1437 | 9 | IC | 2000 |  |  | 99 | 1968 |  |  |  | FO2 | NG |  | 0 | 0 | 0 | 0 | RE | 4 | 1983 | 0 | 0 | 0 | 0 | [6 empty] | 0 | 0 | 0 | 0 | 1968 | 0 | 0 | E | [6 empty] | 0
3 |  | 11241 | 1446 | 1 | IC | 400 |  |  | 88 | 1929 |  |  |  | FO2 | NG |  | 0 | 0 | 0 | 0 | RE | 88 | 1983 | 0 | 0 | 0 | 0 | [6 empty] | 0 | 0 | 0 | 0 | 1929 | 0 | 0 | E | [6 empty] | 0
3 | A578 | 11241 | 1446 | 2 | IC | 517 | P |  | 88 | 1939 | FO2 |  |  | NG | FO2 |  | 20737 | 11000 | 11000 | 0 | RE | 12 | 1988 | 0 | 0 | 0 | 0 | [6 empty] | 0 | 0 | 0 | 0 | 1939 | 0 | 0 | E | [6 empty] | 0
3 | A578 | 11241 | 1446 | 4 | IC | 1400 | P |  | 88 | 1953 | FO2 |  |  | NG | FO2 |  | 20737 | 0 | 0 | 0 | RE | 12 | 1988 | 0 | 0 | 0 | 0 | [6 empty] | 0 | 0 | 0 | 0 | 1953 | 0 | 0 | E | [6 empty] | 0
3 | A578 | 11241 | 1446 | 5 | IC | 1500 | P |  | 88 | 1958 | FO2 |  |  | NG | FO2 |  | 20737 | 0 | 0 | 0 | RE | 12 | 1988 | 0 | 0 | 0 | 0 | [6 empty] | 0 | 0 | 0 | 0 | 1958 | 0 | 0 | E | [6 empty] | 0
3 | A578 | 11241 | 1446 | 6 | IC | 2000 | P |  | 88 | 1967 | FO2 |  |  | NG | FO2 |  | 20737 | 0 | 0 | 0 | RE | 12 | 1988 | 0 | 0 | 0 | 0 | [6 empty] | 0 | 0 | 0 | 0 | 1967 | 0 | 0 | E | [6 empty] | 0
3 | A578 | 11241 | 1446 | 7 | IC | 2000 | P |  | 88 | 1967 | FO2 |  |  | NG | FO2 |  | 20737 | 0 | 0 | 0 | RE | 12 | 1988 | 0 | 0 | 0 | 0 | [6 empty] | 0 | 0 | 0 | 0 | 1967 | 0 | 0 | E | [6 empty] | 0
3 | A578 | 11241 | 1446 | 8 | IC | 4500 | P |  | 88 | 1971 | FO2 |  |  | NG | FO2 |  | 20737 | 0 | 0 | 0 | RE | 12 | 1988 | 0 | 0 | 0 | 0 | [6 empty] | 0 | 0 | 0 | 0 | 1971 | 0 | 0 | E | [6 empty] | 0
3 |  | 11241 | 1448 | 5 | ST | 6000 | P |  | 88 | 1946 | NG |  |  | NG | FO2 |  | 0 | 6000 | 6000 | 0 | RE | 3 | 1978 | 0 | 0 | 0 | 0 | [6 empty] | 0 | 0 | 0 | 0 | 1946 | 0 | 0 | E | [6 empty] | 0
3 |  | 11241 | 1448 | 6 | ST | 7500 | P |  | 88 | 1950 | NG |  |  | NG | FO2 |  | 0 | 7500 | 7500 | 0 | RE | 3 | 1978 | 0 | 0 | 0 | 0 | [6 empty] | 0 | 0 | 0 | 0 | 1950 | 0 | 0 | E | [6 empty] | 0
3 |  | 11241 | 1448 | 7 | ST | 7500 | P |  | 88 | 1951 | NG |  |  | NG | FO2 |  | 0 | 7500 | 7500 | 0 | RE | 3 | 1978 | 0 | 0 | 0 | 0 | [6 empty] | 0 | 0 | 0 | 0 | 1951 | 0 | 0 | E | [6 empty] | 0
3 |  | 11241 | 1448 | 8 | ST | 7500 | P |  | 88 | 1956 | NG |  |  | NG | FO2 |  | 0 | 7500 | 7500 | 0 | RE | 3 | 1978 | 0 | 0 | 0 | 0 | [6 empty] | 0 | 0 | 0 | 0 | 1956 | 0 | 0 | E | [6 empty] | 0
3 |  | 11241 | 1448 | 9 | GT | 10000 | P |  | 88 | 1958 | NG |  |  | NG | FO2 |  | 0 | 9000 | 9000 | 0 | RE | 12 | 1987 | 0 | 0 | 0 | 0 | [6 empty] | 0 | 0 | 0 | 0 | 1958 | 0 | 0 | E | [6 empty] | 0
3 |  | 11241 | 1448 | 10 | ST | 25000 | P | SC | 4 | 1961 | NG |  |  | NG | FO2 |  | 12726 | 23000 | 23000 | 0 |  | 0 | 0 | 0 | 0 | 0 | 0 | [6 empty] | 0 | 0 | 0 | 4 | 1961 | 0 | 0 | [7 empty] | 0
3 |  | 11241 | 1448 | 11 | ST | 37500 | P | SC | 4 | 1965 | NG |  |  | NG | FO2 |  | 12633 | 41000 | 41000 | 0 |  | 0 | 0 | 0 | 0 | 0 | 0 | [6 empty] | 0 | 0 | 0 | 4 | 1965 | 0 | 0 | [7 empty] | 0
3 |  | 11241 | 1448 | 12 | ST | 75000 | P | SC | 7 | 1969 | NG |  |  | NG | FO2 |  | 10261 | 74000 | 74000 | 0 |  | 0 | 0 | 0 | 0 | 0 | 0 | [6 empty] | 0 | 0 | 0 | 0 | 1969 | 0 | 0 | [7 empty] | 0
3 |  | 11241 | 1448 | 14 | ST | 0 |  |  | 0 | 0 | [6 empty] | 0 | 0 | 0 | 100000 | CN | 99 | 9999 | 0 | 0 | 88 | 1979 |  |  |  | NG | FO2 |  | 0 | 0 | 0 | 0 | 0 | 95000 | 97000 | [7 empty] | 0
3 |  | 11241 | 1448 | 13A | CA | 0 |  |  | 0 | 0 | [6 empty] | 0 | 0 | 0 | 40000 | CN | 99 | 9999 | 6 | 1976 | 88 | 1977 |  |  |  | WH | FO2 |  | 0 | 0 | 0 | 0 | 0 | 34000 | 38000 | [7 empty] | 0
3 |  | 11241 | 1448 | 13B | CA | 0 |  |  | 0 | 0 | [6 empty] | 0 | 0 | 0 | 40000 | CN | 99 | 9999 | 6 | 1976 | 88 | 1977 |  |  |  | WH | FO2 |  | 0 | 0 | 0 | 0 | 0 | 34000 | 38000 | [7 empty] | 0
3 | C050 | 11241 | 1457 | 1 | IC | 1100 | P |  | 88 | 1949 | NG |  |  | NG |  |  | 18617 | 9000 | 9000 | 0 | RE | 12 | 1987 | 0 | 0 | 0 | 0 | [6 empty] | 0 | 0 | 0 | 0 | 1949 | 0 | 0 | E | [6 empty] | 0
3 | C050 | 11241 | 1457 | 2 | IC | 1400 | P |  | 88 | 1952 | NG |  |  | NG |  |  | 18617 | 0 | 0 | 0 | RE | 12 | 1987 | 0 | 0 | 0 | 0 | [6 empty] | 0 | 0 | 0 | 0 | 1952 | 0 | 0 | E | [6 empty] | 0
3 | C050 | 11241 | 1457 | 3 | IC | 2000 | P |  | 88 | 1963 | NG |  |  | NG |  |  | 18617 | 0 | 0 | 0 | RE | 12 | 1987 | 0 | 0 | 0 | 0 | [6 empty] | 0 | 0 | 0 | 0 | 1963 | 0 | 0 | E | [6 empty] | 0
3 | C050 | 11241 | 1457 | 4 | IC | 700 | P |  | 88 | 1945 | NG |  |  | NG |  |  | 18617 | 0 | 0 | 0 | RE | 12 | 1987 | 0 | 0 | 0 | 0 | [6 empty] | 0 | 0 | 0 | 0 | 1945 | 0 | 0 | E | [6 empty] | 0
3 | C050 | 11241 | 1457 | 5 | IC | 1400 | P |  | 88 | 1958 | NG |  |  | NG |  |  | 18617 | 0 | 0 | 0 | RE | 12 | 1987 | 0 | 0 | 0 | 0 | [6 empty] | 0 | 0 | 0 | 0 | 1958 | 0 | 0 | E | [6 empty] | 0
3 | C050 | 11241 | 1457 | 6 | IC | 4300 | P |  | 0 | 1974 | NG |  |  | NG |  |  | 18617 | 0 | 0 | 0 | RE | 12 | 1987 | 0 | 0 | 0 | 0 | [6 empty] | 0 | 0 | 0 | 0 | 1974 | 0 | 0 | E | [6 empty] | 0
3 |  | 11241 | 4270 | 3 | NP | 1199880 | B | OP | 9 | 1985 |  |  |  | UR |  |  | 0 | 1075000 | 1075000 | 0 |  | 0 | 0 | 1 | 1977 | 0 | 0 | [6 empty] | 0 | 0 | 1104000 | 3 | 1985 | 0 | 0 | [7 empty] | 0
3 |  | 11241 | 5027 | 1 | ST | 0 |  |  | 0 | 0 | [6 empty] | 0 | 0 | 0 | 822200 | CN | 9 | 1988 | 1 | 1986 | 0 | 0 | LO |  |  | SUB |  |  | 822200 | 822200 | 0 | 0 | 0 | 759000 | 774000 | [7 empty] | 0
3 |  | 11241 | 5027 | 2 | ST | 0 |  |  | 0 | 0 | [6 empty] | 0 | 0 | 0 | 822200 | CN | 9 | 1988 | 1 | 1988 | 0 | 0 | LO |  |  | SUB |  |  | 822200 | 822200 | 0 | 0 | 0 | 759000 | 774000 | [7 empty] | 0
3 |  | 11241 | 5028 | 1 | NH | 0 |  |  | 0 | 0 | [6 empty] | 0 | 0 | 0 | 1160000 | CN | 88 | 1975 | 0 | 0 | 0 | 0 |  |  |  | UR |  |  | 0 | 0 | 0 | 0 | 0 | 0 | 0 | [7 empty] | 0
3 |  | 11241 | 5029 | P3 | ST | 0 |  |  | 0 | 0 | [6 empty] | 0 | 0 | 0 | 700000 | CN | 99 | 9999 | 1 | 1985 | 1 | 1985 |  |  |  | COL |  |  | 0 | 0 | 0 | 0 | 0 | 648000 | 661000 | [7 empty] | 0
3 |  | 11241 | 5029 | P4 | ST | 0 |  |  | 0 | 0 | [6 empty] | 0 | 0 | 0 | 700000 | CN | 99 | 9999 | 1 | 1986 | 1 | 1986 |  |  |  | COL |  |  | 0 | 0 | 0 | 0 | 0 | 648000 | 661000 | [7 empty] | 0
3 |  | 11241 | 6706 | 9 | ST | 21000 | P | SC | 88 | 1968 | NG |  |  | NG |  |  | 17378 | 19000 | 19000 | 0 |  | 0 | 0 | 0 | 0 | 0 | 0 | [6 empty] | 0 | 0 | 0 | 0 | 1968 | 0 | 0 | E | [6 empty] | 0
3 | C051 | 11241 | 6706 | IC1 | IC | 2000 | P |  | 88 | 1957 | FO2 |  |  | FO2 |  |  | 12192 | 27000 | 27000 | 0 | RE | 4 | 1990 | 0 | 0 | 0 | 0 | [6 empty] | 0 | 0 | 0 | 0 | 1957 | 0 | 0 | E | [6 empty] | 0
3 | C051 | 11241 | 6706 | IC2 | IC | 2500 | P |  | 88 | 1957 | FO2 |  |  | FO2 |  |  | 12192 | 0 | 0 | 0 | RE | 4 | 1990 | 0 | 0 | 0 | 0 | [6 empty] | 0 | 0 | 0 | 0 | 1957 | 0 | 0 | E | [6 empty] | 0
3 | C051 | 11241 | 6706 | IC3 | IC | 2500 | P |  | 88 | 1957 | FO2 |  |  | FO2 |  |  | 12192 | 0 | 0 | 0 | RE | 4 | 1990 | 0 | 0 | 0 | 0 | [6 empty] | 0 | 0 | 0 | 0 | 1957 | 0 | 0 | E | [6 empty] | 0
3 | C051 | 11241 | 6706 | IC4 | IC | 3000 | P |  | 88 | 1961 | FO2 |  |  | FO2 |  |  | 12192 | 0 | 0 | 0 | RE | 4 | 1990 | 0 | 0 | 0 | 0 | [6 empty] | 0 | 0 | 0 | 0 | 1961 | 0 | 0 | E | [6 empty] | 0
3 | C051 | 11241 | 6706 | IC5 | IC | 3300 | P |  | 88 | 1964 | FO2 |  |  | FO2 |  |  | 12192 | 0 | 0 | 0 | RE | 4 | 1990 | 0 | 0 | 0 | 0 | [6 empty] | 0 | 0 | 0 | 0 | 1964 | 0 | 0 | E | [6 empty] | 0
3 | C051 | 11241 | 6706 | IC6 | IC | 7500 | P |  | 88 | 1967 | FO2 |  |  | FO2 |  |  | 12192 | 0 | 0 | 0 | RE | 4 | 1990 | 0 | 0 | 0 | 0 | [6 empty] | 0 | 0 | 0 | 0 | 1967 | 0 | 0 | E | [6 empty] | 0
3 | C051 | 11241 | 6706 | IC7 | IC | 7500 | P |  | 88 | 1968 | FO2 |  |  | FO2 |  |  | 12192 | 0 | 0 | 0 | RE | 4 | 1990 | 0 | 0 | 0 | 0 | [6 empty] | 0 | 0 | 0 | 0 | 1968 | 0 | 0 | E | [6 empty] | 0
3 | C051 | 11241 | 6706 | IC8 | IC | 7500 | P |  | 88 | 1969 | FO2 |  |  | FO2 |  |  | 12192 | 0 | 0 | 0 | RE | 4 | 1990 | 0 | 0 | 0 | 0 | [6 empty] | 0 | 0 | 0 | 0 | 1969 | 0 | 0 | E | [6 empty] | 0
3 |  | 11241 | 8056 | 1 | ST | 445500 | C | OP | 6 | 1975 | NG |  |  | NG | FO6 |  | 10097 | 411000 | 411000 | 0 |  | 0 | 0 | 0 | 0 | 0 | 0 | [6 empty] | 0 | 0 | 0 | 6 | 1974 | 0 | 0 | [7 empty] | 0
3 |  | 11241 | 8056 | 2 | ST | 445500 | C | OP | 9 | 1975 | NG |  |  | NG | FO6 |  | 10207 | 411000 | 411000 | 0 |  | 0 | 0 | 0 | 0 | 0 | 0 | [6 empty] | 0 | 0 | 0 | 7 | 1975 | 0 | 0 | [7 empty] | 0
3 |  | 11249 | 1362 | 3 | ST | 25000 |  |  | 99 | 1937 |  |  |  | UNK |  |  | 0 | 0 | 0 | 0 | RE | 0 | 0 | 0 | 0 | 0 | 0 | [6 empty] | 0 | 0 | 0 | 0 | 1937 | 0 | 0 | E | [6 empty] | 0
3 |  | 11249 | 1362 | 4 | ST | 25000 |  |  | 99 | 1941 |  |  |  | UNK |  |  | 0 | 0 | 0 | 0 | RE | 0 | 0 | 0 | 0 | 0 | 0 | [6 empty] | 0 | 0 | 0 | 0 | 1941 | 0 | 0 | E | [6 empty] | 0
3 |  | 11249 | 1363 | 1 | ST | 112500 |  |  | 10 | 1954 | NG | BIT |  | BIT | NG |  | 0 | 92000 | 69000 | 0 | RE | 1 | 1985 | 0 | 0 | 0 | 0 | [6 empty] | 0 | 0 | 0 | 9 | 1954 | 0 | 0 | E | [6 empty] | 0
3 |  | 11249 | 1363 | 2 | ST | 112500 |  |  | 1 | 1956 | NG | BIT |  | BIT | NG |  | 0 | 92000 | 69000 | 0 | RE | 1 | 1985 | 0 | 0 | 0 | 0 | [6 empty] | 0 | 0 | 0 | 12 | 1955 | 0 | 0 | [7 empty] | 0
3 |  | 11249 | 1363 | 3 | ST | 147050 | P | SB | 6 | 1958 | NG |  |  | NG |  |  | 11500 | 115000 | 115000 | 0 |  | 0 | 0 | 0 | 0 | 0 | 0 | [6 empty] | 0 | 0 | 0 | 5 | 1958 | 0 | 0 | E | [6 empty] | 0
3 |  | 11249 | 1363 | 4 | ST | 163200 | C | OP | 5 | 1962 | NG | BIT |  | BIT |  |  | 11310 | 155000 | 155000 | 0 |  | 0 | 0 | 0 | 0 | 0 | 0 | [6 empty] | 0 | 0 | 0 | 3 | 1962 | 0 | 0 | E | [6 empty] | 0
3 |  | 11249 | 1363 | 5 | ST | 209440 | C | OP | 5 | 1966 | NG | BIT |  | BIT |  |  | 10690 | 168000 | 168000 | 0 |  | 0 | 0 | 0 | 0 | 0 | 0 | [6 empty] | 0 | 0 | 0 | 3 | 1966 | 0 | 0 | E | [6 empty] | 0
3 |  | 11249 | 1363 | 6 | ST | 272000 | C | OP | 5 | 1969 | NG | BIT |  | BIT |  |  | 10470 | 240000 | 240000 | 0 |  | 0 | 0 | 0 | 0 | 0 | 0 | [6 empty] | 0 | 0 | 0 | 3 | 1969 | 0 | 0 | E | [6 empty] | 0
3 |  | 11249 | 1363 | 11 | GT | 16320 | P | OP | 6 | 1968 | NG | FO2 |  | NG | FO2 |  | 21520 | 16000 | 19000 | 0 |  | 0 | 0 | 7 | 2000 | 0 | 0 | [6 empty] | 0 | 0 | 0 | 5 | 1968 | 0 | 0 | E | [6 empty] | 0
3 |  | 11249 | 1363 | 12 | GT | 0 |  |  | 0 | 0 | [6 empty] | 0 | 0 | 0 | 75000 | PL | 0 | 0 | 7 | 1997 | 7 | 2000 |  |  |  | FO2 | NG |  | 75000 | 75000 | 0 | 0 | 0 | 61665 | 74034 | [7 empty] | 0
3 |  | 11249 | 1363 | 13 | GT | 0 |  |  | 0 | 0 | [6 empty] | 0 | 0 | 0 | 75000 | PL | 0 | 0 | 7 | 2000 | 7 | 2003 |  |  |  | FO2 | NG |  | 75000 | 75000 | 0 | 0 | 0 | 61665 | 74034 | [7 empty] | 0
3 |  | 11249 | 1364 | 1 | ST | 355500 | C | OP | 8 | 1972 | NG |  |  | BIT |  |  | 10540 | 303000 | 303000 | 0 |  | 0 | 0 | 0 | 0 | 0 | 0 | [6 empty] | 0 | 0 | 0 | 5 | 1972 | 0 | 0 | E | [6 empty] | 0
3 |  | 11249 | 1364 | 2 | ST | 355500 | C | OP | 7 | 1974 | NG |  |  | BIT |  |  | 10750 | 301000 | 301000 | 0 |  | 0 | 0 | 0 | 0 | 0 | 0 | [6 empty] | 0 | 0 | 0 | 4 | 1974 | 0 | 0 | E | [6 empty] | 0
3 |  | 11249 | 1364 | 3 | ST | 462600 | C | OP | 8 | 1978 | FO2 |  |  | BIT |  |  | 10210 | 386000 | 386000 | 0 |  | 0 | 0 | 0 | 0 | 0 | 0 | [6 empty] | 0 | 0 | 0 | 5 | 1978 | 0 | 0 | E | [6 empty] | 0
3 |  | 11249 | 1364 | 4 | ST | 543600 | C | OP | 9 | 1982 | FO2 |  |  | BIT |  |  | 9780 | 466000 | 466000 | 0 |  | 0 | 0 | 0 | 0 | 0 | 0 | [6 empty] | 0 | 0 | 0 | 5 | 1982 | 0 | 0 | E | [6 empty] | 0
3 |  | 11249 | 1365 | 1 | HC | 10000 | C | OP | 88 | 1928 | WAT |  |  | WAT |  |  | 0 | 8000 | 4400 | 0 |  | 0 | 0 | 0 | 0 | 0 | 0 | [6 empty] | 0 | 0 | 0 | 0 | 1928 | 0 | 0 | E | [6 empty] | 0
3 |  | 11249 | 1365 | 2 | HC | 10000 | C | OP | 88 | 1928 | WAT |  |  | WAT |  |  | 0 | 8000 | 4400 | 0 |  | 0 | 0 | 0 | 0 | 0 | 0 | [6 empty] | 0 | 0 | 0 | 0 | 1928 | 0 | 0 | E | [6 empty] | 0
3 |  | 11249 | 1365 | 3 | HC | 10000 | C | OP | 88 | 1928 | WAT |  |  | WAT |  |  | 0 | 8000 | 4400 | 0 |  | 0 | 0 | 0 | 0 | 0 | 0 | [6 empty] | 0 | 0 | 0 | 0 | 1928 | 0 | 0 | E | [6 empty] | 0
3 |  | 11249 | 1365 | 4 | HC | 10000 | C | OP | 88 | 1928 | WAT |  |  | WAT |  |  | 0 | 8000 | 4400 | 0 |  | 0 | 0 | 0 | 0 | 0 | 0 | [6 empty] | 0 | 0 | 0 | 0 | 1928 | 0 | 0 | E | [6 empty] | 0
3 |  | 11249 | 1365 | 5 | HC | 10000 | C | OP | 88 | 1928 | WAT |  |  | WAT |  |  | 0 | 8000 | 4400 | 0 |  | 0 | 0 | 0 | 0 | 0 | 0 | [6 empty] | 0 | 0 | 0 | 0 | 1928 | 0 | 0 | E | [6 empty] | 0
3 |  | 11249 | 1365 | 6 | HC | 10000 | C | OP | 88 | 1928 | WAT |  |  | WAT |  |  | 0 | 8000 | 4400 | 0 |  | 0 | 0 | 0 | 0 | 0 | 0 | [6 empty] | 0 | 0 | 0 | 0 | 1928 | 0 | 0 | E | [6 empty] | 0
3 |  | 11249 | 1365 | 7 | HC | 10000 | C | OP | 88 | 1928 | WAT |  |  | WAT |  |  | 0 | 8000 | 4400 | 0 |  | 0 | 0 | 0 | 0 | 0 | 0 | [6 empty] | 0 | 0 | 0 | 0 | 1928 | 0 | 0 | E | [6 empty] | 0
3 |  | 11249 | 1365 | 8 | HC | 10000 | C | OP | 88 | 1928 | WAT |  |  | WAT |  |  | 0 | 8000 | 4400 | 0 |  | 0 | 0 | 0 | 0 | 0 | 0 | [6 empty] | 0 | 0 | 0 | 0 | 1928 | 0 | 0 | E | [6 empty] | 0
3 |  | 11249 | 1366 | 1 | ST | 25000 |  |  | 99 | 1942 |  |  |  | BIT | NG |  | 0 | 0 | 0 | 0 | RE | 6 | 1979 | 0 | 0 | 0 | 0 | [6 empty] | 0 | 0 | 0 | 0 | 1942 | 0 | 0 | E | [6 empty] | 0
3 |  | 11249 | 1366 | 2 | ST | 25000 |  |  | 99 | 1942 |  |  |  | BIT | NG |  | 0 | 0 | 0 | 0 | RE | 6 | 1979 | 0 | 0 | 0 | 0 | [6 empty] | 0 | 0 | 0 | 0 | 1942 | 0 | 0 | E | [6 empty] | 0
3 |  | 11249 | 1366 | 3 | ST | 69000 |  |  | 99 | 1947 |  |  |  | BIT | NG |  | 0 | 0 | 0 | 0 | RE | 6 | 1981 | 0 | 0 | 0 | 0 | [6 empty] | 0 | 0 | 0 | 0 | 1947 | 0 | 0 | E | [6 empty] | 0
3 |  | 11249 | 1366 | 4 | ST | 69000 |  |  | 99 | 1949 |  |  |  | BIT | NG |  | 0 | 0 | 0 | 0 | RE | 6 | 1981 | 0 | 0 | 0 | 0 | [6 empty] | 0 | 0 | 0 | 0 | 1949 | 0 | 0 | E | [6 empty] | 0
3 |  | 11249 | 1366 | 5 | ST | 74700 |  |  | 99 | 1950 |  |  |  | BIT | NG |  | 0 | 0 | 0 | 0 | RE | 7 | 1983 | 0 | 0 | 0 | 0 | [6 empty] | 0 | 0 | 0 | 0 | 1950 | 0 | 0 | E | [6 empty] | 0
3 |  | 11249 | 1366 | 6 | ST | 74700 |  |  | 6 | 1952 |  |  |  | BIT |  |  | 0 | 0 | 0 | 74700 | RE | 6 | 1984 | 0 | 0 | 0 | 0 | [6 empty] | 0 | 0 | 0 | 0 | 1952 | 0 | 0 | E | [6 empty] | 0
3 |  | 11249 | 1366 | 11 | GT | 16000 | P | OP | 7 | 1968 | NG |  |  | NG |  |  | 23020 | 17000 | 19000 | 0 |  | 0 | 0 | 0 | 0 | 0 | 0 | [6 empty] | 0 | 0 | 0 | 6 | 1968 | 0 | 0 | E | [6 empty] | 0
3 |  | 11249 | 1366 | 12 | GT | 32640 | P | OP | 9 | 1968 | NG |  |  | NG |  |  | 23020 | 26000 | 32000 | 0 |  | 0 | 0 | 0 | 0 | 0 | 0 | [6 empty] | 0 | 0 | 0 | 8 | 1968 | 0 | 0 | E | [6 empty] | 0
3 |  | 11249 | 1367 | 7 | GT | 20000 | P | OP | 88 | 1964 | NG |  |  | NG |  |  | 16600 | 17000 | 20000 | 0 |  | 0 | 0 | 0 | 0 | 0 | 0 | [6 empty] | 0 | 0 | 0 | 0 | 1964 | 0 | 0 | E | [6 empty] | 0
3 |  | 11249 | 1367 | 8 | GT | 25000 | P | OP | 88 | 1964 | NG |  |  | NG |  |  | 16600 | 16000 | 19000 | 0 |  | 0 | 0 | 0 | 0 | 0 | 0 | [6 empty] | 0 | 0 | 0 | 0 | 1964 | 0 | 0 | E | [6 empty] | 0
3 |  | 11249 | 1368 | 1 | GT | 18000 |  | OP | 5 | 1969 | NG |  |  | NG |  |  | 16990 | 16000 | 18000 | 0 |  | 0 | 0 | 0 | 0 | 0 | 0 | [6 empty] | 0 | 0 | 0 | 4 | 1969 | 0 | 0 | E | [6 empty] | 0
3 |  | 11249 | 6071 | 1 | ST | 566100 | C | OP | 12 | 1990 | FO2 |  |  | BIT |  |  | 9910 | 495000 | 495000 | 0 |  | 0 | 0 | 8 | 1981 | 0 | 0 | [6 empty] | 0 | 0 | 0 | 9 | 1990 | 0 | 0 | [7 empty] | 0
3 |  | 11249 | 6071 | 2 | ST | 0 |  |  | 0 | 0 | [6 empty] | 0 | 0 | 0 | 543600 | CN | 99 | 9999 | 6 | 1984 | 0 | 0 |  |  |  | BIT |  |  | 0 | 0 | 0 | 0 | 0 | 505000 | 515000 | [7 empty] | 0
3 |  | 11249 | 6071 | 3 | ST | 0 |  |  | 0 | 0 | [6 empty] | 0 | 0 | 0 | 675000 | CN | 99 | 9999 | 6 | 1987 | 0 | 0 |  |  |  | BIT |  |  | 0 | 0 | 0 | 0 | 0 | 625000 | 638000 | [7 empty] | 0
3 |  | 11249 | 6071 | 4 | ST | 0 |  |  | 0 | 0 | [6 empty] | 0 | 0 | 0 | 675000 | CN | 99 | 9999 | 1 | 1989 | 0 | 0 |  |  |  | BIT |  |  | 0 | 0 | 0 | 0 | 0 | 625000 | 638000 | [7 empty] | 0
3 |  | 11268 | 1837 | 3 | IC | 900 | P | OP | 88 | 1941 | FO2 |  |  | FO2 |  |  | 9880 | 800 | 900 | 0 |  | 0 | 0 | 0 | 0 | 0 | 0 | [6 empty] | 0 | 0 | 0 | 0 | 1941 | 0 | 0 | E | [6 empty] | 0
3 |  | 11268 | 1837 | 4 | IC | 1500 | P | OP | 88 | 1947 | FO2 |  |  | FO2 |  |  | 9880 | 1300 | 1400 | 0 |  | 0 | 0 | 0 | 0 | 0 | 0 | [6 empty] | 0 | 0 | 0 | 0 | 1947 | 0 | 0 | E | [6 empty] | 0
3 |  | 11268 | 1837 | 5 | IC | 1100 | P | OP | 88 | 1965 | FO2 |  |  | NG | FO2 |  | 10650 | 1000 | 1100 | 0 |  | 0 | 0 | 0 | 0 | 0 | 0 | [6 empty] | 0 | 0 | 0 | 0 | 1965 | 0 | 0 | E | [6 empty] | 0
3 |  | 11268 | 1837 | 6 | IC | 1100 | P | OP | 88 | 1956 | FO2 |  |  | NG | FO2 |  | 10650 | 1000 | 1100 | 0 |  | 0 | 0 | 0 | 0 | 0 | 0 | [6 empty] | 0 | 0 | 0 | 0 | 1956 | 0 | 0 | E | [6 empty] | 0
3 |  | 11268 | 1837 | 7 | IC | 1400 | P | OP | 88 | 1973 | FO2 |  |  | NG | FO2 |  | 10650 | 1200 | 1400 | 0 |  | 0 | 0 | 0 | 0 | 0 | 0 | [6 empty] | 0 | 0 | 0 | 0 | 1973 | 0 | 0 | E | [6 empty] | 0
3 |  | 11269 | 3594 | 1 | HC | 6750 | C | OP | 88 | 1941 | WAT |  |  | WAT |  |  | 0 | 7000 | 7000 | 0 |  | 0 | 0 | 0 | 0 | 0 | 0 | [6 empty] | 0 | 0 | 0 | 0 | 1941 | 0 | 0 | E | [6 empty] | 0
3 |  | 11269 | 3594 | 2 | HC | 6750 | C | OP | 88 | 1941 | WAT |  |  | WAT |  |  | 0 | 7000 | 7000 | 0 |  | 0 | 0 | 0 | 0 | 0 | 0 | [6 empty] | 0 | 0 | 0 | 0 | 1941 | 0 | 0 | E | [6 empty] | 0
3 |  | 11269 | 3595 | 1 | HC | 11250 | C | OP | 88 | 1938 | WAT |  |  | WAT |  |  | 0 | 12000 | 12000 | 0 |  | 0 | 0 | 0 | 0 | 0 | 0 | [6 empty] | 0 | 0 | 0 | 0 | 1938 | 0 | 0 | E | [6 empty] | 0
3 |  | 11269 | 3595 | 2 | HC | 11250 | C | OP | 88 | 1938 | WAT |  |  | WAT |  |  | 0 | 12000 | 12000 | 0 |  | 0 | 0 | 0 | 0 | 0 | 0 | [6 empty] | 0 | 0 | 0 | 0 | 1938 | 0 | 0 | E | [6 empty] | 0
3 |  | 11269 | 3595 | 3 | HC | 11250 | C | OP | 88 | 1938 | WAT |  |  | WAT |  |  | 0 | 12000 | 12000 | 0 |  | 0 | 0 | 0 | 0 | 0 | 0 | [6 empty] | 0 | 0 | 0 | 0 | 1938 | 0 | 0 | E | [6 empty] | 0
3 |  | 11269 | 3596 | 1 | ST | 30000 |  |  | 99 | 1927 |  |  |  | GAS | PET |  | 0 | 0 | 0 | 0 | RE | 12 | 1972 | 0 | 0 | 0 | 0 | [6 empty] | 0 | 0 | 0 | 0 | 1927 | 0 | 0 | E | [6 empty] | 0
3 |  | 11269 | 3596 | 2 | ST | 30000 |  |  | 99 | 1929 |  |  |  | GAS | PET |  | 0 | 0 | 0 | 0 | RE | 12 | 1972 | 0 | 0 | 0 | 0 | [6 empty] | 0 | 0 | 0 | 0 | 1929 | 0 | 0 | E | [6 empty] | 0
3 |  | 11269 | 3597 | 1 | HC | 22500 | C | OP | 88 | 1951 | WAT |  |  | WAT |  |  | 0 | 26000 | 26000 | 0 |  | 0 | 0 | 0 | 0 | 0 | 0 | [6 empty] | 0 | 0 | 0 | 0 | 1951 | 0 | 0 | E | [6 empty] | 0
3 |  | 11269 | 3597 | 2 | HC | 22500 | C | OP | 88 | 1951 | WAT |  |  | WAT |  |  | 0 | 26000 | 26000 | 0 |  | 0 | 0 | 0 | 0 | 0 | 0 | [6 empty] | 0 | 0 | 0 | 0 | 1951 | 0 | 0 | E | [6 empty] | 0
3 |  | 11269 | 3598 | 1 | HC | 12500 | C | OP | 88 | 1938 | WAT |  |  | WAT |  |  | 0 | 12000 | 12000 | 0 |  | 0 | 0 | 0 | 0 | 0 | 0 | [6 empty] | 0 | 0 | 0 | 0 | 1938 | 0 | 0 | E | [6 empty] | 0
3 |  | 11269 | 3599 | 1 | HC | 15000 | C | OP | 88 | 1951 | WAT |  |  | WAT |  |  | 0 | 16000 | 16000 | 0 |  | 0 | 0 | 0 | 0 | 0 | 0 | [6 empty] | 0 | 0 | 0 | 0 | 1951 | 0 | 0 | E | [6 empty] | 0
3 |  | 11269 | 3599 | 2 | HC | 15000 | C | OP | 88 | 1951 | WAT |  |  | WAT |  |  | 0 | 16000 | 16000 | 0 |  | 0 | 0 | 0 | 0 | 0 | 0 | [6 empty] | 0 | 0 | 0 | 0 | 1951 | 0 | 0 | E | [6 empty] | 0
3 |  | 11269 | 3600 | 1 | HC | 34000 | C | OP | 88 | 1941 |  |  |  | WAT |  |  | 0 | 30600 | 30600 | 0 |  | 0 | 0 | 0 | 0 | 0 | 0 | [6 empty] | 0 | 0 | 0 | 0 | 1941 | 0 | 0 | E | [6 empty] | 0
3 |  | 11269 | 3600 | 2 | HC | 22500 | C | OP | 88 | 1941 | WAT |  |  | WAT |  |  | 0 | 22500 | 22500 | 0 |  | 0 | 0 | 0 | 0 | 0 | 0 | [6 empty] | 0 | 0 | 0 | 0 | 1941 | 0 | 0 | E | [6 empty] | 0
3 |  | 11269 | 3600 | 3 | HC | 34000 | C | OP | 88 | 1941 | WAT |  |  | WAT |  |  | 0 | 30600 | 30600 | 0 |  | 0 | 0 | 0 | 0 | 0 | 0 | [6 empty] | 0 | 0 | 0 | 0 | 1941 | 0 | 0 | E | [6 empty] | 0
3 |  | 11269 | 3601 | 1 | ST | 144000 | C | OP | 5 | 1965 | NG |  |  | NG | FO2 |  | 10422 | 135000 | 135000 | 0 |  | 0 | 0 | 0 | 0 | 0 | 0 | [6 empty] | 0 | 0 | 0 | 3 | 1965 | 0 | 0 | E | [6 empty] | 0
3 |  | 11269 | 3601 | 2 | ST | 144000 | C | OP | 3 | 1968 | NG |  |  | NG | FO2 |  | 10406 | 135000 | 135000 | 0 |  | 0 | 0 | 0 | 0 | 0 | 0 | [6 empty] | 0 | 0 | 0 | 1 | 1968 | 0 | 0 | E | [6 empty] | 0
3 |  | 11269 | 3601 | 3 | ST | 351000 | C | OP | 5 | 1972 | NG |  |  | NG | FO2 |  | 10047 | 335000 | 335000 | 0 |  | 0 | 0 | 0 | 0 | 0 | 0 | [6 empty] | 0 | 0 | 0 | 2 | 1972 | 0 | 0 | E | [6 empty] | 0
3 |  | 11269 | 4937 | 1 | ST | 446000 | C | OP | 8 | 1974 | NG |  |  | NG | FO2 |  | 9820 | 425000 | 425000 | 0 |  | 0 | 0 | 0 | 0 | 0 | 0 | [6 empty] | 0 | 0 | 0 | 5 | 1974 | 0 | 0 | E | [6 empty] | 0
3 |  | 11269 | 5011 | P2 | NA | 0 |  |  | 0 | 0 | [6 empty] | 0 | 0 | 0 | 200000 | CN | 99 | 0 | 6 | 1985 | 6 | 1985 | [6 empty] | 0 | 0 | 0 | 0 | 0 | 0 | 0 | [7 empty] | 0
3 |  | 11269 | 6179 | 1 | ST | 615000 | B | OP | 6 | 1979 | FO2 |  |  | SUB | LIG |  | 10159 | 595000 | 595000 | 0 |  | 0 | 0 | 0 | 0 | 0 | 0 | [6 empty] | 0 | 0 | 0 | 3 | 1979 | 0 | 0 | E | [6 empty] | 0
3 |  | 11269 | 6179 | 2 | ST | 615000 | B | OP | 5 | 1980 | FO2 |  |  | SUB | LIG |  | 10143 | 575000 | 575000 | 0 |  | 0 | 0 | 0 | 0 | 0 | 0 | [6 empty] | 0 | 0 | 0 | 1 | 1980 | 0 | 0 | E | [6 empty] | 0
3 |  | 11269 | 6179 | 3 | ST | 460000 |  | OP | 4 | 1988 | FO2 |  |  | SUB | LIG |  | 10400 | 415000 | 415000 | 0 |  | 0 | 0 | 6 | 1988 | 0 | 0 | [6 empty] | 0 | 0 | 0 | 4 | 1988 | 0 | 0 | [7 empty] | 0
3 |  | 11269 | 6179 | 4 | ST | 0 |  |  | 0 | 0 | [6 empty] | 0 | 0 | 0 | 430000 | CN | 2 | 1988 | 5 | 1989 | 0 | 0 |  |  |  | LIG |  |  | 400000 | 400000 | 0 | 0 | 0 | 401000 | 409000 | [7 empty] | 0
3 |  | 11273 | 6393 | 1 | HC | 500 | B | OP | 88 | 1951 |  |  |  | WAT |  |  | 0 | 500 | 500 | 0 |  | 0 | 0 | 0 | 0 | 0 | 0 | [6 empty] | 0 | 0 | 0 | 0 | 1951 | 0 | 0 | E | [6 empty] | 0
3 |  | 11273 | 6393 | 2 | HC | 500 | B | OP | 88 | 1951 |  |  |  | WAT |  |  | 0 | 500 | 500 | 0 |  | 0 | 0 | 0 | 0 | 0 | 0 | [6 empty] | 0 | 0 | 0 | 0 | 1951 | 0 | 0 | E | [6 empty] | 0
3 |  | 11273 | 6393 | 3 | HC | 500 | B | OP | 88 | 1951 |  |  |  | WAT |  |  | 0 | 500 | 500 | 0 |  | 0 | 0 | 0 | 0 | 0 | 0 | [6 empty] | 0 | 0 | 0 | 0 | 1951 | 0 | 0 | E | [6 empty] | 0
3 |  | 11273 | 6394 | 1 | HC | 400 |  |  | 88 | 1940 |  |  |  | WAT |  |  | 0 | 400 | 400 | 0 | SD | 1 | 1988 | 0 | 0 | 0 | 0 | [6 empty] | 0 | 0 | 0 | 0 | 1940 | 0 | 0 | E | [6 empty] | 0
3 |  | 11273 | 6394 | 2 | HC | 400 |  |  | 88 | 1940 |  |  |  | WAT |  |  | 0 | 400 | 400 | 0 | SD | 1 | 1988 | 0 | 0 | 0 | 0 | [6 empty] | 0 | 0 | 0 | 0 | 1940 | 0 | 0 | E | [6 empty] | 0
3 |  | 11292 | 3602 | 1 | ST | 44000 | B | OP | 6 | 1965 | NG | FO2 |  | NG | FO2 |  | 11000 | 50000 | 50000 | 0 |  | 0 | 0 | 0 | 0 | 0 | 0 | [6 empty] | 0 | 0 | 0 | 4 | 1965 | 0 | 0 | E | [6 empty] | 0
3 |  | 11292 | 3602 | 2 | ST | 53650 | B | OP | 6 | 1978 | NG | FO6 |  | NG | FO6 |  | 12000 | 53600 | 53600 | 0 |  | 0 | 0 | 0 | 0 | 0 | 0 | [6 empty] | 0 | 0 | 0 | 3 | 1978 | 0 | 0 | E | [6 empty] | 0
3 |  | 11292 | 3602 | GT1 | GT | 12500 | P | SB | 4 | 1964 | NG | FO2 |  | NG | FO2 |  | 24000 | 11000 | 12500 | 0 |  | 0 | 0 | 0 | 0 | 0 | 0 | [6 empty] | 0 | 0 | 0 | 3 | 1964 | 0 | 0 | E | [6 empty] | 0
3 |  | 11292 | 3602 | GT2 | GT | 18500 | P | OP | 6 | 1971 | NG |  |  | NG |  |  | 17200 | 16000 | 18500 | 0 |  | 0 | 0 | 0 | 0 | 0 | 0 | [6 empty] | 0 | 0 | 0 | 5 | 1971 | 0 | 0 | E | [6 empty] | 0
3 |  | 11292 | 3602 | GT3 | GT | 22000 | P | OP | 7 | 1974 | NG |  |  | NG | FO2 |  | 14100 | 18000 | 22000 | 0 |  | 0 | 0 | 0 | 0 | 0 | 0 | [6 empty] | 0 | 0 | 0 | 6 | 1974 | 0 | 0 | E | [6 empty] | 0
3 |  | 11292 | 3603 | 1 | IC | 2200 | P |  | 4 | 1942 | NG | FO2 |  | NG | FO2 |  | 15000 | 2000 | 2200 | 0 | RE | 1 | 1985 | 0 | 0 | 0 | 0 | [6 empty] | 0 | 0 | 0 | 3 | 1942 | 0 | 0 | E | [6 empty] | 0
3 |  | 11292 | 3603 | 2 | IC | 900 | P |  | 6 | 1929 | NG | FO2 |  | NG | FO2 |  | 18000 | 900 | 900 | 0 | RE | 1 | 1985 | 0 | 0 | 0 | 0 | [6 empty] | 0 | 0 | 0 | 5 | 1929 | 0 | 0 | E | [6 empty] | 0
3 |  | 11292 | 3603 | 3 | IC | 1000 | P |  | 7 | 1933 | NG | FO2 |  | NG | FO2 |  | 15000 | 1000 | 1000 | 0 | RE | 1 | 1985 | 0 | 0 | 0 | 0 | [6 empty] | 0 | 0 | 0 | 6 | 1933 | 0 | 0 | E | [6 empty] | 0
3 |  | 11292 | 3603 | 4 | IC | 1200 |  |  | 6 | 1937 | NG | FO2 |  | NG | FO2 |  | 15000 | 1200 | 1200 | 0 | RE | 1 | 1985 | 0 | 0 | 0 | 0 | [6 empty] | 0 | 0 | 0 | 5 | 1937 | 0 | 0 | E | [6 empty] | 0
3 |  | 11292 | 3603 | 5 | IC | 1500 | P |  | 6 | 1938 | NG | FO2 |  | NG | FO2 |  | 15000 | 1500 | 1500 | 0 | RE | 1 | 1985 | 0 | 0 | 0 | 0 | [6 empty] | 0 | 0 | 0 | 4 | 1939 | 0 | 0 | E | [6 empty] | 0
3 |  | 11292 | 3603 | 6 | IC | 2300 | P |  | 5 | 1939 | NG | FO2 |  | NG | FO2 |  | 15000 | 2300 | 2300 | 0 | RE | 1 | 1985 | 0 | 0 | 0 | 0 | [6 empty] | 0 | 0 | 0 | 0 | 1939 | 0 | 0 | E | [6 empty] | 0
3 |  | 11292 | 3604 | 3 | ST | 7500 | P |  | 7 | 1949 | NG | FO2 |  | NG | FO2 |  | 18000 | 7500 | 7500 | 0 | RE | 5 | 1986 | 0 | 0 | 0 | 0 | [6 empty] | 0 | 0 | 0 | 6 | 1949 | 0 | 0 | E | [6 empty] | 0
3 |  | 11292 | 3604 | 4 | ST | 11500 | P | SB | 9 | 1952 | NG | FO2 |  | NG | FO2 |  | 15300 | 11500 | 11500 | 0 | RT | 1 | 1994 | 0 | 0 | 0 | 0 | [6 empty] | 0 | 0 | 0 | 8 | 1952 | 0 | 0 | E | [6 empty] | 0
3 |  | 11292 | 3604 | 5 | ST | 11500 | P | SB | 8 | 1953 | NG | FO2 |  | NG | FO2 |  | 15300 | 11500 | 11500 | 0 | RT | 1 | 1995 | 0 | 0 | 0 | 0 | [6 empty] | 0 | 0 | 0 | 7 | 1953 | 0 | 0 | E | [6 empty] | 0
3 |  | 11292 | 3604 | 6 | ST | 22000 | P |  | 88 | 1957 | NG | FO2 |  | NG | FO2 |  | 13800 | 22000 | 22000 | 0 | RE | 1 | 1987 | 0 | 0 | 0 | 0 | [6 empty] | 0 | 0 | 0 | 0 | 1957 | 0 | 0 | E | [6 empty] | 0
3 |  | 11292 | 3604 | 7 | ST | 22000 | P | SB | 3 | 1959 | NG | FO2 |  | NG | FO2 |  | 13800 | 22000 | 22000 | 0 | RT | 1 | 1999 | 0 | 0 | 0 | 0 | [6 empty] | 0 | 0 | 0 | 2 | 1959 | 0 | 0 | E | [6 empty] | 0
3 |  | 11292 | 3604 | IC1 | CT | 2500 | P |  | 6 | 1946 | NG | FO2 |  | NG | FO2 |  | 15000 | 2000 | 2500 | 0 | RE | 5 | 1986 | 0 | 0 | 0 | 0 | [6 empty] | 0 | 0 | 0 | 5 | 1946 | 0 | 0 | E | [6 empty] | 0
3 |  | 11292 | 3604 | IC2 | IC | 2500 | P |  | 7 | 1947 | NG | FO2 |  | NG | FO2 |  | 15000 | 2000 | 2500 | 0 | RE | 5 | 1986 | 0 | 0 | 0 | 0 | [6 empty] | 0 | 0 | 0 | 6 | 1947 | 0 | 0 | E | [6 empty] | 0
3 |  | 11292 | 7131 | 1 | GT | 21000 |  | OP | 7 | 1990 | NG |  |  | NG |  |  | 10500 | 20000 | 21500 | 0 |  | 0 | 0 | 0 | 0 | 0 | 0 | [6 empty] | 0 | 0 | 0 | 7 | 1990 | 0 | 0 | [7 empty] | 0
3 |  | 11293 | 1544 | 1 | IC | 200 |  |  | 99 | 1942 |  |  |  | FO2 |  |  | 0 | 0 | 0 | 0 | RE | 1 | 1981 | 0 | 0 | 0 | 0 | [6 empty] | 0 | 0 | 0 | 0 | 1942 | 0 | 0 | E | [6 empty] | 0
3 |  | 11293 | 1544 | 2 | IC | 900 |  |  | 99 | 1952 |  |  |  | FO2 |  |  | 0 | 0 | 0 | 0 | RE | 1 | 1981 | 0 | 0 | 0 | 0 | [6 empty] | 0 | 0 | 0 | 0 | 1952 | 0 | 0 | E | [6 empty] | 0
3 |  | 11330 | 4168 | 1 | IC | 300 |  |  | 99 | 1939 |  |  |  | FO2 |  |  | 0 | 0 | 1 | 0 | RE | 0 | 1980 | 0 | 0 | 0 | 0 | [6 empty] | 0 | 0 | 0 | 0 | 1939 | 0 | 0 | E | [6 empty] | 0
3 |  | 11330 | 4168 | 2 | IC | 200 |  |  | 99 | 1939 |  |  |  | FO2 |  |  | 0 | 0 | 1 | 0 | RE | 0 | 1980 | 0 | 0 | 0 | 0 | [6 empty] | 0 | 0 | 0 | 0 | 1939 | 0 | 0 | E | [6 empty] | 0
3 |  | 11330 | 4168 | 3 | IC | 300 |  |  | 99 | 1939 |  |  |  | FO2 |  |  | 0 | 0 | 1 | 0 | RE | 0 | 1980 | 0 | 0 | 0 | 0 | [6 empty] | 0 | 0 | 0 | 0 | 1939 | 0 | 0 | E | [6 empty] | 0
3 |  | 11330 | 4168 | 4 | IC | 200 |  |  | 99 | 1939 |  |  |  | FO2 |  |  | 0 | 0 | 1 | 0 | RE | 0 | 1980 | 0 | 0 | 0 | 0 | [6 empty] | 0 | 0 | 0 | 0 | 1939 | 0 | 0 | E | [6 empty] | 0
3 |  | 11332 | 1990 | 3 | ST | 3000 | C | SC | 88 | 1951 | FO2 | NG |  | NG | FO2 |  | 12000 | 3000 | 3000 | 0 |  | 0 | 0 | 0 | 0 | 0 | 0 | [6 empty] | 0 | 0 | 0 | 0 | 1951 | 0 | 0 | E | [6 empty] | 0
3 |  | 11332 | 1990 | 4A | IC | 300 | C | OS | 88 | 1936 | FO2 |  |  | FO2 |  |  | 10000 | 300 | 300 | 0 |  | 0 | 0 | 0 | 0 | 0 | 0 | [6 empty] | 0 | 0 | 0 | 0 | 1936 | 0 | 0 | E | [6 empty] | 0
3 |  | 11332 | 1990 | 4B | IC | 600 | C | SB | 88 | 1941 | FO2 |  |  | FO2 |  |  | 10000 | 600 | 600 | 0 |  | 0 | 0 | 0 | 0 | 0 | 0 | [6 empty] | 0 | 0 | 0 | 0 | 1941 | 0 | 0 | E | [6 empty] | 0
3 |  | 11332 | 1990 | 4C | IC | 3500 | C | SB | 88 | 1967 | FO2 |  |  | FO2 | NG |  | 10000 | 3500 | 3500 | 0 |  | 0 | 0 | 0 | 0 | 0 | 0 | [6 empty] | 0 | 0 | 0 | 0 | 1967 | 0 | 0 | E | [6 empty] | 0
3 |  | 11359 | 3762 | 1 | HC | 300 | B | OP | 88 | 1915 | WAT |  |  | WAT |  |  | 0 | 272 | 273 | 0 |  | 0 | 0 | 0 | 0 | 0 | 0 | [6 empty] | 0 | 0 | 0 | 0 | 1915 | 0 | 0 | E | E | E |  |  |  |  | 0
3 |  | 11359 | 3762 | 2 | HC | 300 | B | OP | 0 | 1915 | WAT |  |  | WAT |  |  | 0 | 272 | 273 | 0 |  | 0 | 0 | 0 | 0 | 0 | 0 | [6 empty] | 0 | 0 | 0 | 0 | 1915 | 0 | 0 |  | E | E |  |  |  |  | 0
3 |  | 11359 | 3762 | 3 | HC | 1300 |  | OP | 2 | 1979 |  |  |  | WAT |  |  | 0 | 1000 | 1000 | 0 |  | 0 | 0 | 0 | 0 | 0 | 0 | [6 empty] | 0 | 0 | 0 | 11 | 1978 | 0 | 0 | [7 empty] | 0
3 |  | 11359 | 3763 | 1 | HC | 400 |  | OP | 88 | 1949 |  |  |  | WAT |  |  | 0 | 400 | 400 | 0 |  | 0 | 0 | 0 | 0 | 0 | 0 | [6 empty] | 0 | 0 | 0 | 0 | 1949 | 0 | 0 | E | [6 empty] | 0
3 | C786 | 11380 | 2170 | 1 | IC | 2351 | P | SB | 8 | 1951 | FO2 |  |  | FO2 |  |  | 10000 | 9404 | 9404 | 0 |  | 0 | 0 | 0 | 0 | 0 | 0 | [6 empty] | 0 | 0 | 0 | 7 | 1951 | 0 | 0 | E | [6 empty] | 0
3 | C786 | 11380 | 2170 | 2 | IC | 2351 | P | SB | 8 | 1951 | FO2 |  |  | FO2 |  |  | 10000 | 0 | 0 | 0 |  | 0 | 0 | 0 | 0 | 0 | 0 | [6 empty] | 0 | 0 | 0 | 7 | 1951 | 0 | 0 | E | [6 empty] | 0
3 | C786 | 11380 | 2170 | 3 | IC | 2351 | P | SB | 8 | 1951 | FO2 |  |  | FO2 |  |  | 0 | 0 | 0 | 0 |  | 0 | 0 | 0 | 0 | 0 | 0 | [6 empty] | 0 | 0 | 0 | 7 | 1951 | 0 | 0 | E | [6 empty] | 0
3 | C786 | 11380 | 2170 | 4 | IC | 2351 | P | SB | 8 | 1951 | FO2 |  |  | FO2 |  |  | 10000 | 0 | 0 | 0 |  | 0 | 0 | 0 | 0 | 0 | 0 | [6 empty] | 0 | 0 | 0 | 7 | 1951 | 0 | 0 | E | [6 empty] | 0
3 |  | 11460 | 2141 | 1 | IC | 5200 | P | OP | 88 | 1962 | FO2 |  |  | FO2 | NG |  | 10192 | 4800 | 4800 | 0 |  | 0 | 0 | 0 | 0 | 0 | 0 | [6 empty] | 0 | 0 | 0 | 0 | 1962 | 0 | 0 | E | [6 empty] | 0
3 |  | 11460 | 2141 | 2 | IC | 1500 |  | SB | 88 | 1968 | FO2 |  |  | FO2 |  |  | 10000 | 750 | 750 | 0 |  | 0 | 0 | 0 | 0 | 0 | 0 | [6 empty] | 0 | 0 | 0 | 0 | 1968 | 0 | 0 | E | [6 empty] | 0
3 |  | 11460 | 2141 | 3 | IC | 5000 |  | OP | 88 | 1971 | FO2 |  |  | FO2 | NG |  | 9483 | 4600 | 4600 | 0 |  | 0 | 0 | 0 | 0 | 0 | 0 | [6 empty] | 0 | 0 | 0 | 0 | 1971 | 0 | 0 | E | [6 empty] | 0
3 |  | 11460 | 2141 | 4 | IC | 1050 |  | OP | 9 | 1985 | FO2 |  |  | FO2 |  |  | 10448 | 750 | 750 | 0 |  | 0 | 0 | 0 | 0 | 0 | 0 | [6 empty] | 0 | 0 | 0 | 8 | 1985 | 0 | 0 | E | [6 empty] | 0
3 |  | 11463 | 6228 | 1 | IC | 1000 |  |  | 99 | 1950 |  |  |  | UNK |  |  | 0 | 0 | 0 | 0 | RE | 0 | 0 | 0 | 0 | 0 | 0 | [6 empty] | 0 | 0 | 0 | 0 | 1950 | 0 | 0 | E | [6 empty] | 0
3 |  | 11475 | 3366 | 1 | IC | 1000 |  |  | 99 | 1920 |  |  |  | FO2 |  |  | 0 | 0 | 0 | 0 | RE | 12 | 1981 | 0 | 0 | 0 | 0 | [6 empty] | 0 | 0 | 0 | 0 | 1920 | 0 | 0 | E | [6 empty] | 0
3 |  | 11475 | 3366 | 2 | IC | 1000 |  |  | 99 | 1920 |  |  |  | FO2 |  |  | 0 | 0 | 0 | 0 | RE | 12 | 1981 | 0 | 0 | 0 | 0 | [6 empty] | 0 | 0 | 0 | 0 | 1920 | 0 | 0 | E | [6 empty] | 0
3 |  | 11475 | 3366 | 3 | IC | 1000 |  |  | 99 | 1925 |  |  |  | FO2 |  |  | 0 | 0 | 0 | 0 | RE | 12 | 1981 | 0 | 0 | 0 | 0 | [6 empty] | 0 | 0 | 0 | 0 | 1925 | 0 | 0 | E | [6 empty] | 0
3 |  | 11475 | 3366 | 4 | IC | 1000 |  |  | 99 | 1926 |  |  |  | FO2 |  |  | 0 | 0 | 0 | 0 | RE | 12 | 1981 | 0 | 0 | 0 | 0 | [6 empty] | 0 | 0 | 0 | 0 | 1926 | 0 | 0 | E | [6 empty] | 0
3 |  | 11475 | 3366 | 5 | IC | 1000 |  |  | 99 | 1935 |  |  |  | FO2 |  |  | 0 | 0 | 0 | 0 | RE | 12 | 1981 | 0 | 0 | 0 | 0 | [6 empty] | 0 | 0 | 0 | 0 | 1935 | 0 | 0 | E | [6 empty] | 0
3 |  | 11475 | 3366 | 6 | IC | 2000 |  |  | 99 | 1947 |  |  |  | FO2 |  |  | 0 | 0 | 0 | 0 | RE | 12 | 1981 | 0 | 0 | 0 | 0 | [6 empty] | 0 | 0 | 0 | 0 | 1947 | 0 | 0 | E | [6 empty] | 0
3 |  | 11477 | 6701 | 1 | HC | 240 | B | OP | 99 | 1904 | WAT |  |  | WAT |  |  | 0 | 240 | 240 | 0 |  | 0 | 0 | 0 | 0 | 0 | 0 | [6 empty] | 0 | 0 | 0 | 0 | 1904 | 0 | 0 | E | [6 empty] | 0
3 |  | 11477 | 6701 | 2 | HC | 300 | B | OP | 99 | 1949 | WAT |  |  | WAT |  |  | 0 | 300 | 300 | 0 |  | 0 | 0 | 0 | 0 | 0 | 0 | [6 empty] | 0 | 0 | 0 | 0 | 1949 | 0 | 0 | E | [6 empty] | 0
3 |  | 11479 | 3991 | 1 | GT | 27000 | P | OP | 5 | 1973 | NG | FO2 |  | NG | FO2 |  | 13350 | 20600 | 26300 | 0 |  | 0 | 0 | 0 | 0 | 0 | 0 | [6 empty] | 0 | 0 | 0 | 4 | 1973 | 0 | 0 | E | [6 empty] | 0
3 |  | 11479 | 3991 | 2 | GT | 27000 | P | OP | 5 | 1973 | NG | FO2 |  | NG | FO2 |  | 13350 | 20900 | 25600 | 0 |  | 0 | 0 | 0 | 0 | 0 | 0 | [6 empty] | 0 | 0 | 0 | 4 | 1973 | 0 | 0 | E | [6 empty] | 0
3 |  | 11479 | 3991 | 3 | WT | 10 |  |  | 11 | 1983 | WND |  |  | WND |  |  | 0 | 10 | 10 | 0 | RE | 2 | 1989 | 0 | 0 | 0 | 0 | [6 empty] | 0 | 0 | 0 | 0 | 1983 | 0 | 0 | E | [6 empty] | 0
3 |  | 11479 | 3992 | 1 | ST | 12500 | P |  | 88 | 1925 | NG | FO2 |  | NG | FO2 |  | 24670 | 6200 | 7400 | 0 | RE | 8 | 1991 | 0 | 0 | 0 | 0 | [6 empty] | 0 | 0 | 0 | 0 | 1925 | 0 | 0 | E | [6 empty] | 0
3 |  | 11479 | 3992 | 2 | ST | 6300 | C |  | 88 | 1923 | NG | FO2 |  | NG | FO2 |  | 25000 | 4100 | 4100 | 6300 | RE | 9 | 1987 | 0 | 0 | 0 | 0 | [6 empty] | 0 | 0 | 0 | 0 | 1923 | 0 | 0 | E | [6 empty] | 0
3 |  | 11479 | 3992 | 3 | ST | 33000 | P | OP | 9 | 1953 | NG | FO2 |  | BIT | NG | FO2 | 13800 | 38200 | 38800 | 0 |  | 0 | 0 | 0 | 0 | 0 | 0 | [6 empty] | 0 | 0 | 0 | 8 | 1953 | 0 | 0 | E | [6 empty] | 0
3 |  | 11479 | 3992 | 4 | ST | 20000 | P | OP | 88 | 1938 | NG | FO2 |  | BIT | NG | FO2 | 13800 | 22100 | 24200 | 0 |  | 0 | 0 | 0 | 0 | 0 | 0 | [6 empty] | 0 | 0 | 0 | 0 | 1938 | 0 | 0 | E | [6 empty] | 0
3 |  | 11479 | 3992 | 5 | ST | 25000 | P | OP | 11 | 1948 | NG | FO2 |  | BIT | NG | FO2 | 13800 | 27800 | 29000 | 0 |  | 0 | 0 | 0 | 0 | 0 | 0 | [6 empty] | 0 | 0 | 0 | 10 | 1948 | 0 | 0 | E | [6 empty] | 0
3 |  | 11479 | 3992 | 6 | ST | 44000 | C | OP | 6 | 1957 | NG |  |  | BIT | REF | NG | 12110 | 49900 | 51100 | 0 |  | 0 | 0 | 0 | 0 | 0 | 0 | [6 empty] | 0 | 0 | 0 | 5 | 1957 | 0 | 0 | E | [6 empty] | 0
3 |  | 11479 | 3992 | 7 | ST | 44000 | C | OP | 7 | 1961 | NG |  |  | BIT | REF | NG | 12110 | 49500 | 50900 | 0 |  | 0 | 0 | 0 | 0 | 0 | 0 | [6 empty] | 0 | 0 | 0 | 5 | 1961 | 0 | 0 | E | [6 empty] | 0
3 |  | 11479 | 3993 | 1 | GT | 16000 | P | OP | 12 | 1967 | NG | FO2 |  | NG | FO2 |  | 15200 | 14200 | 17200 | 0 |  | 0 | 0 | 0 | 0 | 0 | 0 | [6 empty] | 0 | 0 | 0 | 11 | 1967 | 0 | 0 | E | [6 empty] | 0
3 |  | 11479 | 3993 | 2 | GT | 20000 | P | OP | 6 | 1971 | NG | FO2 |  | NG | FO2 |  | 14000 | 20300 | 26600 | 0 |  | 0 | 0 | 0 | 0 | 0 | 0 | [6 empty] | 0 | 0 | 0 | 5 | 1971 | 0 | 0 | E | [6 empty] | 0
3 |  | 11479 | 4241 | 1 | WT | 10 | C |  | 2 | 1985 |  |  |  | WND |  |  | 0 | 10 | 10 | 0 | RE | 12 | 1988 | 2 | 1985 | 2 | 1985 | [6 empty] | 0 | 0 | 0 | 0 | 1984 | 0 | 0 | [7 empty] | 0
3 |  | 11479 | 7157 | 1 | GT | 0 |  |  | 0 | 0 | [6 empty] | 0 | 0 | 0 | 45000 | PL | 0 | 0 | 6 | 1995 | 6 | 1996 |  |  |  | NG | FO2 |  | 36000 | 45000 | 0 | 0 | 0 | 37409 | 44903 | [7 empty] | 0
3 |  | 11479 | 7157 | 2 | GT | 0 |  |  | 0 | 0 | [6 empty] | 0 | 0 | 0 | 45000 | PL | 0 | 0 | 6 | 1998 | 6 | 1998 |  |  |  | NG | FO2 |  | 36000 | 45000 | 0 | 0 | 0 | 37409 | 44903 | [7 empty] | 0
3 |  | 11479 | 7157 | 3 | GT | 0 |  |  | 0 | 0 | [6 empty] | 0 | 0 | 0 | 45000 | PL | 0 | 0 | 6 | 2000 | 6 | 2000 |  |  |  | NG | FO2 |  | 36000 | 45000 | 0 | 0 | 0 | 37409 | 44903 | [7 empty] | 0
3 |  | 11479 | 9674 | GT1 | GT | 14000 | P | OP | 12 | 1964 | NG | JF |  | NG | JF |  | 15003 | 13800 | 19100 | 0 |  | 0 | 0 | 0 | 0 | 0 | 0 | [6 empty] | 0 | 0 | 0 | 11 | 1964 | 0 | 0 | E | [6 empty] | 0
3 |  | 11482 | 1992 | 1 | ST | 1000 |  |  | 99 | 1949 |  |  |  | BIT |  |  | 0 | 0 | 0 | 0 | RE | 12 | 1970 | 0 | 0 | 0 | 0 | [6 empty] | 0 | 0 | 0 | 0 | 1949 | 0 | 0 | E | [6 empty] | 0
3 |  | 11482 | 1992 | 2 | IC | 520 |  | SB | 88 | 1938 | FO2 |  |  | FO2 |  |  | 0 | 350 | 400 | 0 |  | 0 | 0 | 0 | 0 | 0 | 0 | [6 empty] | 0 | 0 | 0 | 0 | 1938 | 0 | 0 | E | [6 empty] | 0
3 |  | 11482 | 1992 | IC1 | IC | 520 |  | SB | 88 | 1938 |  |  |  | FO2 |  |  | 0 | 350 | 400 | 0 |  | 0 | 0 | 0 | 0 | 0 | 0 | [6 empty] | 0 | 0 | 0 | 0 | 1938 | 0 | 0 | E | [6 empty] | 0
3 |  | 11522 | 1513 | 1 | ST | 7500 | P | OP | 10 | 1950 | FO2 |  |  | FO6 |  |  | 13133 | 9000 | 9000 | 0 |  | 0 | 0 | 0 | 0 | 0 | 0 | [6 empty] | 0 | 0 | 0 | 9 | 1950 | 0 | 0 | E | [6 empty] | 0
3 |  | 11522 | 1513 | 3 | IC | 2785 | P | OP | 8 | 1948 | FO2 |  |  | FO2 |  |  | 10640 | 2550 | 2550 | 0 |  | 0 | 0 | 0 | 0 | 0 | 0 | [6 empty] | 0 | 0 | 0 | 7 | 1948 | 0 | 0 | E | [6 empty] | 0
3 |  | 11522 | 1513 | 4 | IC | 1000 | P | OP | 8 | 1948 | FO2 |  |  | FO2 |  |  | 10920 | 1000 | 1000 | 0 |  | 0 | 0 | 0 | 0 | 0 | 0 | [6 empty] | 0 | 0 | 0 | 7 | 1948 | 0 | 0 | E | [6 empty] | 0
3 |  | 11522 | 1513 | 5 | IC | 1000 | P | OP | 8 | 1951 | FO2 |  |  | FO2 |  |  | 13300 | 1000 | 1000 | 0 |  | 0 | 0 | 0 | 0 | 0 | 0 | [6 empty] | 0 | 0 | 0 | 7 | 1951 | 0 | 0 | E | [6 empty] | 0
3 |  | 11522 | 1513 | HY1 | HC | 400 | C | OP | 8 | 1926 | WAT |  |  | WAT |  |  | 0 | 450 | 450 | 0 |  | 0 | 0 | 0 | 0 | 0 | 0 | [6 empty] | 0 | 0 | 0 | 5 | 1926 | 0 | 0 | E | [6 empty] | 0
3 |  | 11522 | 1513 | HY2 | HC | 400 | C | OP | 8 | 1926 | WAT |  |  | WAT |  |  | 0 | 450 | 450 | 0 |  | 0 | 0 | 0 | 0 | 0 | 0 | [6 empty] | 0 | 0 | 0 | 5 | 1926 | 0 | 0 | E | [6 empty] | 0
3 |  | 11522 | 1513 | IC2 | IC | 2785 | P | OP | 8 | 1948 | FO2 |  |  | FO2 |  |  | 10640 | 2550 | 2550 | 0 |  | 0 | 0 | 0 | 0 | 0 | 0 | [6 empty] | 0 | 0 | 0 | 7 | 1948 | 0 | 0 | E | [6 empty] | 0
3 |  | 11522 | 1513 | ST2 | ST | 11500 | P | OP | 7 | 1955 | FO2 |  |  | FO6 |  |  | 13857 | 14000 | 14000 | 0 |  | 0 | 0 | 0 | 0 | 0 | 0 | [6 empty] | 0 | 0 | 0 | 6 | 1955 | 0 | 0 | E | [6 empty] | 0
3 |  | 11522 | 1514 | 1 | IC | 2000 | P | OP | 10 | 1959 | FO2 |  |  | FO2 |  |  | 11200 | 1400 | 1400 | 0 |  | 0 | 0 | 0 | 0 | 0 | 0 | [6 empty] | 0 | 0 | 0 | 9 | 1959 | 0 | 0 | E | [6 empty] | 0
3 |  | 11522 | 1514 | IC2 | IC | 2000 | P | OP | 5 | 1965 | FO2 |  |  | FO2 |  |  | 11200 | 1400 | 1400 | 0 |  | 0 | 0 | 0 | 0 | 0 | 0 | [6 empty] | 0 | 0 | 0 | 4 | 1965 | 0 | 0 | E | [6 empty] | 0
3 |  | 11522 | 1514 | IC3 | IC | 2000 | P | OP | 12 | 1973 | FO2 |  |  | FO2 |  |  | 11200 | 1400 | 1400 | 0 |  | 0 | 0 | 0 | 0 | 0 | 0 | [6 empty] | 0 | 0 | 0 | 11 | 1973 | 0 | 0 | E | [6 empty] | 0
3 |  | 11522 | 1515 | 1 | IC | 1000 | P | OP | 8 | 1949 | FO2 |  |  | FO2 |  |  | 10920 | 1000 | 1000 | 0 |  | 0 | 0 | 0 | 0 | 0 | 0 | [6 empty] | 0 | 0 | 0 | 7 | 1949 | 0 | 0 | E | [6 empty] | 0
3 |  | 11522 | 1516 | 1 | HC | 1500 | C | OP | 12 | 1941 | WAT |  |  | WAT |  |  | 0 | 1400 | 1400 | 0 |  | 0 | 0 | 0 | 0 | 0 | 0 | [6 empty] | 0 | 0 | 0 | 9 | 1941 | 0 | 0 | E | [6 empty] | 0
3 |  | 11525 | 1517 | 1 | NP | 920000 | B | OP | 12 | 1972 | UR |  |  | UR |  |  | 9491 | 870000 | 880000 | 0 |  | 0 | 0 | 0 | 0 | 0 | 0 | [6 empty] | 0 | 0 | 825000 | 6 | 1973 | 0 | 0 | [7 empty] | 0
3 |  | 11540 | 2142 | 1 | IC | 1400 | P | SB | 88 | 1951 | FO2 |  |  | NG | FO2 |  | 10017 | 1400 | 1400 | 0 |  | 0 | 0 | 0 | 0 | 0 | 0 | [6 empty] | 0 | 0 | 0 | 0 | 1951 | 0 | 0 | E | [6 empty] | 0
3 |  | 11540 | 2142 | 2 | IC | 400 | P | SB | 88 | 1937 | FO2 |  |  | NG | FO2 |  | 12361 | 400 | 400 | 0 |  | 0 | 0 | 0 | 0 | 0 | 0 | [6 empty] | 0 | 0 | 0 | 0 | 1937 | 0 | 0 | E | [6 empty] | 0
3 |  | 11540 | 2142 | 3 | IC | 600 | P | SB | 88 | 1941 | FO2 |  |  | NG | FO2 |  | 12952 | 600 | 600 | 0 |  | 0 | 0 | 0 | 0 | 0 | 0 | [6 empty] | 0 | 0 | 0 | 0 | 1941 | 0 | 0 | E | [6 empty] | 0
3 |  | 11540 | 2142 | 4 | IC | 1000 | P | SB | 88 | 1947 | FO2 |  |  | NG | FO2 |  | 13575 | 1000 | 1000 | 0 |  | 0 | 0 | 0 | 0 | 0 | 0 | [6 empty] | 0 | 0 | 0 | 0 | 1947 | 0 | 0 | E | [6 empty] | 0
3 |  | 11540 | 2142 | 5 | IC | 1400 | P | SB | 88 | 1957 | FO2 |  |  | NG | FO2 |  | 10794 | 1400 | 1400 | 0 |  | 0 | 0 | 0 | 0 | 0 | 0 | [6 empty] | 0 | 0 | 0 | 0 | 1957 | 0 | 0 | E | [6 empty] | 0
3 |  | 11540 | 2142 | 6 | IC | 2050 | P | SB | 88 | 1963 | FO2 |  |  | NG | FO2 |  | 10223 | 2100 | 2100 | 0 |  | 0 | 0 | 0 | 0 | 0 | 0 | [6 empty] | 0 | 0 | 0 | 0 | 1963 | 0 | 0 | E | [6 empty] | 0
3 |  | 11540 | 2142 | 7 | IC | 2800 | P | SB | 88 | 1973 | FO2 |  |  | NG | FO2 |  | 9845 | 2800 | 2800 | 0 |  | 0 | 0 | 0 | 0 | 0 | 0 | [6 empty] | 0 | 0 | 0 | 0 | 1973 | 0 | 0 | E | [6 empty] | 0
3 |  | 11540 | 2142 | 8 | IC | 4300 | P | SB | 88 | 1973 | FO2 |  |  | NG | FO2 |  | 8949 | 4300 | 4300 | 0 |  | 0 | 0 | 0 | 0 | 0 | 0 | [6 empty] | 0 | 0 | 0 | 0 | 1973 | 0 | 0 | E | [6 empty] | 0
3 |  | 11566 | 2991 | 1 | IC | 1125 | P | OP | 1 | 1946 | FO2 |  |  | NG | FO2 |  | 0 | 916 | 1125 | 0 |  | 0 | 0 | 0 | 0 | 0 | 0 | [6 empty] | 0 | 0 | 0 | 12 | 1945 | 0 | 0 | E | [6 empty] | 0
3 |  | 11566 | 2991 | 2 | IC | 565 | P | OP | 88 | 1939 | FO2 |  |  | NG | FO2 |  | 0 | 500 | 565 | 0 |  | 0 | 0 | 0 | 0 | 0 | 0 | [6 empty] | 0 | 0 | 0 | 0 | 1939 | 0 | 0 | E | [6 empty] | 0
3 |  | 11566 | 2991 | 3 | IC | 375 | P | OP | 88 | 1929 | FO2 |  |  | NG | FO2 |  | 0 | 322 | 375 | 0 |  | 0 | 0 | 0 | 0 | 0 | 0 | [6 empty] | 0 | 0 | 0 | 0 | 1929 | 0 | 0 | E | [6 empty] | 0
3 |  | 11566 | 2991 | 4 | IC | 1500 | P | OP | 88 | 1956 | FO2 |  |  | NG | FO2 |  | 0 | 1406 | 1550 | 0 |  | 0 | 0 | 0 | 0 | 0 | 0 | [6 empty] | 0 | 0 | 0 | 0 | 1956 | 0 | 0 | E | [6 empty] | 0
3 |  | 11566 | 2991 | 5 | IC | 2000 | P | OP | 7 | 1963 | FO2 |  |  | NG | FO2 |  | 0 | 1798 | 2000 | 0 |  | 0 | 0 | 0 | 0 | 0 | 0 | [6 empty] | 0 | 0 | 0 | 6 | 1963 | 0 | 0 | E | [6 empty] | 0
3 |  | 11566 | 2991 | 6 | IC | 2070 | P | OP | 11 | 1969 | FO2 |  |  | NG | FO2 |  | 0 | 1726 | 2070 | 0 |  | 0 | 0 | 0 | 0 | 0 | 0 | [6 empty] | 0 | 0 | 0 | 10 | 1969 | 0 | 0 | E | [6 empty] | 0
3 |  | 11568 | 1159 | IC1 | IC | 500 |  | SB | 99 | 1951 | FO2 |  |  | FO2 |  |  | 0 | 400 | 500 | 0 |  | 0 | 0 | 0 | 0 | 0 | 0 | [6 empty] | 0 | 0 | 0 | 0 | 1951 | 0 | 0 | E | [6 empty] | 0
3 |  | 11568 | 1159 | IC2 | IC | 600 |  | SB | 99 | 1955 | FO2 |  |  | FO2 |  |  | 0 | 500 | 600 | 0 |  | 0 | 0 | 0 | 0 | 0 | 0 | [6 empty] | 0 | 0 | 0 | 0 | 1955 | 0 | 0 | E | [6 empty] | 0
3 |  | 11571 | 4125 | 2 | ST | 5000 | C | OP | 88 | 1935 | BIT | PC | NG | BIT | PC |  | 15910 | 5000 | 5000 | 0 |  | 0 | 0 | 0 | 0 | 0 | 0 | [6 empty] | 0 | 0 | 0 | 0 | 1935 | 0 | 0 | E | [6 empty] | 0
3 |  | 11571 | 4125 | 3 | ST | 10000 | C | OP | 88 | 1941 | BIT | PC | NG | BIT | PC |  | 14945 | 10000 | 10000 | 0 |  | 0 | 0 | 0 | 0 | 0 | 0 | [6 empty] | 0 | 0 | 0 | 0 | 1941 | 0 | 0 | E | [6 empty] | 0
3 |  | 11571 | 4125 | 4 | ST | 10000 | B | OP | 88 | 1950 | BIT | PC | NG | BIT | PC |  | 16430 | 10000 | 10000 | 0 |  | 0 | 0 | 0 | 0 | 0 | 0 | [6 empty] | 0 | 0 | 0 | 0 | 1950 | 0 | 0 | E | [6 empty] | 0
3 |  | 11571 | 4125 | 5 | ST | 22000 | B | OP | 88 | 1956 | BIT | PC | NG | BIT | PC |  | 11365 | 22000 | 22000 | 0 |  | 0 | 0 | 0 | 0 | 0 | 0 | [6 empty] | 0 | 0 | 0 | 0 | 1956 | 0 | 0 | E | [6 empty] | 0
3 |  | 11571 | 4125 | 6 | ST | 32000 | B | OP | 88 | 1964 | BIT | PC | NG | BIT | PC |  | 11470 | 32000 | 32000 | 0 |  | 0 | 0 | 0 | 0 | 0 | 0 | [6 empty] | 0 | 0 | 0 | 0 | 1964 | 0 | 0 | E | [6 empty] | 0
3 |  | 11571 | 4125 | 7 | ST | 0 |  |  | 0 | 0 | [6 empty] | 0 | 0 | 0 | 57000 | CN | 99 | 9999 | 1 | 1980 | 1 | 1980 |  |  |  | BIT |  |  | 0 | 0 | 0 | 0 | 0 | 55000 | 56000 | [7 empty] | 0
3 |  | 11571 | 4125 | 8 | ST | 0 |  |  | 0 | 0 | [6 empty] | 0 | 0 | 0 | 60000 | PL | 0 | 0 | 12 | 1998 | 12 | 1996 |  |  |  | BIT |  |  | 60000 | 60000 | 0 | 0 | 0 | 57709 | 58952 | [7 empty] | 0
3 |  | 11571 | 4125 | IC1 | IC | 5250 | P | OP | 9 | 1985 | FO2 |  |  | NG | FO2 |  | 8586 | 5250 | 5250 | 0 |  | 0 | 0 | 6 | 1985 | 9 | 1985 | EF | [5 empty] | 0 | 0 | 0 | 8 | 1985 | 0 | 0 | E | [6 empty] | 0
3 |  | 11571 | 4125 | IC2 | IC | 5250 | P | OP | 9 | 1985 | FO2 |  |  | NG | FO2 |  | 8540 | 5250 | 5250 | 0 |  | 0 | 0 | 6 | 1985 | 9 | 1985 | EF | [5 empty] | 0 | 0 | 0 | 8 | 1985 | 0 | 0 | E | [6 empty] | 0
3 |  | 11581 | 1160 | 1 | IC | 250 | B | OS | 3 | 1928 | CRU |  |  | FO6 |  |  | 0 | 250 | 250 | 0 |  | 0 | 0 | 0 | 0 | 0 | 0 | [6 empty] | 0 | 0 | 0 | 2 | 1928 | 0 | 0 | E | [6 empty] | 0
3 |  | 11581 | 1160 | 2 | IC | 250 | B | OS | 3 | 1928 | CRU |  |  | FO6 |  |  | 0 | 250 | 250 | 0 |  | 0 | 0 | 0 | 0 | 0 | 0 | [6 empty] | 0 | 0 | 0 | 2 | 1928 | 0 | 0 | E | [6 empty] | 0
3 |  | 11581 | 1160 | 3 | IC | 500 | B | OS | 1 | 1941 | CRU |  |  | FO6 |  |  | 0 | 500 | 500 | 0 |  | 0 | 0 | 0 | 0 | 0 | 0 | [6 empty] | 0 | 0 | 0 | 12 | 1940 | 0 | 0 | E | [6 empty] | 0
3 |  | 11581 | 1160 | 4 | IC | 610 | B | OS | 7 | 1949 | CRU |  |  | FO6 |  |  | 0 | 610 | 610 | 0 |  | 0 | 0 | 0 | 0 | 0 | 0 | [6 empty] | 0 | 0 | 0 | 6 | 1949 | 0 | 0 | E | [6 empty] | 0
3 |  | 11588 | 1020 | 1 | HC | 100 |  |  | 99 | 1929 |  |  |  | WAT |  |  | 0 | 0 | 1 | 0 | RE | 0 | 1984 | 0 | 0 | 0 | 0 | [6 empty] | 0 | 0 | 0 | 0 | 1929 | 0 | 0 | E | [6 empty] | 0
3 |  | 11588 | 1020 | 2 | HL | 600 |  | OP | 1 | 1989 | WAT |  |  | WAT |  |  | 0 | 600 | 50 | 0 |  | 0 | 0 | 6 | 1988 | 0 | 0 | [6 empty] | 0 | 0 | 0 | 12 | 1988 | 0 | 0 | [7 empty] | 0
3 |  | 11588 | 1020 | HC1 | HL | 600 | B | OP | 1 | 1989 | WAT |  |  | WAT |  |  | 0 | 600 | 50 | 0 |  | 0 | 0 | 6 | 1988 | 0 | 0 | [6 empty] | 0 | 0 | 0 | 12 | 1988 | 0 | 0 | [7 empty] | 0
3 |  | 11588 | 3676 | 1 | HC | 600 | B | SB | 88 | 1939 |  |  |  | WAT |  |  | 0 | 430 | 150 | 0 |  | 0 | 0 | 0 | 0 | 0 | 0 | [6 empty] | 0 | 0 | 0 | 0 | 1939 | 0 | 0 | E | [6 empty] | 0
3 |  | 11588 | 3676 | HC2 | HL | 1000 | B | OP | 1 | 1988 |  |  |  | WAT |  |  | 0 | 800 | 120 | 0 |  | 0 | 0 | 6 | 1988 | 0 | 0 | [6 empty] | 0 | 0 | 0 | 1 | 1988 | 1000 | 1000 | [7 empty] | 0
3 |  | 11591 | 7171 | 1 | IC | 70 |  |  | 5 | 1985 |  |  |  | FO2 |  |  | 0 | 62 | 67 | 70 | RE | 3 | 1988 | 0 | 0 | 0 | 0 | [6 empty] | 0 | 0 | 0 | 5 | 1985 | 0 | 0 |  | E | E |  |  |  |  | 0
3 |  | 11591 | 7171 | 2 | IC | 220 |  | OP | 5 | 1985 |  |  |  | FO2 |  |  | 0 | 198 | 219 | 0 |  | 0 | 0 | 0 | 0 | 0 | 0 | [6 empty] | 0 | 0 | 0 | 5 | 1985 | 0 | 0 |  | E | E |  |  |  |  | 0
3 |  | 11591 | 7171 | 3 | IC | 70 |  | OP | 3 | 1988 | FO2 |  |  | FO2 |  |  | 0 | 70 | 70 | 0 |  | 0 | 0 | 0 | 0 | 0 | 0 | [6 empty] | 0 | 0 | 0 | 3 | 1988 | 0 | 0 | [7 empty] | 0
3 |  | 11609 | 1161 | 3 | IC | 200 |  |  | 88 | 1929 |  |  |  | FO2 |  |  | 0 | 0 | 0 | 0 | RE | 12 | 1980 | 0 | 0 | 0 | 0 | [6 empty] | 0 | 0 | 0 | 0 | 1929 | 0 | 0 | E | [6 empty] | 0
3 |  | 11609 | 1161 | 4 | IC | 300 |  |  | 88 | 1947 |  |  |  | FO2 |  |  | 0 | 0 | 0 | 0 | RE | 10 | 1984 | 0 | 0 | 0 | 0 | [6 empty] | 0 | 0 | 0 | 0 | 1947 | 0 | 0 | E | [6 empty] | 0
3 |  | 11609 | 1161 | 5 | IC | 300 |  |  | 88 | 1947 |  |  |  | FO2 |  |  | 0 | 0 | 0 | 0 | RE | 10 | 1984 | 0 | 0 | 0 | 0 | [6 empty] | 0 | 0 | 0 | 0 | 1947 | 0 | 0 | E | [6 empty] | 0
3 |  | 11609 | 1161 | 6 | IC | 500 |  |  | 88 | 1953 |  |  |  | FO2 |  |  | 0 | 0 | 0 | 0 | RE | 10 | 1984 | 0 | 0 | 0 | 0 | [6 empty] | 0 | 0 | 0 | 0 | 1953 | 0 | 0 | E | [6 empty] | 0
3 |  | 11611 | 1162 | 1 | IC | 1400 | P | OP | 3 | 1947 | FO2 |  |  | NG | FO2 |  | 12050 | 1000 | 1000 | 0 |  | 0 | 0 | 0 | 0 | 0 | 0 | [6 empty] | 0 | 0 | 0 | 2 | 1947 | 0 | 0 | E | [6 empty] | 0
3 |  | 11611 | 1162 | 2 | IC | 800 | P | OP | 11 | 1938 | FO2 |  |  | FO2 |  |  | 13700 | 500 | 500 | 0 |  | 0 | 0 | 0 | 0 | 0 | 0 | [6 empty] | 0 | 0 | 0 | 10 | 1938 | 0 | 0 | E | [6 empty] | 0
3 |  | 11611 | 1162 | 3 | IC | 2100 | P | OP | 10 | 1969 | FO2 |  |  | NG | FO2 |  | 10802 | 2000 | 2100 | 0 |  | 0 | 0 | 0 | 0 | 0 | 0 | [6 empty] | 0 | 0 | 0 | 9 | 1969 | 0 | 0 | E | [6 empty] | 0
3 |  | 11611 | 1162 | 4 | IC | 1600 |  | SB | 11 | 1941 | FO2 |  |  | FO2 |  |  | 12400 | 1200 | 1200 | 0 |  | 0 | 0 | 0 | 0 | 0 | 0 | [6 empty] | 0 | 0 | 0 | 10 | 1941 | 0 | 0 | E | [6 empty] | 0
3 |  | 11611 | 1162 | 5 | IC | 1700 | P | OP | 6 | 1956 | FO2 |  |  | NG | FO2 |  | 10501 | 1550 | 1550 | 0 |  | 0 | 0 | 0 | 0 | 0 | 0 | [6 empty] | 0 | 0 | 0 | 5 | 1956 | 0 | 0 | E | [6 empty] | 0
3 |  | 11611 | 1162 | 6 | IC | 2500 | P | OP | 11 | 1962 | FO2 |  |  | NG | FO2 |  | 10308 | 2400 | 2500 | 0 |  | 0 | 0 | 0 | 0 | 0 | 0 | [6 empty] | 0 | 0 | 0 | 10 | 1962 | 0 | 0 | E | [6 empty] | 0
3 |  | 11611 | 1162 | 7 | IC | 6500 | P | OP | 9 | 1982 | FO2 |  |  | NG | FO2 |  | 10211 | 6500 | 6500 | 0 |  | 0 | 0 | 0 | 0 | 0 | 0 | [6 empty] | 0 | 0 | 0 | 8 | 1982 | 0 | 0 | E | [6 empty] | 0
3 |  | 11624 | 6585 | 2 | IC | 1136 | P | OP | 11 | 1975 | FO2 |  |  | FO2 |  |  | 12100 | 1000 | 1000 | 0 |  | 0 | 0 | 0 | 0 | 0 | 0 | [6 empty] | 0 | 0 | 0 | 5 | 1948 | 0 | 0 | E | [6 empty] | 0
3 |  | 11624 | 6586 | 1 | IC | 2750 | P | OP | 11 | 1975 | FO2 |  |  | FO2 |  |  | 10200 | 2500 | 2500 | 0 |  | 0 | 0 | 0 | 0 | 0 | 0 | [6 empty] | 0 | 0 | 0 | 9 | 1975 | 0 | 0 | E | [6 empty] | 0
3 |  | 11624 | 6586 | 2 | IC | 2750 | P | OP | 11 | 1975 | FO2 |  |  | FO2 |  |  | 10200 | 2500 | 2500 | 0 |  | 0 | 0 | 0 | 0 | 0 | 0 | [6 empty] | 0 | 0 | 0 | 9 | 1975 | 0 | 0 | E | [6 empty] | 0
3 |  | 11626 | 2143 | 1 | IC | 1000 |  |  | 99 | 1955 |  |  |  | FO2 | NG |  | 0 | 0 | 0 | 0 | RE | 7 | 1982 | 0 | 0 | 0 | 0 | [6 empty] | 0 | 0 | 0 | 0 | 1955 | 0 | 0 | E | [6 empty] | 0
3 |  | 11626 | 2143 | 2 | IC | 3000 |  |  | 99 | 1962 |  |  |  | FO2 | NG |  | 0 | 0 | 0 | 0 | RE | 7 | 1982 | 0 | 0 | 0 | 0 | [6 empty] | 0 | 0 | 0 | 0 | 1962 | 0 | 0 | E | [6 empty] | 0
3 |  | 11626 | 2143 | 3 | IC | 1000 |  |  | 99 | 1959 |  |  |  | FO2 | NG |  | 0 | 0 | 0 | 0 | RE | 7 | 1982 | 0 | 0 | 0 | 0 | [6 empty] | 0 | 0 | 0 | 0 | 1959 | 0 | 0 | E | [6 empty] | 0
3 |  | 11626 | 2143 | 4 | IC | 5000 |  |  | 99 | 1968 |  |  |  | FO2 | NG |  | 0 | 0 | 0 | 0 | RE | 7 | 1982 | 0 | 0 | 0 | 0 | [6 empty] | 0 | 0 | 0 | 0 | 1968 | 0 | 0 | E | [6 empty] | 0
3 |  | 11626 | 2143 | 5 | IC | 1000 |  |  | 99 | 1946 |  |  |  | FO2 | NG |  | 0 | 0 | 0 | 0 | RE | 7 | 1982 | 0 | 0 | 0 | 0 | [6 empty] | 0 | 0 | 0 | 0 | 1946 | 0 | 0 | E | [6 empty] | 0
3 |  | 11691 | 2992 | 1 | IC | 400 |  |  | 99 | 1938 |  |  |  | NG | FO2 |  | 0 | 0 | 0 | 0 | RE | 99 | 1981 | 0 | 0 | 0 | 0 | [6 empty] | 0 | 0 | 0 | 0 | 1938 | 0 | 0 | E | [6 empty] | 0
3 |  | 11691 | 2992 | 2 | IC | 700 |  |  | 99 | 1949 |  |  |  | NG | FO2 |  | 0 | 0 | 0 | 0 | RE | 99 | 1981 | 0 | 0 | 0 | 0 | [6 empty] | 0 | 0 | 0 | 0 | 1949 | 0 | 0 | E | [6 empty] | 0
3 |  | 11691 | 2992 | 3 | IC | 1100 |  |  | 99 | 1961 |  |  |  | NG | FO2 |  | 0 | 0 | 0 | 0 | RE | 99 | 1981 | 0 | 0 | 0 | 0 | [6 empty] | 0 | 0 | 0 | 0 | 1961 | 0 | 0 | E | [6 empty] | 0
3 |  | 11691 | 2992 | 4 | IC | 700 |  |  | 99 | 1955 |  |  |  | NG | FO2 |  | 0 | 0 | 0 | 0 | RE | 99 | 1981 | 0 | 0 | 0 | 0 | [6 empty] | 0 | 0 | 0 | 0 | 1955 | 0 | 0 | E | [6 empty] | 0
3 |  | 11691 | 2992 | 5 | IC | 700 |  |  | 99 | 1955 |  |  |  | NG | FO2 |  | 0 | 0 | 0 | 0 | RE | 99 | 1981 | 0 | 0 | 0 | 0 | [6 empty] | 0 | 0 | 0 | 0 | 1955 | 0 | 0 | E | [6 empty] | 0
3 |  | 11691 | 2992 | 6 | IC | 1600 |  |  | 99 | 1967 |  |  |  | NG | FO2 |  | 0 | 0 | 0 | 0 | RE | 99 | 1981 | 0 | 0 | 0 | 0 | [6 empty] | 0 | 0 | 0 | 0 | 1967 | 0 | 0 | E | [6 empty] | 0
3 |  | 11701 | 1839 | 1 | HC | 700 | C | OP | 88 | 1924 |  |  |  | WAT |  |  | 0 | 700 | 700 | 0 |  | 0 | 0 | 0 | 0 | 0 | 0 | [6 empty] | 0 | 0 | 0 | 0 | 1924 | 0 | 0 | E | [6 empty] | 0
3 |  | 11701 | 1840 | 1 | IC | 3600 | P |  | 88 | 1925 | FO2 |  |  | FO2 |  |  | 0 | 3600 | 3600 | 0 | RE | 11 | 1987 | 0 | 0 | 0 | 0 | [6 empty] | 0 | 0 | 0 | 0 | 1925 | 0 | 0 | E | [6 empty] | 0
3 |  | 11701 | 1840 | 2 | IC | 3600 | P |  | 88 | 1925 | FO2 |  |  | FO2 |  |  | 0 | 3600 | 3600 | 0 | RE | 11 | 1987 | 0 | 0 | 0 | 0 | [6 empty] | 0 | 0 | 0 | 0 | 1925 | 0 | 0 | E | [6 empty] | 0
3 |  | 11701 | 1840 | 3 | IC | 2000 | P |  | 88 | 1947 |  |  |  | FO2 |  |  | 0 | 2000 | 2000 | 0 | RE | 11 | 1987 | 0 | 0 | 0 | 0 | [6 empty] | 0 | 0 | 0 | 0 | 1947 | 0 | 0 | E | [6 empty] | 0
3 |  | 11701 | 1840 | 4 | IC | 2000 | P |  | 88 | 1949 |  |  |  | FO2 |  |  | 12504 | 2000 | 2000 | 0 | RE | 11 | 1987 | 0 | 0 | 0 | 0 | [6 empty] | 0 | 0 | 0 | 0 | 1949 | 0 | 0 | E | [6 empty] | 0
3 |  | 11701 | 1840 | 5 | IC | 2700 | P |  | 88 | 1963 |  |  |  | FO2 |  |  | 0 | 2700 | 2700 | 0 | RE | 11 | 1987 | 0 | 0 | 0 | 0 | [6 empty] | 0 | 0 | 0 | 0 | 1963 | 0 | 0 | E | [6 empty] | 0
3 |  | 11701 | 1840 | GT1 | GT | 23681 | P | OP | 5 | 1979 | FO2 |  |  | FO2 |  |  | 12504 | 23000 | 27000 | 0 |  | 0 | 0 | 0 | 0 | 0 | 0 | [6 empty] | 0 | 0 | 0 | 4 | 1979 | 0 | 0 | E | [6 empty] | 0
3 |  | 11701 | 1841 | 1 | HC | 1000 |  |  | 99 | 1912 |  |  |  | WAT |  |  | 0 | 0 | 0 | 0 | RE | 0 | 0 | 0 | 0 | 0 | 0 | [6 empty] | 0 | 0 | 0 | 0 | 1912 | 0 | 0 | E | [6 empty] | 0
3 |  | 11701 | 1842 | 1 | HC | 1900 | C | OP | 88 | 1919 |  |  |  | WAT |  |  | 0 | 1600 | 1600 | 0 |  | 0 | 0 | 0 | 0 | 0 | 0 | [6 empty] | 0 | 0 | 0 | 0 | 1919 | 0 | 0 | E | [6 empty] | 0
3 |  | 11701 | 1842 | 2 | HC | 1900 | C | OP | 88 | 1922 |  |  |  | WAT |  |  | 0 | 1600 | 1600 | 0 |  | 0 | 0 | 0 | 0 | 0 | 0 | [6 empty] | 0 | 0 | 0 | 0 | 1922 | 0 | 0 | E | [6 empty] | 0
3 |  | 11701 | 1843 | 1 | ST | 12500 | C | OS | 88 | 1967 |  |  |  | BIT |  |  | 15865 | 14000 | 14000 | 0 |  | 0 | 0 | 0 | 0 | 0 | 0 | [6 empty] | 0 | 0 | 0 | 0 | 1967 | 0 | 0 | E | [6 empty] | 0
3 |  | 11701 | 1843 | 2 | ST | 21000 | C | SB | 88 | 1972 |  |  |  | BIT |  |  | 15700 | 15000 | 15000 | 0 |  | 0 | 0 | 0 | 0 | 0 | 0 | [6 empty] | 0 | 0 | 0 | 0 | 1972 | 0 | 0 | E | [6 empty] | 0
3 |  | 11701 | 1843 | 3 | ST | 43700 | B | OP | 4 | 1983 | FO2 |  |  | SUB |  |  | 12035 | 40700 | 40700 | 0 |  | 0 | 0 | 0 | 0 | 0 | 0 | [6 empty] | 0 | 0 | 0 | 12 | 1982 | 0 | 0 | E | [6 empty] | 0
3 |  | 11713 | 1844 | 1 | HC | 175 | B | OP | 88 | 1928 | WAT |  |  | WAT |  |  | 0 | 150 | 150 | 0 |  | 0 | 0 | 0 | 0 | 0 | 0 | [6 empty] | 0 | 0 | 0 | 0 | 1928 | 0 | 0 | E | [6 empty] | 0
3 |  | 11713 | 1844 | 3 | HC | 144 | B | OP | 88 | 1929 | WAT |  |  | WAT |  |  | 0 | 130 | 125 | 0 |  | 0 | 0 | 0 | 0 | 0 | 0 | [6 empty] | 0 | 0 | 0 | 0 | 1929 | 0 | 0 | E | [6 empty] | 0
3 |  | 11713 | 1844 | IC2 | IC | 1100 | C | SB | 88 | 1953 | FO2 |  |  | FO2 | NG |  | 10279 | 900 | 900 | 0 |  | 0 | 0 | 0 | 0 | 0 | 0 | [6 empty] | 0 | 0 | 0 | 0 | 1953 | 0 | 0 | E | [6 empty] | 0
3 |  | 11713 | 1844 | IC3 | IC | 2100 | C | SB | 88 | 1973 | FO2 |  |  | FO2 | NG |  | 10563 | 1900 | 1900 | 0 |  | 0 | 0 | 0 | 0 | 0 | 0 | [6 empty] | 0 | 0 | 0 | 0 | 1973 | 0 | 0 | E | [6 empty] | 0
3 |  | 11713 | 1844 | IC4 | IC | 1000 | C | SB | 88 | 1942 | FO2 |  |  | FO2 |  |  | 10774 | 700 | 700 | 0 |  | 0 | 0 | 0 | 0 | 0 | 0 | [6 empty] | 0 | 0 | 0 | 0 | 1942 | 0 | 0 | E | [6 empty] | 0
3 |  | 11713 | 1844 | IC5 | IC | 1700 | C | SB | 88 | 1948 | FO2 |  |  | FO2 | NG |  | 11034 | 1400 | 1400 | 0 |  | 0 | 0 | 0 | 0 | 0 | 0 | [6 empty] | 0 | 0 | 0 | 0 | 1948 | 0 | 0 | E | [6 empty] | 0
3 |  | 11713 | 1844 | IC6 | IC | 5700 | C | SB | 88 | 1978 | FO2 |  |  | FO2 | NG |  | 11317 | 5600 | 5600 | 0 |  | 0 | 0 | 0 | 0 | 0 | 0 | [6 empty] | 0 | 0 | 0 | 0 | 1978 | 0 | 0 | E | [6 empty] | 0
3 |  | 11731 | 1993 | 1 | IC | 600 | C |  | 88 | 1932 | FO2 |  |  | FO2 |  |  | 14000 | 600 | 600 | 0 | RE | 2 | 1991 | 0 | 0 | 0 | 0 | [6 empty] | 0 | 0 | 0 | 0 | 1932 | 0 | 0 | E | [6 empty] | 0
3 |  | 11731 | 1993 | 2 | IC | 1000 | C |  | 88 | 1938 | FO2 |  |  | FO2 |  |  | 11023 | 1000 | 1000 | 0 | RE | 2 | 1991 | 0 | 0 | 0 | 0 | [6 empty] | 0 | 0 | 0 | 0 | 1938 | 0 | 0 | E | [6 empty] | 0
3 |  | 11731 | 1993 | 3 | IC | 1200 | C |  | 88 | 1940 | FO2 |  |  | FO2 |  |  | 12389 | 1100 | 1100 | 0 | RE | 2 | 1991 | 0 | 0 | 0 | 0 | [6 empty] | 0 | 0 | 0 | 0 | 1940 | 0 | 0 | E | [6 empty] | 0
3 |  | 11731 | 1993 | 4 | IC | 1100 | C |  | 88 | 1948 | FO2 |  |  | FO2 |  |  | 11382 | 1000 | 1000 | 0 | RE | 2 | 1991 | 0 | 0 | 0 | 0 | [6 empty] | 0 | 0 | 0 | 0 | 1948 | 0 | 0 | E | [6 empty] | 0
3 |  | 11731 | 1993 | 5 | ST | 3000 |  |  | 88 | 1952 |  |  |  | FO2 | NG |  | 0 | 0 | 0 | 0 | RE | 12 | 1982 | 0 | 0 | 0 | 0 | [6 empty] | 0 | 0 | 0 | 0 | 1952 | 0 | 0 | E | [6 empty] | 0
3 |  | 11731 | 1993 | 6 | GT | 16500 | C | SB | 88 | 1969 | FO2 |  |  | FO2 |  |  | 15748 | 15500 | 19000 | 0 |  | 0 | 0 | 0 | 0 | 0 | 0 | [6 empty] | 0 | 0 | 0 | 0 | 1969 | 0 | 0 | E | [6 empty] | 0
3 |  | 11732 | 2144 | 1 | ST | 1500 |  |  | 7 | 1936 | [6 empty] | 0 | 0 | 0 | 1500 | RE | 6 | 1967 | 0 | 0 | 0 | 0 | [6 empty] | 0 | 0 | 0 | 6 | 1936 | 0 | 0 | E | [6 empty] | 0
3 |  | 11732 | 2144 | 2 | ST | 2500 |  |  | 8 | 1941 | [6 empty] | 0 | 0 | 0 | 2500 | RE | 6 | 1973 | 0 | 0 | 0 | 0 | [6 empty] | 0 | 0 | 0 | 7 | 1941 | 0 | 0 | E | [6 empty] | 0
3 |  | 11732 | 2144 | 3 | ST | 4000 | P | OP | 6 | 1948 | NG |  |  | NG |  |  | 17000 | 3900 | 3900 | 0 |  | 0 | 0 | 0 | 0 | 0 | 0 | [6 empty] | 0 | 0 | 0 | 5 | 1948 | 0 | 0 | E | [6 empty] | 0
3 |  | 11732 | 2144 | 4 | ST | 6000 | P | OP | 7 | 1956 | NG | BIT |  | NG | BIT |  | 15750 | 5850 | 5900 | 0 |  | 0 | 0 | 0 | 0 | 0 | 0 | [6 empty] | 0 | 0 | 0 | 6 | 1956 | 0 | 0 | E | [6 empty] | 0
3 |  | 11732 | 2144 | 5 | ST | 16500 | B | OP | 7 | 1967 | NG | BIT |  | NG | BIT |  | 12760 | 16000 | 16200 | 0 |  | 0 | 0 | 0 | 0 | 0 | 0 | [6 empty] | 0 | 0 | 0 | 5 | 1967 | 0 | 0 | E | [6 empty] | 0
3 |  | 11732 | 2144 | 7 | IC | 1000 | P | OP | 6 | 1988 | FO2 |  |  | FO2 |  |  | 13000 | 900 | 900 | 0 |  | 0 | 0 | 0 | 0 | 0 | 0 | [6 empty] | 0 | 0 | 0 | 6 | 1988 | 0 | 0 | [7 empty] | 0
3 |  | 11732 | 2144 | 8 | IC | 1000 | P | OP | 6 | 1988 | FO2 |  |  | FO2 |  |  | 13000 | 900 | 900 | 0 |  | 0 | 0 | 0 | 0 | 0 | 0 | [6 empty] | 0 | 0 | 0 | 6 | 1988 | 0 | 0 | [7 empty] | 0
3 |  | 11732 | 2144 | 9 | IC | 1000 | P | OP | 6 | 1988 | FO2 |  |  | FO2 |  |  | 13000 | 900 | 900 | 0 |  | 0 | 0 | 0 | 0 | 0 | 0 | [6 empty] | 0 | 0 | 0 | 6 | 1988 | 0 | 0 | [7 empty] | 0
3 |  | 11732 | 2144 | 10 | IC | 6300 | P | OP | 6 | 1990 | FO2 |  |  | NG | FO2 |  | 8800 | 6300 | 6300 | 0 |  | 0 | 0 | 0 | 0 | 0 | 0 | [6 empty] | 0 | 0 | 0 | 6 | 1990 | 0 | 0 | [7 empty] | 0
3 |  | 11732 | 2144 | GT1 | GT | 15200 | P | OP | 5 | 1972 | FO2 |  |  | FO2 | NG |  | 13050 | 12000 | 14000 | 0 |  | 0 | 0 | 0 | 0 | 0 | 0 | [6 empty] | 0 | 0 | 0 | 4 | 1972 | 0 | 0 | E | [6 empty] | 0
3 |  | 11736 | 949 | 1 | IC | 1000 |  |  | 99 | 1948 |  |  |  | FO2 |  |  | 0 | 0 | 0 | 0 | RE | 99 | 1981 | 0 | 0 | 0 | 0 | [6 empty] | 0 | 0 | 0 | 0 | 1948 | 0 | 0 | E | [6 empty] | 0
3 |  | 11736 | 949 | 2 | IC | 1000 |  |  | 99 | 1948 |  |  |  | FO2 |  |  | 0 | 0 | 0 | 0 | RE | 99 | 1981 | 0 | 0 | 0 | 0 | [6 empty] | 0 | 0 | 0 | 0 | 1948 | 0 | 0 | E | [6 empty] | 0
3 |  | 11736 | 949 | 3 | IC | 1000 |  |  | 99 | 1953 |  |  |  | FO2 |  |  | 0 | 0 | 0 | 0 | RE | 99 | 1981 | 0 | 0 | 0 | 0 | [6 empty] | 0 | 0 | 0 | 0 | 1953 | 0 | 0 | E | [6 empty] | 0
3 |  | 11736 | 949 | 4 | IC | 3000 |  |  | 99 | 1962 |  |  |  | FO2 | NG |  | 0 | 0 | 0 | 0 | RE | 99 | 1981 | 0 | 0 | 0 | 0 | [6 empty] | 0 | 0 | 0 | 0 | 1962 | 0 | 0 | E | [6 empty] | 0
3 |  | 11740 | 4126 | 1 | ST | 4000 |  |  | 99 | 1945 |  |  |  | NG | FO2 |  | 0 | 0 | 0 | 0 | RE | 2 | 1981 | 0 | 0 | 0 | 0 | [6 empty] | 0 | 0 | 0 | 0 | 1945 | 0 | 0 | E | [6 empty] | 0
3 |  | 11740 | 4126 | 3 | ST | 6000 | P | OS | 88 | 1950 |  |  |  | NG | FO2 |  | 23756 | 6000 | 6000 | 0 |  | 0 | 0 | 0 | 0 | 0 | 0 | [6 empty] | 0 | 0 | 0 | 0 | 1950 | 0 | 0 | E | [6 empty] | 0
3 |  | 11740 | 4126 | 4 | ST | 12500 | C | OS | 88 | 1962 |  |  |  | BIT |  |  | 16348 | 9000 | 9000 | 0 |  | 0 | 0 | 0 | 0 | 0 | 0 | [6 empty] | 0 | 0 | 0 | 0 | 1962 | 0 | 0 | E | [6 empty] | 0
3 |  | 11740 | 4126 | 5 | ST | 16500 | B | OS | 88 | 1968 |  |  |  | BIT |  |  | 14762 | 13000 | 13000 | 0 |  | 0 | 0 | 0 | 0 | 0 | 0 | [6 empty] | 0 | 0 | 0 | 0 | 1968 | 0 | 0 | E | [6 empty] | 0
3 |  | 11740 | 4126 | ST1 | ST | 4000 | P |  | 99 | 1936 |  |  |  | NG | FO2 |  | 0 | 4000 | 4000 | 0 | RE | 4 | 1987 | 0 | 0 | 0 | 0 | [6 empty] | 0 | 0 | 0 | 0 | 1936 | 0 | 0 | E | [6 empty] | 0
3 |  | 11740 | 7222 | 1 | GT | 0 |  |  | 0 | 0 | [6 empty] | 0 | 0 | 0 | 15000 | CN | 12 | 1990 | 6 | 1992 | 0 | 0 |  |  |  | NG |  |  | 15000 | 15000 | 0 | 0 | 0 | 12769 | 15320 | [7 empty] | 0
3 |  | 11770 | 3826 | 1 | HC | 1300 | P | OP | 88 | 1924 |  |  |  | WAT |  |  | 0 | 1300 | 1300 | 0 |  | 0 | 0 | 0 | 0 | 0 | 0 | [6 empty] | 0 | 0 | 0 | 0 | 1924 | 0 | 0 | E | [6 empty] | 0
3 |  | 11790 | 950 | 1 | ST | 2000 |  |  | 99 | 1965 |  |  |  | BIT |  |  | 0 | 0 | 0 | 0 | RE | 1 | 1976 | 0 | 0 | 0 | 0 | [6 empty] | 0 | 0 | 0 | 0 | 1965 | 0 | 0 | E | [6 empty] | 0
3 |  | 11790 | 950 | 2 | ST | 1500 |  |  | 99 | 1967 |  |  |  | BIT |  |  | 0 | 0 | 0 | 0 | RE | 1 | 1976 | 0 | 0 | 0 | 0 | [6 empty] | 0 | 0 | 0 | 0 | 1967 | 0 | 0 | E | [6 empty] | 0
3 |  | 11790 | 950 | IC1 | IC | 600 |  | OP | 8 | 1946 | FO2 |  |  | FO2 |  |  | 9091 | 500 | 556 | 0 |  | 0 | 0 | 0 | 0 | 0 | 0 | [6 empty] | 0 | 0 | 0 | 7 | 1946 | 0 | 0 | E | [6 empty] | 0
3 |  | 11790 | 950 | IC2 | IC | 600 |  | OP | 6 | 1946 | FO2 |  |  | FO2 |  |  | 9091 | 500 | 556 | 0 |  | 0 | 0 | 0 | 0 | 0 | 0 | [6 empty] | 0 | 0 | 0 | 5 | 1946 | 0 | 0 | E | [6 empty] | 0
3 |  | 11790 | 950 | IC3 | IC | 1100 |  | OP | 6 | 1954 | FO2 |  |  | FO2 |  |  | 8333 | 1000 | 1136 | 0 |  | 0 | 0 | 0 | 0 | 0 | 0 | [6 empty] | 0 | 0 | 0 | 5 | 1954 | 0 | 0 | E | [6 empty] | 0
3 |  | 11790 | 950 | IC4 | IC | 2100 |  | OP | 8 | 1968 | FO2 |  |  | FO2 | NG |  | 7692 | 2077 | 2100 | 0 |  | 0 | 0 | 0 | 0 | 0 | 0 | [6 empty] | 0 | 0 | 0 | 7 | 1968 | 0 | 0 | E | [6 empty] | 0
3 |  | 11790 | 950 | IC5 | IC | 2300 |  | OP | 5 | 1973 | FO2 |  |  | FO2 | NG |  | 7692 | 2400 | 2400 | 0 |  | 0 | 0 | 0 | 0 | 0 | 0 | [6 empty] | 0 | 0 | 0 | 4 | 1973 | 0 | 0 | E | [6 empty] | 0
3 |  | 11806 | 5085 | 1 | NA | 0 |  |  | 0 | 0 | [6 empty] | 0 | 0 | 0 | 0 | CN | 99 | 0 | 11 | 1984 | 11 | 1984 | [6 empty] | 0 | 0 | 0 | 0 | 0 | 0 | 0 | [7 empty] | 0
3 |  | 11806 | 6081 | 1 | GT | 85000 | P | OP | 11 | 1982 |  |  |  | FO2 |  |  | 11425 | 65000 | 85000 | 0 |  | 0 | 0 | 0 | 0 | 0 | 0 | [6 empty] | 0 | 0 | 0 | 6 | 1982 | 0 | 0 | [7 empty] | 0
3 |  | 11806 | 6081 | 2 | GT | 85000 | P | OP | 11 | 1982 | FO2 |  |  | FO2 |  |  | 11425 | 65000 | 85000 | 0 |  | 0 | 0 | 0 | 0 | 0 | 0 | [6 empty] | 0 | 0 | 0 | 6 | 1982 | 0 | 0 | [7 empty] | 0
3 |  | 11806 | 6081 | CT1 | CT | 85000 | C | OP | 11 | 1981 | NG | FO2 |  | FO2 | NG |  | 11425 | 65000 | 85000 | 0 |  | 0 | 0 | 0 | 0 | 0 | 0 | [6 empty] | 0 | 0 | 0 | 8 | 1981 | 0 | 0 | [7 empty] | 0
3 |  | 11806 | 6081 | CT2 | CT | 85000 | C | OP | 11 | 1981 | NG | FO2 |  | FO2 | NG |  | 11425 | 65000 | 85000 | 0 |  | 0 | 0 | 0 | 0 | 0 | 0 | [6 empty] | 0 | 0 | 0 | 8 | 1981 | 0 | 0 | [7 empty] | 0
3 |  | 11806 | 6081 | CT3 | CT | 85000 | C | OP | 11 | 1981 | NG | FO2 |  | FO2 | NG |  | 11425 | 65000 | 85000 | 0 |  | 0 | 0 | 0 | 0 | 0 | 0 | [6 empty] | 0 | 0 | 0 | 8 | 1981 | 0 | 0 | [7 empty] | 0
3 |  | 11806 | 6081 | CW1 | CW | 105000 | C | OP | 11 | 1981 |  |  |  | WH |  |  | 8232 | 100000 | 100000 | 0 |  | 0 | 0 | 0 | 0 | 0 | 0 | [6 empty] | 0 | 0 | 0 | 8 | 1981 | 0 | 0 | [7 empty] | 0
3 |  | 11806 | 6353 | 1 | ST | 0 |  |  | 0 | 0 | [6 empty] | 0 | 0 | 0 | 75000 | CN | 99 | 9999 | 0 | 0 | 11 | 1982 |  |  |  | REF |  |  | 0 | 0 | 0 | 0 | 0 | 72000 | 73000 | [7 empty] | 0
3 |  | 11806 | 6355 | 1 | ST | 0 |  |  | 0 | 0 | [6 empty] | 0 | 0 | 0 | 75000 | CN | 99 | 9999 | 0 | 0 | 11 | 1983 |  |  |  | REF |  |  | 0 | 0 | 0 | 0 | 0 | 72000 | 73000 | [7 empty] | 0
3 |  | 11824 | 434 | 1 | WT | 10 |  | OP | 10 | 1982 | WND |  |  | WND |  |  | 0 | 10 | 10 | 0 |  | 0 | 0 | 0 | 0 | 0 | 0 | [6 empty] | 0 | 0 | 0 | 0 | 1982 | 0 | 0 | E | [6 empty] | 0
3 |  | 11824 | 434 | 2 | WT | 10 |  | OP | 10 | 1982 | WND |  |  | WND |  |  | 0 | 10 | 10 | 0 |  | 0 | 0 | 0 | 0 | 0 | 0 | [6 empty] | 0 | 0 | 0 | 0 | 1982 | 0 | 0 | E | [6 empty] | 0
3 |  | 11824 | 434 | 3 | WT | 10 |  | OP | 10 | 1982 | WND |  |  | WND |  |  | 0 | 10 | 10 | 0 |  | 0 | 0 | 0 | 0 | 0 | 0 | [6 empty] | 0 | 0 | 0 | 0 | 1982 | 0 | 0 | E | [6 empty] | 0
3 |  | 11824 | 6299 | 1 | IC | 300 |  | OP | 10 | 1965 | FO2 |  |  | FO2 |  |  | 10422 | 300 | 300 | 0 |  | 0 | 0 | 0 | 0 | 0 | 0 | [6 empty] | 0 | 0 | 0 | 9 | 1965 | 0 | 0 | E | [6 empty] | 0
3 |  | 11824 | 6299 | 2 | IC | 500 |  | OP | 5 | 1982 | FO2 |  |  | FO2 |  |  | 11553 | 500 | 500 | 0 |  | 0 | 0 | 0 | 0 | 0 | 0 | [6 empty] | 0 | 0 | 0 | 4 | 1982 | 0 | 0 | E | [6 empty] | 0
3 |  | 11824 | 6299 | 3 | IC | 530 |  | OP | 3 | 1983 | FO2 |  |  | FO2 |  |  | 9728 | 530 | 530 | 0 |  | 0 | 0 | 0 | 0 | 0 | 0 | [6 empty] | 0 | 0 | 0 | 2 | 1983 | 0 | 0 | E | [6 empty] | 0
3 |  | 11824 | 6299 | 4 | IC | 530 |  | OP | 3 | 1983 | FO2 |  |  | FO2 |  |  | 9932 | 530 | 530 | 0 |  | 0 | 0 | 0 | 0 | 0 | 0 | [6 empty] | 0 | 0 | 0 | 2 | 1983 | 0 | 0 | E | [6 empty] | 0
3 |  | 11824 | 6299 | R3 | IC | 300 |  |  | 99 | 1967 |  |  |  | FO2 |  |  | 0 | 0 | 0 | 0 | RE | 9 | 1983 | 0 | 0 | 0 | 0 | [6 empty] | 0 | 0 | 0 | 0 | 1967 | 0 | 0 | E | [6 empty] | 0
3 |  | 11824 | 6300 | 1 | IC | 1000 |  |  | 0 | 1900 |  |  |  | UNK |  |  | 0 | 0 | 0 | 0 | RE | 2 | 1973 | 0 | 0 | 0 | 0 | [6 empty] | 0 | 0 | 0 | 0 | 1900 | 0 | 0 | E | [6 empty] | 0
3 |  | 11824 | 6300 | 2 | IC | 1000 |  |  | 0 | 1900 |  |  |  | UNK |  |  | 0 | 0 | 0 | 0 | RE | 2 | 1973 | 0 | 0 | 0 | 0 | [6 empty] | 0 | 0 | 0 | 0 | 1900 | 0 | 0 | E | [6 empty] | 0
3 |  | 11824 | 6300 | 3 | IC | 1000 |  |  | 0 | 1900 |  |  |  | UNK |  |  | 0 | 0 | 0 | 0 | RE | 2 | 1973 | 0 | 0 | 0 | 0 | [6 empty] | 0 | 0 | 0 | 0 | 1900 | 0 | 0 | E | [6 empty] | 0
3 |  | 11824 | 6300 | 4 | IC | 1000 |  |  | 0 | 1900 |  |  |  | UNK |  |  | 0 | 0 | 0 | 0 | RE | 2 | 1973 | 0 | 0 | 0 | 0 | [6 empty] | 0 | 0 | 0 | 0 | 1900 | 0 | 0 | E | [6 empty] | 0
3 |  | 11824 | 6300 | 5 | IC | 1000 |  |  | 0 | 1900 |  |  |  | UNK |  |  | 0 | 0 | 0 | 0 | RE | 2 | 1973 | 0 | 0 | 0 | 0 | [6 empty] | 0 | 0 | 0 | 0 | 1900 | 0 | 0 | E | [6 empty] | 0
3 |  | 11843 | 779 | 1 | IC | 400 |  |  | 88 | 1937 |  |  |  | FO2 |  |  | 0 | 0 | 0 | 0 | RE | 88 | 1940 | 0 | 0 | 0 | 0 | [6 empty] | 0 | 0 | 0 | 0 | 1937 | 0 | 0 | E | [6 empty] | 0
3 |  | 11843 | 779 | 2 | IC | 9000 |  |  | 2 | 1961 | FO2 |  |  | FO2 |  |  | 0 | 9000 | 9000 | 0 | RE | 7 | 1985 | 0 | 0 | 0 | 0 | [6 empty] | 0 | 0 | 0 | 1 | 1961 | 0 | 0 | E | [6 empty] | 0
3 |  | 11843 | 779 | 5 | IC | 600 | C |  | 5 | 1948 | FO2 |  |  | FO2 |  |  | 0 | 600 | 600 | 0 | RE | 7 | 1985 | 0 | 0 | 0 | 0 | [6 empty] | 0 | 0 | 0 | 4 | 1948 | 0 | 0 | E | [6 empty] | 0
3 |  | 11843 | 779 | 6 | IC | 700 | C |  | 1 | 1950 | FO2 |  |  | FO2 |  |  | 0 | 700 | 700 | 0 | RE | 7 | 1985 | 0 | 0 | 0 | 0 | [6 empty] | 0 | 0 | 0 | 12 | 1949 | 0 | 0 | E | [6 empty] | 0
3 |  | 11843 | 779 | 7 | IC | 800 | C |  | 4 | 1959 |  |  |  | FO2 |  |  | 0 | 800 | 800 | 0 | RE | 7 | 1985 | 0 | 0 | 0 | 0 | [6 empty] | 0 | 0 | 0 | 3 | 1959 | 0 | 0 | E | [6 empty] | 0
3 |  | 11843 | 779 | 8 | IC | 1200 | C |  | 8 | 1961 | FO2 |  |  | FO2 |  |  | 0 | 1000 | 1000 | 0 | RE | 7 | 1985 | 0 | 0 | 0 | 0 | [6 empty] | 0 | 0 | 0 | 7 | 1961 | 0 | 0 | E | [6 empty] | 0
3 |  | 11843 | 779 | 9 | IC | 1200 | C |  | 6 | 1966 |  |  |  | FO2 |  |  | 0 | 800 | 800 | 0 | RE | 7 | 1985 | 0 | 0 | 0 | 0 | [6 empty] | 0 | 0 | 0 | 5 | 1966 | 0 | 0 | E | [6 empty] | 0
3 |  | 11843 | 779 | 10 | IC | 1100 | C |  | 10 | 1967 | FO2 |  |  | FO2 |  |  | 0 | 900 | 900 | 0 | RE | 7 | 1985 | 0 | 0 | 0 | 0 | [6 empty] | 0 | 0 | 0 | 9 | 1967 | 0 | 0 | E | [6 empty] | 0
3 |  | 11843 | 779 | 11 | IC | 1100 | C |  | 11 | 1972 |  |  |  | FO2 |  |  | 0 | 900 | 900 | 0 | RE | 7 | 1985 | 0 | 0 | 0 | 0 | [6 empty] | 0 | 0 | 0 | 10 | 1972 | 0 | 0 | E | [6 empty] | 0
3 |  | 11843 | 779 | 12 | IC | 1200 | C |  | 9 | 1977 | FO2 |  |  | FO2 |  |  | 0 | 900 | 900 | 0 | RE | 7 | 1985 | 0 | 0 | 0 | 0 | [6 empty] | 0 | 0 | 0 | 8 | 1977 | 0 | 0 | E | [6 empty] | 0
3 |  | 11843 | 779 | 14 | IC | 2200 | C |  | 6 | 1979 | FO2 |  |  | FO2 |  |  | 0 | 1400 | 1400 | 0 | RE | 7 | 1985 | 0 | 0 | 0 | 0 | [6 empty] | 0 | 0 | 0 | 5 | 1979 | 0 | 0 | E | [6 empty] | 0
3 |  | 11843 | 792 | 15 | GT | 2500 | P | OP | 4 | 1982 | FO2 |  |  | FO2 |  |  | 19989 | 2000 | 2000 | 0 |  | 0 | 0 | 0 | 0 | 0 | 0 | [6 empty] | 0 | 0 | 0 | 3 | 1982 | 0 | 0 | E | [6 empty] | 0
3 |  | 11843 | 792 | 17 | ST | 1000 | C |  | 4 | 1982 | FO2 |  |  | FO2 | FO5 |  | 0 | 1000 | 1000 | 0 | SD | 12 | 1988 | 0 | 0 | 0 | 0 | [6 empty] | 0 | 0 | 0 | 12 | 1981 | 0 | 0 | E | [6 empty] | 0
3 |  | 11843 | 792 | 18 | CW | 1000 | P |  | 4 | 1982 | WH |  |  | WH |  |  | 0 | 1000 | 1000 | 0 | SD | 12 | 1988 | 0 | 0 | 0 | 0 | [6 empty] | 0 | 0 | 0 | 12 | 1981 | 0 | 0 | E | [6 empty] | 0
3 |  | 11843 | 792 | CAT1 | IC | 1250 | B | OP | 5 | 1985 | FO2 |  |  | FO2 |  |  | 11130 | 1200 | 1200 | 0 |  | 0 | 0 | 0 | 0 | 0 | 0 | [6 empty] | 0 | 0 | 0 | 4 | 1985 | 0 | 0 | [7 empty] | 0
3 |  | 11843 | 792 | CAT2 | IC | 1250 | B | OP | 5 | 1985 | FO2 |  |  | FO2 |  |  | 11610 | 1200 | 1200 | 0 |  | 0 | 0 | 0 | 0 | 0 | 0 | [6 empty] | 0 | 0 | 0 | 4 | 1985 | 0 | 0 | [7 empty] | 0
3 |  | 11843 | 792 | CUM3 | IC | 900 | B | OP | 4 | 1985 | FO2 |  |  | FO2 |  |  | 10478 | 900 | 900 | 0 |  | 0 | 0 | 0 | 0 | 0 | 0 | [6 empty] | 0 | 0 | 0 | 4 | 1985 | 0 | 0 | [7 empty] | 0
3 |  | 11843 | 792 | CUM4 | IC | 900 | B | OP | 4 | 1985 | FO2 |  |  | FO2 |  |  | 10478 | 900 | 900 | 0 |  | 0 | 0 | 0 | 0 | 0 | 0 | [6 empty] | 0 | 0 | 0 | 4 | 1985 | 0 | 0 | [7 empty] | 0
3 |  | 11843 | 792 | CUM5 | IC | 900 | B | OP | 4 | 1985 | FO2 |  |  | FO2 |  |  | 10478 | 900 | 900 | 0 |  | 0 | 0 | 0 | 0 | 0 | 0 | [6 empty] | 0 | 0 | 0 | 4 | 1985 | 0 | 0 | [7 empty] | 0
3 |  | 11843 | 792 | CUM6 | IC | 900 | B | OP | 12 | 1991 | FO2 |  |  | FO2 |  |  | 10478 | 900 | 900 | 0 |  | 0 | 0 | 0 | 0 | 0 | 0 | [6 empty] | 0 | 0 | 0 | 12 | 1991 | 0 | 0 | [7 empty] | 0
3 |  | 11843 | 6056 | 1 | ST | 5000 | B | OP | 5 | 1948 | FO6 |  |  | FO6 |  |  | 12765 | 5000 | 5000 | 0 |  | 0 | 0 | 0 | 0 | 0 | 0 | [6 empty] | 0 | 0 | 0 | 4 | 1948 | 0 | 0 | E | [6 empty] | 0
3 |  | 11843 | 6056 | 2 | ST | 5000 | B | OP | 12 | 1949 | FO6 |  |  | FO6 |  |  | 12722 | 5000 | 5000 | 0 |  | 0 | 0 | 0 | 0 | 0 | 0 | [6 empty] | 0 | 0 | 0 | 11 | 1949 | 0 | 0 | E | [6 empty] | 0
3 |  | 11843 | 6056 | 3 | ST | 11500 | B | OP | 4 | 1954 | FO6 |  |  | FO6 |  |  | 13218 | 12500 | 12500 | 0 |  | 0 | 0 | 0 | 0 | 0 | 0 | [6 empty] | 0 | 0 | 0 | 3 | 1954 | 0 | 0 | E | [6 empty] | 0
3 |  | 11843 | 6056 | 4 | ST | 12500 | B | OP | 10 | 1966 | FO6 |  |  | FO6 |  |  | 13471 | 12500 | 12500 | 0 |  | 0 | 0 | 0 | 0 | 0 | 0 | [6 empty] | 0 | 0 | 0 | 8 | 1966 | 0 | 0 | E | [6 empty] | 0
3 |  | 11843 | 6504 | 1 | IC | 2500 | P | OP | 12 | 1971 | FO2 |  |  | FO2 |  |  | 10636 | 2500 | 2500 | 0 |  | 0 | 0 | 0 | 0 | 0 | 0 | [6 empty] | 0 | 0 | 0 | 11 | 1971 | 0 | 0 | E | [6 empty] | 0
3 |  | 11843 | 6504 | 2 | IC | 2500 | P | OP | 7 | 1972 | FO2 |  |  | FO2 |  |  | 10636 | 2500 | 2500 | 0 |  | 0 | 0 | 0 | 0 | 0 | 0 | [6 empty] | 0 | 0 | 0 | 6 | 1972 | 0 | 0 | E | [6 empty] | 0
3 |  | 11843 | 6504 | 3 | IC | 2500 | P | OP | 9 | 1972 | FO2 |  |  | FO2 |  |  | 10636 | 2500 | 2500 | 0 |  | 0 | 0 | 0 | 0 | 0 | 0 | [6 empty] | 0 | 0 | 0 | 8 | 1972 | 0 | 0 | E | [6 empty] | 0
3 |  | 11843 | 6504 | 4 | IC | 5600 | C | OP | 11 | 1973 | FO2 |  |  | FO2 |  |  | 9463 | 5600 | 5600 | 0 |  | 0 | 0 | 0 | 0 | 0 | 0 | [6 empty] | 0 | 0 | 0 | 10 | 1973 | 0 | 0 | E | [6 empty] | 0
3 |  | 11843 | 6504 | 5 | IC | 5600 | C | OP | 12 | 1973 | FO2 |  |  | FO2 |  |  | 9729 | 5600 | 5600 | 0 |  | 0 | 0 | 0 | 0 | 0 | 0 | [6 empty] | 0 | 0 | 0 | 11 | 1973 | 0 | 0 | E | [6 empty] | 0
3 |  | 11843 | 6504 | 6 | IC | 5600 | C | OP | 3 | 1975 | FO2 |  |  | FO2 |  |  | 9675 | 5600 | 5600 | 0 |  | 0 | 0 | 0 | 0 | 0 | 0 | [6 empty] | 0 | 0 | 0 | 2 | 1975 | 0 | 0 | E | [6 empty] | 0
3 |  | 11843 | 6504 | 7 | IC | 5600 | C | OP | 8 | 1975 | FO2 |  |  | FO2 |  |  | 9557 | 5600 | 5600 | 0 |  | 0 | 0 | 0 | 0 | 0 | 0 | [6 empty] | 0 | 0 | 0 | 7 | 1975 | 0 | 0 | E | [6 empty] | 0
3 |  | 11843 | 6504 | 8 | IC | 5600 | C | OP | 11 | 1977 | FO2 |  |  | FO2 |  |  | 10519 | 5600 | 5600 | 0 |  | 0 | 0 | 0 | 0 | 0 | 0 | [6 empty] | 0 | 0 | 0 | 10 | 1977 | 0 | 0 | E | [6 empty] | 0
3 |  | 11843 | 6504 | 9 | IC | 5600 | C | OP | 7 | 1978 | FO2 |  |  | FO2 |  |  | 10547 | 5600 | 5600 | 0 |  | 0 | 0 | 0 | 0 | 0 | 0 | [6 empty] | 0 | 0 | 0 | 6 | 1978 | 0 | 0 | E | [6 empty] | 0
3 |  | 11843 | 6504 | X1 | IC | 2500 | P | OP | 3 | 1987 | FO2 |  |  | FO2 |  |  | 10636 | 2500 | 2500 | 0 |  | 0 | 0 | 2 | 1987 | 3 | 1987 | [6 empty] | 0 | 0 | 0 | 3 | 1987 | 0 | 0 | [7 empty] | 0
3 |  | 11843 | 6504 | X2 | IC | 2500 | P | OP | 3 | 1987 | FO2 |  |  | FO2 |  |  | 10636 | 2500 | 2500 | 0 |  | 0 | 0 | 2 | 1987 | 3 | 1987 | [6 empty] | 0 | 0 | 0 | 3 | 1987 | 0 | 0 | [7 empty] | 0
3 |  | 11843 | 6504 | 10 | IC | 12500 | B | OP | 12 | 1979 | FO2 |  |  | FO2 |  |  | 9181 | 12500 | 12500 | 0 |  | 0 | 0 | 0 | 0 | 0 | 0 | [6 empty] | 0 | 0 | 0 | 11 | 1979 | 0 | 0 | E | [6 empty] | 0
3 |  | 11843 | 6504 | 11 | IC | 12500 | B | OP | 7 | 1980 | FO2 |  |  | FO2 |  |  | 9471 | 12500 | 12500 | 0 |  | 0 | 0 | 0 | 0 | 0 | 0 | [6 empty] | 0 | 0 | 0 | 6 | 1980 | 0 | 0 | E | [6 empty] | 0
3 |  | 11843 | 6504 | 12 | IC | 12500 | B | OP | 4 | 1988 | FO2 |  |  | FO2 |  |  | 9471 | 12500 | 12500 | 0 |  | 0 | 0 | 2 | 1988 | 0 | 0 | [6 empty] | 0 | 0 | 0 | 4 | 1988 | 0 | 0 | [7 empty] | 0
3 |  | 11843 | 6504 | 13 | IC | 12500 | B | OP | 5 | 1989 | FO2 |  |  | FO2 |  |  | 9471 | 12500 | 12500 | 0 |  | 0 | 0 | 0 | 0 | 0 | 0 | [6 empty] | 0 | 0 | 0 | 4 | 1989 | 0 | 0 | [7 empty] | 0
3 |  | 11843 | 6504 | 14 | CT | 0 |  |  | 0 | 0 | [6 empty] | 0 | 0 | 0 | 20000 | PL | 0 | 0 | 4 | 1991 | 5 | 1992 | AP |  |  | FO2 |  |  | 20000 | 20000 | 0 | 0 | 0 | 17625 | 20264 | [6 empty] | OP | 20000
3 |  | 11843 | 6504 | 15 | CW | 0 |  |  | 0 | 0 | [6 empty] | 0 | 0 | 0 | 16000 | PL | 0 | 0 | 8 | 1993 | 8 | 1993 |  |  |  | WH |  |  | 16000 | 16000 | 0 | 0 | 0 | 14229 | 16562 | [7 empty] | 0
3 |  | 11843 | 6504 | 16 | CT | 0 |  |  | 0 | 0 | [6 empty] | 0 | 0 | 0 | 20000 | PL | 0 | 0 | 4 | 1993 | 4 | 1993 |  |  |  | FO2 |  |  | 20000 | 20000 | 0 | 0 | 0 | 17625 | 20264 | [7 empty] | 0
3 |  | 11843 | 6504 | D13 | IC | 0 |  |  | 0 | 0 | [6 empty] | 0 | 0 | 0 | 13000 | CN | 99 | 9999 | 6 | 1984 | 1 | 1992 |  |  |  | FO2 |  |  | 0 | 0 | 0 | 0 | 0 | 12000 | 14000 | [7 empty] | 0
3 |  | 11843 | 6504 | D14 | IC | 0 |  |  | 0 | 0 | [6 empty] | 0 | 0 | 0 | 14000 | CN | 99 | 9999 | 7 | 1985 | 12 | 1985 |  |  |  | FO2 |  |  | 0 | 0 | 0 | 0 | 0 | 13000 | 15000 | [7 empty] | 0
3 |  | 11843 | 6504 | D15 | IC | 0 |  |  | 0 | 0 | [6 empty] | 0 | 0 | 0 | 14000 | CN | 99 | 9999 | 1 | 1986 | 11 | 1987 |  |  |  | FO2 |  |  | 0 | 0 | 0 | 0 | 0 | 13000 | 15000 | [7 empty] | 0
3 |  | 11843 | 6504 | D16 | IC | 0 |  |  | 0 | 0 | [6 empty] | 0 | 0 | 0 | 21000 | CN | 99 | 9999 | 12 | 1986 | 12 | 1988 |  |  |  | FO2 |  |  | 0 | 0 | 0 | 0 | 0 | 20000 | 23000 | [7 empty] | 0
3 |  | 11843 | 6504 | D17 | IC | 0 |  |  | 0 | 0 | [6 empty] | 0 | 0 | 0 | 21000 | CN | 99 | 9999 | 12 | 1989 | 12 | 1990 |  |  |  | FO2 |  |  | 0 | 0 | 0 | 0 | 0 | 20000 | 23000 | [7 empty] | 0
3 |  | 11843 | 6504 | D18 | IC | 0 |  |  | 0 | 0 | [6 empty] | 0 | 0 | 0 | 19000 | CN | 99 | 9999 | 12 | 1988 | 12 | 1988 |  |  |  | FO2 |  |  | 0 | 0 | 0 | 0 | 0 | 18000 | 21000 | [7 empty] | 0
3 |  | 11843 | 6504 | D19 | IC | 0 |  |  | 0 | 0 | [6 empty] | 0 | 0 | 0 | 19000 | CN | 99 | 9999 | 12 | 1992 | 12 | 1989 |  |  |  | FO2 |  |  | 0 | 0 | 0 | 0 | 0 | 18000 | 21000 | [7 empty] | 0
3 |  | 11843 | 6504 | GT1 | GT | 0 |  |  | 0 | 0 | [6 empty] | 0 | 0 | 0 | 17000 | CN | 99 | 9999 | 10 | 1980 | 10 | 1980 |  |  |  | FO2 |  |  | 0 | 0 | 0 | 0 | 0 | 14000 | 17000 | [7 empty] | 0
3 |  | 11843 | 7263 | L1 | IC | 1180 | B | OP | 8 | 1988 | FO2 |  |  | FO2 |  |  | 11698 | 680 | 680 | 0 |  | 0 | 0 | 0 | 0 | 0 | 0 | [6 empty] | 0 | 0 | 0 | 8 | 1988 | 0 | 0 | [7 empty] | 0
3 |  | 11843 | 7263 | L2 | IC | 1180 | B | OP | 8 | 1988 | FO2 |  |  | FO2 |  |  | 11090 | 680 | 680 | 0 |  | 0 | 0 | 0 | 0 | 0 | 0 | [6 empty] | 0 | 0 | 0 | 8 | 1988 | 0 | 0 | [7 empty] | 0
3 |  | 11843 | 7263 | L4 | IC | 400 | B | OP | 8 | 1988 | FO2 |  |  | FO2 |  |  | 12475 | 350 | 350 | 0 |  | 0 | 0 | 0 | 0 | 0 | 0 | [6 empty] | 0 | 0 | 0 | 8 | 1988 | 0 | 0 | [7 empty] | 0
3 |  | 11843 | 7263 | L7 | IC | 1000 | B |  | 8 | 1988 | FO2 |  |  | FO2 |  |  | 10160 | 900 | 900 | 0 | RE | 9 | 1991 | 0 | 0 | 0 | 0 | [6 empty] | 0 | 0 | 0 | 8 | 1988 | 0 | 0 | [7 empty] | 0
3 |  | 11843 | 7263 | L8 | IC | 1000 | B | OP | 8 | 1988 | FO2 |  |  | FO2 |  |  | 10160 | 900 | 900 | 0 |  | 0 | 0 | 0 | 0 | 0 | 0 | [6 empty] | 0 | 0 | 0 | 8 | 1988 | 0 | 0 | [7 empty] | 0
3 |  | 11843 | 7263 | L9 | IC | 1000 | B | OP | 11 | 1991 | FO2 |  |  | FO2 |  |  | 11732 | 915 | 1035 | 0 |  | 0 | 0 | 0 | 0 | 0 | 0 | [6 empty] | 0 | 0 | 0 | 11 | 1991 | 0 | 0 |  | E | E |  |  |  |  | 0
3 |  | 11843 | 7264 | LL1 | IC | 1000 | C | OP | 4 | 1990 | FO2 |  |  | FO2 |  |  | 14060 | 1000 | 1000 | 0 |  | 0 | 0 | 0 | 0 | 0 | 0 | [6 empty] | 0 | 0 | 0 | 4 | 1990 | 0 | 0 | [7 empty] | 0
3 |  | 11843 | 7264 | LL2 | IC | 1000 | C | OP | 4 | 1990 | FO2 |  |  | FO2 |  |  | 12300 | 1000 | 1000 | 0 |  | 0 | 0 | 0 | 0 | 0 | 0 | [6 empty] | 0 | 0 | 0 | 4 | 1990 | 0 | 0 | [7 empty] | 0
3 |  | 11843 | 7264 | LL3 | IC | 1000 | C | OP | 4 | 1990 | FO2 |  |  | FO2 |  |  | 12500 | 1000 | 1000 | 0 |  | 0 | 0 | 0 | 0 | 0 | 0 | [6 empty] | 0 | 0 | 0 | 4 | 1990 | 0 | 0 | [7 empty] | 0
3 |  | 11843 | 7264 | LL4 | IC | 1000 | C | OP | 4 | 1990 | FO2 |  |  | FO2 |  |  | 10600 | 1000 | 1000 | 0 |  | 0 | 0 | 0 | 0 | 0 | 0 | [6 empty] | 0 | 0 | 0 | 4 | 1990 | 0 | 0 | [7 empty] | 0
3 |  | 11843 | 7264 | LL5 | IC | 1000 | C | OP | 4 | 1990 | FO2 |  |  | FO2 |  |  | 12800 | 1000 | 1000 | 0 |  | 0 | 0 | 0 | 0 | 0 | 0 | [6 empty] | 0 | 0 | 0 | 4 | 1990 | 0 | 0 | [7 empty] | 0
3 |  | 11843 | 7264 | LL6 | IC | 1000 | C | OP | 4 | 1990 | FO2 |  |  | FO2 |  |  | 11700 | 1000 | 1000 | 0 |  | 0 | 0 | 0 | 0 | 0 | 0 | [6 empty] | 0 | 0 | 0 | 2 | 1990 | 0 | 0 | [7 empty] | 0
3 |  | 11844 | 7170 | 1 | IC | 55 |  | OP | 12 | 1983 |  |  |  | FO1 |  |  | 0 | 55 | 55 | 0 |  | 0 | 0 | 0 | 0 | 0 | 0 | [6 empty] | 0 | 0 | 0 | 12 | 1983 | 0 | 0 | [7 empty] | 0
3 |  | 11844 | 7170 | 2 | IC | 55 |  | OP | 12 | 1983 |  |  |  | FO1 |  |  | 0 | 55 | 55 | 0 |  | 0 | 0 | 0 | 0 | 0 | 0 | [6 empty] | 0 | 0 | 0 | 12 | 1983 | 0 | 0 | [7 empty] | 0
3 |  | 11844 | 7170 | 3 | IC | 55 |  | OP | 12 | 1983 |  |  |  | FO1 |  |  | 0 | 55 | 55 | 0 |  | 0 | 0 | 0 | 0 | 0 | 0 | [6 empty] | 0 | 0 | 0 | 12 | 1983 | 0 | 0 | [7 empty] | 0
3 |  | 11844 | 7170 | 4 | IC | 150 |  | SB | 12 | 1977 | FO1 |  |  | FO1 |  |  | 0 | 150 | 150 | 0 |  | 0 | 0 | 0 | 0 | 0 | 0 | [6 empty] | 0 | 0 | 0 | 12 | 1977 | 0 | 0 | [7 empty] | 0
3 |  | 12114 | 1163 | 1 | IC | 1200 | P | OP | 10 | 1977 | FO2 |  |  | FO2 |  |  | 0 | 1208 | 1208 | 0 |  | 0 | 0 | 0 | 0 | 0 | 0 | [6 empty] | 0 | 0 | 0 | 9 | 1977 | 0 | 0 | E | [6 empty] | 0
3 |  | 12114 | 1163 | 2 | IC | 300 | P | OP | 88 | 1941 | FO2 |  |  | FO2 |  |  | 0 | 265 | 265 | 0 |  | 0 | 0 | 0 | 0 | 0 | 0 | [6 empty] | 0 | 0 | 0 | 0 | 1941 | 0 | 0 | E | [6 empty] | 0
3 |  | 12114 | 1163 | 3 | IC | 500 | P | OP | 88 | 1955 | FO2 |  |  | FO2 |  |  | 0 | 545 | 545 | 0 |  | 0 | 0 | 0 | 0 | 0 | 0 | [6 empty] | 0 | 0 | 0 | 0 | 1955 | 0 | 0 | E | [6 empty] | 0
3 |  | 12114 | 1163 | 4 | IC | 1000 |  |  | 99 | 1941 |  |  |  | FO2 |  |  | 0 | 0 | 0 | 0 | RE | 11 | 1976 | 0 | 0 | 0 | 0 | [6 empty] | 0 | 0 | 0 | 0 | 1941 | 0 | 0 | E | [6 empty] | 0
3 |  | 12119 | 6555 | 1 | IC | 200 |  |  | 88 | 1979 | FO1 | FO2 | KER | FO1 | FO2 | KER | 11600 | 175 | 200 | 0 | RE | 0 | 1982 | 0 | 0 | 0 | 0 | [6 empty] | 0 | 0 | 0 | 0 | 1979 | 0 | 0 | E | [6 empty] | 0
3 |  | 12119 | 6555 | 2 | IC | 200 | C | SB | 8 | 1979 | FO1 | FO2 | KER | FO1 | FO2 | KER | 11600 | 175 | 200 | 0 |  | 0 | 0 | 0 | 0 | 0 | 0 | [6 empty] | 0 | 0 | 0 | 7 | 1979 | 0 | 0 | E | [6 empty] | 0
3 |  | 12119 | 6555 | 3 | IC | 250 | C | SB | 8 | 1979 | FO1 | FO2 | KER | FO1 | FO2 | KER | 11600 | 200 | 200 | 0 |  | 0 | 0 | 0 | 0 | 0 | 0 | [6 empty] | 0 | 0 | 0 | 7 | 1979 | 0 | 0 | E | [6 empty] | 0
3 |  | 12119 | 6555 | 4 | IC | 200 | C | SB | 8 | 1979 | FO1 | FO2 | KER | FO1 | FO2 | KER | 11600 | 175 | 200 | 0 |  | 0 | 0 | 0 | 0 | 0 | 0 | [6 empty] | 0 | 0 | 0 | 7 | 1979 | 0 | 0 | E | [6 empty] | 0
3 |  | 12119 | 6555 | 5 | IC | 600 | B | OP | 88 | 1979 | FO1 | FO2 | KER | FO1 | FO2 | KER | 11236 | 560 | 600 | 0 |  | 0 | 0 | 0 | 0 | 0 | 0 | [6 empty] | 0 | 0 | 0 | 0 | 1979 | 0 | 0 | E | [6 empty] | 0
3 |  | 12119 | 6555 | 6 | IC | 670 | B | OP | 12 | 1988 | FO1 | FO2 | KER | FO1 | FO2 | KER | 11200 | 670 | 670 | 0 |  | 0 | 0 | 0 | 0 | 0 | 0 | [6 empty] | 0 | 0 | 0 | 12 | 1988 | 0 | 0 | [7 empty] | 0
3 |  | 12167 | 948 | 1 | IC | 600 | P | OP | 12 | 1949 | FO2 |  |  | FO2 |  |  | 12500 | 400 | 400 | 0 |  | 0 | 0 | 12 | 1949 | 0 | 0 | [6 empty] | 0 | 0 | 0 | 11 | 1949 | 0 | 0 | E | [6 empty] | 0
3 |  | 12167 | 948 | 2 | IC | 600 | P | OP | 12 | 1950 | FO2 |  |  | FO2 |  |  | 12500 | 400 | 400 | 0 |  | 0 | 0 | 12 | 1950 | 0 | 0 | [6 empty] | 0 | 0 | 0 | 11 | 1950 | 0 | 0 | [7 empty] | 0
3 |  | 12167 | 948 | 3 | IC | 645 | P | OP | 12 | 1952 | FO2 |  |  | FO2 |  |  | 12500 | 350 | 350 | 0 |  | 0 | 0 | 12 | 1952 | 0 | 0 | [6 empty] | 0 | 0 | 0 | 11 | 1952 | 0 | 0 | [7 empty] | 0
3 |  | 12167 | 948 | 4 | IC | 2300 | P | OP | 12 | 1963 | FO2 |  |  | FO2 | NG |  | 11000 | 2000 | 2000 | 0 |  | 0 | 0 | 12 | 1963 | 0 | 0 | [6 empty] | 0 | 0 | 0 | 12 | 1963 | 0 | 0 | [7 empty] | 0
3 |  | 12167 | 948 | 5 | IC | 2070 | P | OP | 12 | 1979 | FO2 |  |  | FO2 | NG |  | 10000 | 2070 | 2070 | 0 |  | 0 | 0 | 12 | 1979 | 0 | 0 | [6 empty] | 0 | 0 | 0 | 11 | 1979 | 0 | 0 | [7 empty] | 0
3 |  | 12167 | 948 | 6 | IC | 2410 | P | OP | 12 | 1979 | FO2 |  |  | FO2 | NG |  | 10000 | 2410 | 2410 | 0 |  | 0 | 0 | 12 | 1979 | 0 | 0 | [6 empty] | 0 | 0 | 0 | 11 | 1979 | 0 | 0 | E | [6 empty] | 0
3 |  | 12167 | 948 | GT1 | GT | 1000 |  |  | 99 | 1958 |  |  |  | FO2 | NG |  | 0 | 0 | 0 | 0 | RE | 0 | 0 | 0 | 0 | 0 | 0 | [6 empty] | 0 | 0 | 0 | 0 | 1958 | 0 | 0 | E | [6 empty] | 0
3 |  | 12208 | 1304 | 2 | ST | 7500 | P | SB | 5 | 1952 | NG | FO2 |  | NG | FO2 |  | 17200 | 7500 | 7500 | 0 | RT | 12 | 1994 | 0 | 0 | 0 | 0 | [6 empty] | 0 | 0 | 0 | 4 | 1952 | 0 | 0 | E | [6 empty] | 0
3 |  | 12208 | 1304 | 3 | ST | 10000 | P | SB | 5 | 1958 | NG | FO2 |  | NG | FO2 |  | 17200 | 10000 | 10000 | 0 | RT | 12 | 1994 | 0 | 0 | 0 | 0 | [6 empty] | 0 | 0 | 0 | 4 | 1958 | 0 | 0 | E | [6 empty] | 0
3 |  | 12208 | 1304 | 4 | ST | 3000 | P |  | 88 | 1936 | NG | FO2 |  | NG | FO2 |  | 0 | 0 | 0 | 0 | RE | 1 | 1982 | 0 | 0 | 0 | 0 | [6 empty] | 0 | 0 | 0 | 0 | 1936 | 0 | 0 | E | [6 empty] | 0
3 |  | 12208 | 1304 | IC1 | IC | 1000 | P | SB | 5 | 1949 | FO2 |  |  | FO2 |  |  | 0 | 1000 | 1000 | 0 | RT | 12 | 1994 | 0 | 0 | 0 | 0 | [6 empty] | 0 | 0 | 0 | 4 | 1949 | 0 | 0 | E | [6 empty] | 0
3 |  | 12208 | 1304 | ST1 | ST | 5000 | P | SB | 5 | 1948 | NG | FO2 |  | NG | FO2 |  | 17200 | 5000 | 5000 | 0 | RT | 12 | 1994 | 0 | 0 | 0 | 0 | [6 empty] | 0 | 0 | 0 | 4 | 1948 | 0 | 0 | E | [6 empty] | 0
3 |  | 12208 | 1305 | 1 | ST | 26600 | P | SB | 6 | 1963 | NG | FO6 |  | NG | FO6 |  | 13300 | 26600 | 26600 | 0 | RT | 12 | 2005 | 0 | 0 | 0 | 0 | [6 empty] | 0 | 0 | 0 | 4 | 1963 | 0 | 0 | E | [6 empty] | 0
3 |  | 12208 | 1305 | GT1 | GT | 56400 | P | SB | 6 | 1973 | NG | FO2 |  | NG | FO2 |  | 13000 | 52900 | 60000 | 0 | RT | 12 | 2002 | 0 | 0 | 0 | 0 | [6 empty] | 0 | 0 | 0 | 5 | 1973 | 0 | 0 | E | [6 empty] | 0
3 |  | 12208 | 1305 | GT2 | GT | 56400 | P | SB | 6 | 1976 | FO2 |  |  | FO2 |  |  | 13000 | 50900 | 60000 | 0 | RT | 12 | 2002 | 0 | 0 | 0 | 0 | [6 empty] | 0 | 0 | 0 | 5 | 1976 | 0 | 0 | E | [6 empty] | 0
3 |  | 12208 | 1305 | GT3 | GT | 57600 | P | SB | 6 | 1979 | NG | FO2 |  | NG | FO2 |  | 13000 | 52000 | 60000 | 0 | RT | 12 | 2002 | 0 | 0 | 0 | 0 | [6 empty] | 0 | 0 | 0 | 5 | 1979 | 0 | 0 | E | [6 empty] | 0
3 |  | 12242 | 1306 | 1 | IC | 500 |  | OP | 88 | 1948 | FO2 |  |  | FO2 | NG |  | 14000 | 400 | 475 | 0 |  | 0 | 0 | 0 | 0 | 0 | 0 | [6 empty] | 0 | 0 | 0 | 0 | 1948 | 0 | 0 | E | [6 empty] | 0
3 |  | 12242 | 1306 | 2 | IC | 900 |  | OP | 88 | 1951 | FO2 |  |  | FO2 | NG |  | 10870 | 800 | 875 | 0 |  | 0 | 0 | 0 | 0 | 0 | 0 | [6 empty] | 0 | 0 | 0 | 0 | 1951 | 0 | 0 | E | [6 empty] | 0
3 |  | 12242 | 1306 | 3 | IC | 1100 |  | OP | 88 | 1957 | FO2 |  |  | FO2 | NG |  | 10500 | 1100 | 1100 | 0 |  | 0 | 0 | 0 | 0 | 0 | 0 | [6 empty] | 0 | 0 | 0 | 0 | 1957 | 0 | 0 | E | [6 empty] | 0
3 |  | 12242 | 1306 | 4 | IC | 1400 |  | OP | 88 | 1961 | FO2 |  |  | FO2 | NG |  | 10600 | 1300 | 1400 | 0 |  | 0 | 0 | 0 | 0 | 0 | 0 | [6 empty] | 0 | 0 | 0 | 0 | 1961 | 0 | 0 | E | [6 empty] | 0
3 |  | 12242 | 1306 | 5 | IC | 2100 |  | OP | 88 | 1965 | FO2 |  |  | FO2 | NG |  | 11000 | 2000 | 2150 | 0 |  | 0 | 0 | 0 | 0 | 0 | 0 | [6 empty] | 0 | 0 | 0 | 0 | 1965 | 0 | 0 | E | [6 empty] | 0
3 |  | 12242 | 1306 | 6 | IC | 2700 |  | OP | 88 | 1972 | FO2 |  |  | FO2 | NG |  | 10475 | 2450 | 2700 | 0 |  | 0 | 0 | 0 | 0 | 0 | 0 | [6 empty] | 0 | 0 | 0 | 0 | 1972 | 0 | 0 | E | [6 empty] | 0
3 |  | 12268 | 3630 | 1 | ST | 22000 | P | OP | 5 | 1961 | NG |  |  | NG | FO2 |  | 11500 | 25000 | 25000 | 0 |  | 0 | 0 | 0 | 0 | 0 | 0 | [6 empty] | 0 | 0 | 0 | 3 | 1961 | 0 | 0 | E | [6 empty] | 0
3 |  | 12268 | 3630 | 2 | ST | 22000 | P | OP | 7 | 1961 | NG |  |  | NG | FO2 |  | 11500 | 25000 | 25000 | 0 |  | 0 | 0 | 0 | 0 | 0 | 0 | [6 empty] | 0 | 0 | 0 | 5 | 1961 | 0 | 0 | E | [6 empty] | 0
3 |  | 12268 | 3630 | 3 | ST | 22000 | P | OP | 9 | 1961 | NG |  |  | NG | FO2 |  | 11500 | 25000 | 25000 | 0 |  | 0 | 0 | 0 | 0 | 0 | 0 | [6 empty] | 0 | 0 | 0 | 7 | 1961 | 0 | 0 | E | [6 empty] | 0
3 |  | 12286 | 1994 | 1 | IC | 1000 |  | SB | 88 | 1945 | FO2 |  |  | FO2 |  |  | 0 | 750 | 750 | 0 | RT | 7 | 1995 | 0 | 0 | 0 | 0 | [6 empty] | 0 | 0 | 0 | 0 | 1945 | 0 | 0 | E | [6 empty] | 0
3 |  | 12286 | 1994 | 2 | IC | 1100 |  | SB | 88 | 1948 | FO2 |  |  | FO2 |  |  | 0 | 825 | 825 | 0 | RT | 7 | 1995 | 0 | 0 | 0 | 0 | [6 empty] | 0 | 0 | 0 | 0 | 1948 | 0 | 0 | E | [6 empty] | 0
3 |  | 12286 | 1994 | 3 | IC | 3000 |  | SB | 88 | 1969 | FO2 |  |  | FO2 | NG |  | 0 | 3000 | 3000 | 0 | RT | 7 | 1995 | 0 | 0 | 0 | 0 | [6 empty] | 0 | 0 | 0 | 0 | 1969 | 0 | 0 | E | [6 empty] | 0
3 |  | 12286 | 1994 | 4 | IC | 3000 |  | SB | 88 | 1969 | FO2 |  |  | FO2 | NG |  | 0 | 3000 | 3000 | 0 | RT | 7 | 1995 | 0 | 0 | 0 | 0 | [6 empty] | 0 | 0 | 0 | 0 | 1969 | 0 | 0 | E | [6 empty] | 0
3 |  | 12286 | 7265 | EG | IC | 200 | C | OP | 7 | 1990 | MTE |  |  | MTE |  |  | 0 | 200 | 200 | 0 |  | 0 | 0 | 0 | 0 | 0 | 0 | [6 empty] | 0 | 0 | 0 | 7 | 1990 | 0 | 0 |  |  |  |  | Y | Start-up Fuel and Energy Source = Methane |  | 0
3 |  | 12294 | 2145 | 1 | IC | 680 |  | OP | 88 | 1972 |  |  |  | NG | FO2 |  | 0 | 600 | 600 | 0 |  | 0 | 0 | 0 | 0 | 0 | 0 | [6 empty] | 0 | 0 | 0 | 0 | 1972 | 0 | 0 | E | [6 empty] | 0
3 |  | 12294 | 2145 | 2 | IC | 235 |  |  | 88 | 1934 |  |  |  | FO2 |  |  | 0 | 200 | 200 | 0 | RE | 10 | 1988 | 0 | 0 | 0 | 0 | [6 empty] | 0 | 0 | 0 | 0 | 1934 | 0 | 0 | E | [6 empty] | 0
3 |  | 12294 | 2145 | 3 | IC | 200 |  | OP | 88 | 1945 |  |  |  | FO2 |  |  | 0 | 150 | 150 | 0 |  | 0 | 0 | 0 | 0 | 0 | 0 | [6 empty] | 0 | 0 | 0 | 0 | 1945 | 0 | 0 | E | [6 empty] | 0
3 |  | 12294 | 2145 | 4 | IC | 300 |  |  | 88 | 1946 |  |  |  | FO2 |  |  | 0 | 250 | 250 | 0 | RE | 10 | 1988 | 0 | 0 | 0 | 0 | [6 empty] | 0 | 0 | 0 | 0 | 1946 | 0 | 0 | E | [6 empty] | 0
3 |  | 12294 | 2145 | 5 | IC | 300 |  |  | 88 | 1951 |  |  |  | FO2 |  |  | 0 | 300 | 250 | 0 | RE | 7 | 1988 | 0 | 0 | 0 | 0 | [6 empty] | 0 | 0 | 0 | 0 | 1951 | 0 | 0 | E | [6 empty] | 0
3 |  | 12294 | 2145 | 6 | IC | 900 |  | OP | 88 | 1957 |  |  |  | FO2 |  |  | 0 | 800 | 800 | 0 |  | 0 | 0 | 0 | 0 | 0 | 0 | [6 empty] | 0 | 0 | 0 | 0 | 1957 | 0 | 0 | E | [6 empty] | 0
3 |  | 12294 | 2145 | 7 | IC | 1136 |  | OP | 88 | 1960 |  |  |  | FO2 |  |  | 0 | 1000 | 1000 | 0 |  | 0 | 0 | 0 | 0 | 0 | 0 | [6 empty] | 0 | 0 | 0 | 0 | 1960 | 0 | 0 | E | [6 empty] | 0
3 |  | 12294 | 2145 | 8 | IC | 1360 |  | OP | 88 | 1966 |  |  |  | NG | FO2 |  | 0 | 1250 | 1250 | 0 |  | 0 | 0 | 0 | 0 | 0 | 0 | [6 empty] | 0 | 0 | 0 | 0 | 1966 | 0 | 0 | E | [6 empty] | 0
3 |  | 12294 | 2145 | 9 | IC | 1365 |  | OP | 88 | 1972 |  |  |  | NG | FO2 |  | 0 | 1250 | 1250 | 0 |  | 0 | 0 | 0 | 0 | 0 | 0 | [6 empty] | 0 | 0 | 0 | 0 | 1972 | 0 | 0 | E | [6 empty] | 0
3 |  | 12294 | 2145 | 10 | IC | 1000 |  | OP | 8 | 1989 | FO2 |  |  | FO2 |  |  | 0 | 1000 | 1000 | 0 |  | 0 | 0 | 0 | 0 | 0 | 0 | [6 empty] | 0 | 0 | 0 | 8 | 1989 | 0 | 0 | [7 empty] | 0
3 |  | 12294 | 2145 | 11 | IC | 1000 |  | OP | 8 | 1989 | FO2 |  |  | FO2 |  |  | 0 | 1000 | 1000 | 0 |  | 0 | 0 | 0 | 0 | 0 | 0 | [6 empty] | 0 | 0 | 0 | 8 | 1989 | 0 | 0 | [7 empty] | 0
3 |  | 12294 | 2145 | 12 | IC | 488 |  | OP | 11 | 1989 | FO2 |  |  | FO2 |  |  | 0 | 400 | 400 | 0 |  | 0 | 0 | 9 | 1989 | 0 | 0 | [6 empty] | 0 | 0 | 0 | 11 | 1989 | 0 | 0 | [7 empty] | 0
3 |  | 12294 | 2145 | 13 | IC | 1000 |  | OP | 9 | 1990 | FO2 |  |  | FO2 |  |  | 0 | 1000 | 1000 | 0 |  | 0 | 0 | 0 | 0 | 0 | 0 | [6 empty] | 0 | 0 | 0 | 9 | 1990 | 0 | 0 | [7 empty] | 0
3 |  | 12298 | 4127 | 1 | ST | 4000 |  |  | 88 | 1949 | BIT |  |  | BIT |  |  | 79 | 4000 | 4000 | 0 | RE | 7 | 1989 | 0 | 0 | 0 | 0 | [6 empty] | 0 | 0 | 0 | 0 | 1949 | 0 | 0 | E | [6 empty] | 0
3 |  | 12298 | 4127 | 2 | ST | 4000 |  |  | 88 | 1949 | BIT |  |  | BIT |  |  | 79 | 4000 | 4000 | 0 | RE | 7 | 1989 | 0 | 0 | 0 | 0 | [6 empty] | 0 | 0 | 0 | 0 | 1949 | 0 | 0 | E | [6 empty] | 0
3 |  | 12298 | 4127 | 3 | ST | 8000 | B | OP | 88 | 1954 | BIT |  |  | BIT |  |  | 14000 | 8000 | 8000 | 0 |  | 0 | 0 | 0 | 0 | 0 | 0 | [6 empty] | 0 | 0 | 0 | 0 | 1954 | 0 | 0 | E | [6 empty] | 0
3 |  | 12298 | 4127 | 4 | ST | 14000 | B | OP | 88 | 1964 | BIT |  |  | BIT |  |  | 12400 | 14000 | 14000 | 0 |  | 0 | 0 | 0 | 0 | 0 | 0 | [6 empty] | 0 | 0 | 0 | 0 | 1964 | 0 | 0 | E | [6 empty] | 0
3 |  | 12298 | 4127 | IC1 | IC | 1000 |  | OP | 88 | 1949 | FO2 |  |  | FO2 |  |  | 0 | 1000 | 1000 | 0 |  | 0 | 0 | 0 | 0 | 0 | 0 | [6 empty] | 0 | 0 | 0 | 0 | 1949 | 0 | 0 | E | [6 empty] | 0
3 |  | 12301 | 6230 | 1 | IC | 100 |  |  | 88 | 1954 |  |  |  | FO2 |  |  | 0 | 0 | 0 | 0 | RE | 12 | 1984 | 0 | 0 | 0 | 0 | [6 empty] | 0 | 0 | 0 | 0 | 1954 | 0 | 0 | E | [6 empty] | 0
3 |  | 12301 | 6230 | 2 | IC | 400 |  | SB | 6 | 1959 | FO2 |  |  | FO2 |  |  | 0 | 400 | 400 | 0 |  | 0 | 0 | 0 | 0 | 0 | 0 | [6 empty] | 0 | 0 | 0 | 5 | 1959 | 0 | 0 | E | [6 empty] | 0
3 |  | 12301 | 6230 | 3 | IC | 300 |  |  | 9 | 1964 | FO2 |  |  | FO2 |  |  | 0 | 300 | 300 | 0 | RE | 8 | 1991 | 0 | 0 | 0 | 0 | [6 empty] | 0 | 0 | 0 | 8 | 1964 | 0 | 0 | E | [6 empty] | 0
3 |  | 12301 | 6230 | 4 | IC | 100 |  | SB | 6 | 1977 | FO2 |  |  | FO2 |  |  | 0 | 100 | 100 | 0 |  | 0 | 0 | 0 | 0 | 0 | 0 | [6 empty] | 0 | 0 | 0 | 5 | 1977 | 0 | 0 | E | [6 empty] | 0
3 |  | 12312 | 409 | 1 | HC | 80100 | B | OP | 7 | 1967 | WAT |  |  | WAT |  |  | 0 | 89000 | 87000 | 0 |  | 0 | 0 | 0 | 0 | 0 | 0 | [6 empty] | 0 | 0 | 0 | 4 | 1967 | 0 | 0 | E | [6 empty] | 0
3 |  | 12312 | 410 | 1 | HC | 9000 | B | OP | 7 | 1967 | WAT |  |  | WAT |  |  | 0 | 6000 | 6000 | 0 |  | 0 | 0 | 0 | 0 | 0 | 0 | [6 empty] | 0 | 0 | 0 | 4 | 1967 | 0 | 0 | E | [6 empty] | 0
3 |  | 12312 | 428 | 1 | HC | 2700 | B | OP | 4 | 1982 | WAT |  |  | WAT |  |  | 0 | 3000 | 2606 | 0 |  | 0 | 0 | 0 | 0 | 0 | 0 | [6 empty] | 0 | 0 | 0 | 1 | 1982 | 0 | 0 | E |  | E |  |  |  |  | 0
3 |  | 12312 | 459 | 1 | HC | 900 | B | OP | 6 | 1983 | WAT |  |  | WAT |  |  | 0 | 1000 | 844 | 0 |  | 0 | 0 | 0 | 0 | 0 | 0 | [6 empty] | 0 | 0 | 0 | 3 | 1983 | 0 | 0 | E |  | E |  |  |  |  | 0
3 |  | 12312 | 461 | 1 | HC | 900 | B | OP | 8 | 1983 | WAT |  |  | WAT |  |  | 0 | 1000 | 844 | 0 |  | 0 | 0 | 0 | 0 | 0 | 0 | [6 empty] | 0 | 0 | 0 | 5 | 1983 | 0 | 0 | E |  | E |  |  |  |  | 0
3 |  | 12336 | 4128 | 1 | IC | 90 | P | OP | 88 | 1943 | FO2 |  |  | FO2 |  |  | 0 | 75 | 75 | 0 |  | 0 | 0 | 0 | 0 | 0 | 0 | [6 empty] | 0 | 0 | 0 | 0 | 1943 | 0 | 0 | E | [6 empty] | 0
3 |  | 12336 | 4128 | 2 | IC | 724 | P | OP | 10 | 1977 | FO2 |  |  | FO2 |  |  | 0 | 799 | 799 | 0 |  | 0 | 0 | 0 | 0 | 0 | 0 | [6 empty] | 0 | 0 | 0 | 9 | 1977 | 0 | 0 | E | [6 empty] | 0
3 |  | 12336 | 4128 | HC1 | HC | 100 | P | OP | 88 | 1942 |  |  |  | WAT |  |  | 0 | 50 | 50 | 0 |  | 0 | 0 | 0 | 0 | 0 | 0 | [6 empty] | 0 | 0 | 0 | 0 | 1942 | 0 | 0 | E | [6 empty] | 0
3 |  | 12385 | 6302 | 1 | HC | 1300 | B | OP | 99 | 1956 |  |  |  | WAT |  |  | 0 | 1300 | 1300 | 0 |  | 0 | 0 | 0 | 0 | 0 | 0 | [6 empty] | 0 | 0 | 0 | 0 | 1956 | 0 | 0 | E | [6 empty] | 0
3 |  | 12385 | 6302 | 2 | HC | 1300 | C | OP | 99 | 1956 |  |  |  | WAT |  |  | 0 | 1300 | 1300 | 0 |  | 0 | 0 | 0 | 0 | 0 | 0 | [6 empty] | 0 | 0 | 0 | 0 | 1956 | 0 | 0 | E | [6 empty] | 0
3 |  | 12385 | 6302 | 3 | HC | 1300 | C | OP | 12 | 1962 |  |  |  | WAT |  |  | 0 | 1300 | 1300 | 0 |  | 0 | 0 | 0 | 0 | 0 | 0 | [6 empty] | 0 | 0 | 0 | 9 | 1962 | 0 | 0 | E | [6 empty] | 0
3 |  | 12385 | 6303 | IC4 | IC | 1500 |  |  | 11 | 1967 |  |  |  | FO2 | JF |  | 0 | 1500 | 1500 | 0 | RE | 12 | 1991 | 0 | 0 | 0 | 0 | [6 empty] | 0 | 0 | 0 | 10 | 1967 | 0 | 0 | E | [6 empty] | 0
3 |  | 12385 | 6303 | IC5 | IC | 1500 |  | SB | 12 | 1970 |  |  |  | FO2 | JF |  | 0 | 1500 | 1500 | 0 |  | 0 | 0 | 0 | 0 | 0 | 0 | [6 empty] | 0 | 0 | 0 | 11 | 1970 | 0 | 0 | E | [6 empty] | 0
3 |  | 12385 | 6303 | IC6 | IC | 600 |  |  | 9 | 1985 |  |  |  | FO2 | JF |  | 0 | 600 | 600 | 0 | SD | 0 | 1986 | 0 | 0 | 0 | 0 | [6 empty] | 0 | 0 | 0 | 8 | 1985 | 0 | 0 | E | [6 empty] | 0
3 |  | 12385 | 6303 | IC7 | IC | 600 |  |  | 9 | 1985 |  |  |  | FO2 | JF |  | 0 | 600 | 600 | 0 | SD | 0 | 1986 | 0 | 0 | 0 | 0 | [6 empty] | 0 | 0 | 0 | 8 | 1985 | 0 | 0 | E | [6 empty] | 0
3 |  | 12385 | 6303 | IC8 | IC | 800 |  |  | 9 | 1985 |  |  |  | FO2 | JF |  | 0 | 800 | 800 | 0 | SD | 0 | 1986 | 0 | 0 | 0 | 0 | [6 empty] | 0 | 0 | 0 | 8 | 1985 | 0 | 0 | E | [6 empty] | 0
3 |  | 12385 | 7112 | IC6 | IC | 3300 |  | OP | 4 | 1987 |  |  |  | FO2 |  |  | 0 | 3300 | 3300 | 0 |  | 0 | 0 | 0 | 0 | 0 | 0 | [6 empty] | 0 | 0 | 0 | 4 | 1987 | 0 | 0 | [7 empty] | 0
3 |  | 12385 | 7168 | 1 | HC | 1042 |  | OP | 0 | 1988 | WAT |  |  | WAT |  |  | 0 | 1042 | 1042 | 0 |  | 0 | 0 | 0 | 0 | 0 | 0 | [6 empty] | 0 | 0 | 0 | 0 | 1988 | 0 | 0 | [7 empty] | 0
3 |  | 12390 | 3107 | 1 | ST | 35000 |  |  | 99 | 1924 |  |  |  | COL |  |  | 0 | 0 | 0 | 0 | RE | 5 | 1978 | 0 | 0 | 0 | 0 | [6 empty] | 0 | 0 | 0 | 0 | 1924 | 0 | 0 | E | [6 empty] | 0
3 |  | 12390 | 3107 | 2 | ST | 35000 |  |  | 99 | 1926 |  |  |  | COL |  |  | 0 | 0 | 0 | 0 | RE | 5 | 1978 | 0 | 0 | 0 | 0 | [6 empty] | 0 | 0 | 0 | 0 | 1926 | 0 | 0 | E | [6 empty] | 0
3 |  | 12390 | 3107 | 3 | ST | 42000 |  |  | 0 | 1900 |  |  |  | COL |  |  | 0 | 0 | 0 | 0 | RE | 4 | 1977 | 0 | 0 | 0 | 0 | [6 empty] | 0 | 0 | 0 | 0 | 1900 | 0 | 0 | E | [6 empty] | 0
3 |  | 12390 | 3107 | 4 | ST | 5000 |  |  | 0 | 1900 |  |  |  | COL |  |  | 0 | 0 | 0 | 0 | RE | 4 | 1977 | 0 | 0 | 0 | 0 | [6 empty] | 0 | 0 | 0 | 0 | 1900 | 0 | 0 | E | [6 empty] | 0
3 |  | 12390 | 3108 | 5 | ST | 27000 |  |  | 0 | 1900 |  |  |  | PET |  |  | 0 | 0 | 0 | 0 | RE | 6 | 1976 | 0 | 0 | 0 | 0 | [6 empty] | 0 | 0 | 0 | 0 | 1900 | 0 | 0 | E | [6 empty] | 0
3 |  | 12390 | 3108 | 6 | ST | 35000 |  |  | 0 | 1900 |  |  |  | PET |  |  | 0 | 0 | 0 | 0 | RE | 6 | 1976 | 0 | 0 | 0 | 0 | [6 empty] | 0 | 0 | 0 | 0 | 1900 | 0 | 0 | E | [6 empty] | 0
3 |  | 12390 | 3108 | 7 | ST | 22000 |  |  | 0 | 1900 |  |  |  | PET |  |  | 0 | 0 | 0 | 0 | RE | 6 | 1976 | 0 | 0 | 0 | 0 | [6 empty] | 0 | 0 | 0 | 0 | 1900 | 0 | 0 | E | [6 empty] | 0
3 |  | 12390 | 3109 | 1 | GT | 19600 | P | OP | 6 | 1971 | FO2 |  |  | FO2 |  |  | 15790 | 20000 | 26000 | 0 |  | 0 | 0 | 0 | 0 | 0 | 0 | [6 empty] | 0 | 0 | 0 | 5 | 1971 | 0 | 0 | E | [6 empty] | 0
3 |  | 12390 | 3110 | 1 | GT | 19600 | P | OP | 5 | 1971 | FO2 | NG |  | NG | FO2 |  | 16904 | 20000 | 27000 | 0 |  | 0 | 0 | 0 | 0 | 0 | 0 | [6 empty] | 0 | 0 | 0 | 4 | 1971 | 0 | 0 | E | [6 empty] | 0
3 |  | 12390 | 3110 | 2 | GT | 19600 | P | OP | 5 | 1971 | FO2 | NG |  | NG | FO2 |  | 17053 | 20000 | 27000 | 0 |  | 0 | 0 | 0 | 0 | 0 | 0 | [6 empty] | 0 | 0 | 0 | 4 | 1971 | 0 | 0 | E | [6 empty] | 0
3 |  | 12390 | 3110 | 3 | GT | 19600 | P | OP | 5 | 1971 | FO2 | NG |  | NG | FO2 |  | 16916 | 20000 | 27000 | 0 |  | 0 | 0 | 0 | 0 | 0 | 0 | [6 empty] | 0 | 0 | 0 | 4 | 1971 | 0 | 0 | E | [6 empty] | 0
3 |  | 12390 | 3111 | 1 | GT | 26600 | P | OP | 6 | 1972 | FO2 | NG |  | NG | FO2 |  | 16856 | 20000 | 27000 | 0 |  | 0 | 0 | 0 | 0 | 0 | 0 | [6 empty] | 0 | 0 | 0 | 5 | 1972 | 0 | 0 | E | [6 empty] | 0
3 |  | 12390 | 3111 | 2 | GT | 26600 | P | OP | 6 | 1972 | FO2 | NG |  | NG | FO2 |  | 17080 | 20000 | 27000 | 0 |  | 0 | 0 | 0 | 0 | 0 | 0 | [6 empty] | 0 | 0 | 0 | 5 | 1972 | 0 | 0 | E | [6 empty] | 0
3 |  | 12390 | 3112 | 1 | GT | 19600 | P | OP | 5 | 1971 | FO2 |  |  | FO2 |  |  | 14838 | 20000 | 26000 | 0 |  | 0 | 0 | 0 | 0 | 0 | 0 | [6 empty] | 0 | 0 | 0 | 4 | 1971 | 0 | 0 | E | [6 empty] | 0
3 |  | 12390 | 3113 | 1 | ST | 171700 | C | OP | 10 | 1958 | FO2 |  |  | BIT |  |  | 10259 | 158000 | 156000 | 0 |  | 0 | 0 | 0 | 0 | 0 | 0 | [6 empty] | 0 | 0 | 0 | 9 | 1958 | 0 | 0 | E | [6 empty] | 0
3 |  | 12390 | 3113 | 2 | ST | 255000 | C | OP | 9 | 1962 | FO2 |  |  | BIT |  |  | 10012 | 243000 | 243000 | 0 |  | 0 | 0 | 0 | 0 | 0 | 0 | [6 empty] | 0 | 0 | 0 | 7 | 1962 | 0 | 0 | E | [6 empty] | 0
3 |  | 12390 | 3113 | 3 | GT | 18000 | P | OP | 12 | 1967 | FO2 | NG |  | NG | FO2 |  | 17366 | 15000 | 19000 | 0 |  | 0 | 0 | 0 | 0 | 0 | 0 | [6 empty] | 0 | 0 | 0 | 11 | 1967 | 0 | 0 | E | [6 empty] | 0
3 |  | 12390 | 3113 | 4 | GT | 19600 | P | OP | 5 | 1971 | FO2 | NG |  | NG | FO2 |  | 17153 | 20000 | 26000 | 0 |  | 0 | 0 | 0 | 0 | 0 | 0 | [6 empty] | 0 | 0 | 0 | 4 | 1971 | 0 | 0 | E | [6 empty] | 0
3 |  | 12390 | 3114 | 1 | GT | 19600 | P | OP | 6 | 1972 | FO2 |  |  | FO2 |  |  | 17054 | 20000 | 26000 | 0 |  | 0 | 0 | 0 | 0 | 0 | 0 | [6 empty] | 0 | 0 | 0 | 5 | 1972 | 0 | 0 | E | [6 empty] | 0
3 |  | 12390 | 3115 | 1 | ST | 75000 | C | OP | 3 | 1951 | FO2 |  |  | BIT |  |  | 10673 | 81000 | 83000 | 0 |  | 0 | 0 | 0 | 0 | 0 | 0 | [6 empty] | 0 | 0 | 0 | 2 | 1951 | 0 | 0 | [7 empty] | 0
3 |  | 12390 | 3115 | 2 | ST | 75000 | C | OP | 6 | 1951 | FO2 |  |  | BIT |  |  | 11118 | 79000 | 81000 | 0 |  | 0 | 0 | 0 | 0 | 0 | 0 | [6 empty] | 0 | 0 | 0 | 5 | 1951 | 0 | 0 | [7 empty] | 0
3 |  | 12390 | 3115 | 3 | ST | 75000 | C | OP | 4 | 1953 | FO2 |  |  | BIT |  |  | 10724 | 81000 | 83000 | 0 |  | 0 | 0 | 0 | 0 | 0 | 0 | [6 empty] | 0 | 0 | 0 | 3 | 1953 | 0 | 0 | [7 empty] | 0
3 |  | 12390 | 3115 | 4 | GT | 18000 | P | OP | 12 | 1967 | FO2 | NG |  | NG | FO2 |  | 13609 | 15000 | 19000 | 0 |  | 0 | 0 | 0 | 0 | 0 | 0 | [6 empty] | 0 | 0 | 0 | 11 | 1967 | 0 | 0 | E | [6 empty] | 0
3 |  | 12390 | 3115 | 5 | GT | 17600 | P | OP | 8 | 1970 | FO2 | NG |  | NG | FO2 |  | 15705 | 16000 | 20000 | 0 |  | 0 | 0 | 0 | 0 | 0 | 0 | [6 empty] | 0 | 0 | 0 | 7 | 1970 | 0 | 0 | E | [6 empty] | 0
3 |  | 12390 | 3116 | 1 | GT | 26600 | P | OP | 6 | 1972 | FO2 |  |  | FO2 |  |  | 15378 | 20000 | 27000 | 0 |  | 0 | 0 | 0 | 0 | 0 | 0 | [6 empty] | 0 | 0 | 0 | 5 | 1972 | 0 | 0 | E | [6 empty] | 0
3 |  | 12390 | 3116 | 2 | GT | 26600 | P | OP | 6 | 1972 | FO2 |  |  | FO2 |  |  | 15576 | 20000 | 27000 | 0 |  | 0 | 0 | 0 | 0 | 0 | 0 | [6 empty] | 0 | 0 | 0 | 5 | 1972 | 0 | 0 | E | [6 empty] | 0
3 |  | 12390 | 3117 | 1 | HC | 19600 | B | OP | 12 | 1905 |  |  |  | WAT |  |  | 0 | 19000 | 19000 | 0 |  | 0 | 0 | 0 | 0 | 0 | 0 | [6 empty] | 0 | 0 | 0 | 9 | 1905 | 0 | 0 | E | [6 empty] | 0
3 |  | 12397 | 72 | 1 | HL | 10120 | B | OP | 8 | 1982 |  |  |  | WAT |  |  | 0 | 10000 | 10000 | 0 |  | 0 | 0 | 0 | 0 | 0 | 0 | [6 empty] | 0 | 0 | 0 | 5 | 1982 | 0 | 0 | E | [6 empty] | 0
3 |  | 12397 | 316 | 1 | HL | 8540 | B | OP | 6 | 1982 |  |  |  | WAT |  |  | 0 | 9000 | 9000 | 0 |  | 0 | 0 | 0 | 0 | 0 | 0 | [6 empty] | 0 | 0 | 0 | 3 | 1982 | 0 | 0 | E | [6 empty] | 0
3 |  | 12397 | 479 | 1 | HL | 2850 | B | OP | 7 | 1983 |  |  |  | WAT |  |  | 0 | 3000 | 3000 | 0 |  | 0 | 0 | 0 | 0 | 0 | 0 | [6 empty] | 0 | 0 | 0 | 4 | 1983 | 0 | 0 | E | [6 empty] | 0
3 |  | 12397 | 480 | 1 | HL | 2850 | B | OP | 8 | 1983 |  |  |  | WAT |  |  | 0 | 3000 | 3000 | 0 |  | 0 | 0 | 0 | 0 | 0 | 0 | [6 empty] | 0 | 0 | 0 | 5 | 1983 | 0 | 0 | E | [6 empty] | 0
3 |  | 12397 | 481 | 1 | HL | 7940 | B | OP | 5 | 1983 |  |  |  | WAT |  |  | 0 | 8000 | 8000 | 0 |  | 0 | 0 | 0 | 0 | 0 | 0 | [6 empty] | 0 | 0 | 0 | 2 | 1983 | 0 | 0 | E | [6 empty] | 0
3 |  | 12397 | 482 | 1 | HL | 1910 | B | OP | 3 | 1984 |  |  |  | WAT |  |  | 0 | 1862 | 1827 | 0 |  | 0 | 0 | 0 | 0 | 0 | 0 | [6 empty] | 0 | 0 | 0 | 12 | 1983 | 0 | 0 | E | E | E |  |  |  |  | 0
3 |  | 12397 | 483 | 1 | HL | 3125 | B | OP | 6 | 1984 |  |  |  | WAT |  |  | 0 | 3000 | 3000 | 0 |  | 0 | 0 | 0 | 0 | 0 | 0 | [6 empty] | 0 | 0 | 0 | 3 | 1984 | 0 | 0 | E | [6 empty] | 0
3 |  | 12397 | 484 | 1 | HL | 5900 | B | OP | 6 | 1985 |  |  |  | WAT |  |  | 0 | 6000 | 6000 | 0 |  | 0 | 0 | 7 | 1984 | 0 | 0 | [6 empty] | 0 | 0 | 0 | 3 | 1985 | 0 | 0 | E | [6 empty] | 0
3 |  | 12397 | 487 | 1 | HL | 4100 | B | OP | 11 | 1985 |  |  |  | WAT |  |  | 0 | 4112 | 4000 | 0 |  | 0 | 0 | 9 | 1984 | 11 | 1985 | OT | [5 empty] | 0 | 0 | 0 | 8 | 1985 | 0 | 0 | E | E | E |  |  |  |  | 0
3 |  | 12397 | 745 | 1 | HL | 0 |  |  | 0 | 0 | [6 empty] | 0 | 0 | 0 | 26500 | PL | 0 | 0 | 6 | 1986 | 4 | 1994 |  |  |  | WAT |  |  | 23900 | 23900 | 0 | 0 | 0 | 28503 | 27119 | [7 empty] | 0
3 |  | 12397 | 6643 | 1 | HL | 1000 | B | OP | 12 | 1979 |  |  |  | WAT |  |  | 0 | 1000 | 1000 | 0 |  | 0 | 0 | 0 | 0 | 0 | 0 | [6 empty] | 0 | 0 | 0 | 9 | 1979 | 0 | 0 | E | [6 empty] | 0
3 |  | 12397 | 6644 | 1 | HL | 4900 | B | OP | 8 | 1980 |  |  |  | WAT |  |  | 0 | 5000 | 5000 | 0 |  | 0 | 0 | 0 | 0 | 0 | 0 | [6 empty] | 0 | 0 | 0 | 5 | 1980 | 0 | 0 | E | [6 empty] | 0
3 | A184 | 12397 | 6645 | 1 | HL | 4516 | B | OP | 4 | 1981 |  |  |  | WAT |  |  | 0 | 9000 | 9000 | 0 |  | 0 | 0 | 0 | 0 | 0 | 0 | [6 empty] | 0 | 0 | 0 | 0 | 1981 | 0 | 0 | E | [6 empty] | 0
3 | A184 | 12397 | 6645 | 2 | HL | 4516 | B | OP | 4 | 1981 |  |  |  | WAT |  |  | 0 | 0 | 0 | 0 |  | 0 | 0 | 0 | 0 | 0 | 0 | [6 empty] | 0 | 0 | 0 | 0 | 1981 | 0 | 0 | E | [6 empty] | 0
3 |  | 12397 | 6646 | 1 | HL | 9924 | B | OP | 6 | 1981 |  |  |  | WAT |  |  | 0 | 10000 | 10000 | 0 |  | 0 | 0 | 0 | 0 | 0 | 0 | [6 empty] | 0 | 0 | 0 | 3 | 1981 | 0 | 0 | E | [6 empty] | 0
3 |  | 12397 | 6647 | 1 | HL | 5089 | B | OP | 11 | 1981 |  |  |  | WAT |  |  | 0 | 5000 | 5000 | 0 |  | 0 | 0 | 0 | 0 | 0 | 0 | [6 empty] | 0 | 0 | 0 | 8 | 1981 | 0 | 0 | E | [6 empty] | 0
3 | C071 | 12433 | 1760 | 1 | HC | 300 |  | OP | 88 | 1923 |  |  |  | WAT |  |  | 0 | 500 | 1000 | 0 |  | 0 | 0 | 0 | 0 | 0 | 0 | [6 empty] | 0 | 0 | 0 | 0 | 1923 | 0 | 0 | E | [6 empty] | 0
3 | C071 | 12433 | 1760 | 2 | HC | 300 |  | OP | 88 | 1921 |  |  |  | WAT |  |  | 0 | 0 | 0 | 0 |  | 0 | 0 | 0 | 0 | 0 | 0 | [6 empty] | 0 | 0 | 0 | 0 | 1921 | 0 | 0 | E | [6 empty] | 0
3 | C071 | 12433 | 1760 | 3 | HC | 300 |  | OP | 88 | 1929 |  |  |  | WAT |  |  | 0 | 0 | 0 | 0 |  | 0 | 0 | 0 | 0 | 0 | 0 | [6 empty] | 0 | 0 | 0 | 0 | 1929 | 0 | 0 | E | [6 empty] | 0
3 | C071 | 12433 | 1760 | 4 | HC | 300 |  | OP | 88 | 1923 |  |  |  | WAT |  |  | 0 | 0 | 0 | 0 |  | 0 | 0 | 0 | 0 | 0 | 0 | [6 empty] | 0 | 0 | 0 | 0 | 1923 | 0 | 0 | E | [6 empty] | 0
3 | C072 | 12433 | 1761 | 1 | HC | 420 |  | OP | 88 | 1923 |  |  |  | WAT |  |  | 0 | 700 | 1500 | 0 |  | 0 | 0 | 0 | 0 | 0 | 0 | [6 empty] | 0 | 0 | 0 | 0 | 1923 | 0 | 0 | E | [6 empty] | 0
3 | C072 | 12433 | 1761 | 2 | HC | 420 |  | OP | 88 | 1923 |  |  |  | WAT |  |  | 0 | 0 | 0 | 0 |  | 0 | 0 | 0 | 0 | 0 | 0 | [6 empty] | 0 | 0 | 0 | 0 | 1923 | 0 | 0 | E | [6 empty] | 0
3 | C072 | 12433 | 1761 | 3 | HC | 420 |  | OP | 88 | 1923 |  |  |  | WAT |  |  | 0 | 0 | 0 | 0 |  | 0 | 0 | 0 | 0 | 0 | 0 | [6 empty] | 0 | 0 | 0 | 0 | 1923 | 0 | 0 | E | [6 empty] | 0
3 | C072 | 12433 | 1761 | 4 | HC | 420 |  | OP | 88 | 1923 |  |  |  | WAT |  |  | 0 | 0 | 0 | 0 |  | 0 | 0 | 0 | 0 | 0 | 0 | [6 empty] | 0 | 0 | 0 | 0 | 1923 | 0 | 0 | E | [6 empty] | 0
3 |  | 12433 | 1762 | 1 | HC | 200 |  |  | 99 | 1923 |  |  |  | WAT |  |  | 0 | 0 | 0 | 0 | RE | 7 | 1977 | 0 | 0 | 0 | 0 | [6 empty] | 0 | 0 | 0 | 0 | 1923 | 0 | 0 | E | [6 empty] | 0
3 |  | 12464 | 7800 | 1 | HC | 600 | B | OP | 6 | 1940 |  |  |  | WAT |  |  | 0 | 500 | 500 | 0 |  | 0 | 0 | 0 | 0 | 0 | 0 | [6 empty] | 0 | 0 | 0 | 3 | 1940 | 0 | 0 | E | [6 empty] | 0
3 |  | 12464 | 7801 | 1 | HC | 350 |  |  | 4 | 1940 |  |  |  | WAT |  |  | 0 | 250 | 250 | 0 | RE | 12 | 1991 | 0 | 0 | 0 | 0 | [6 empty] | 0 | 0 | 0 | 1 | 1940 | 0 | 0 | E | [6 empty] | 0
3 |  | 12465 | 6072 | 1 | NB | 1372500 | B | OP | 7 | 1985 | UR |  |  | UR |  |  | 11442 | 1143000 | 1143000 | 0 |  | 0 | 0 | 1 | 1980 | 7 | 1985 | [6 empty] | 0 | 0 | 1250000 | 11 | 1984 | 0 | 0 | [7 empty] | 0
3 |  | 12465 | 6072 | 2 | NB | 0 |  |  | 0 | 0 | [6 empty] | 0 | 0 | 0 | 1250000 | CN | 12 | 1990 | 1 | 1982 | 0 | 0 | OT |  |  | UR |  |  | 1250000 | 1250000 | 1250000 | 0 | 0 | 1239000 | 1252000 | [5 empty] | Settlement agreement with FERC. |  | 0
3 |  | 12524 | 1223 | 1 | IC | 500 | P | OP | 88 | 1947 | FO2 |  |  | FO2 |  |  | 11200 | 500 | 500 | 0 |  | 0 | 0 | 0 | 0 | 0 | 0 | [6 empty] | 0 | 0 | 0 | 0 | 1947 | 0 | 0 | E | [6 empty] | 0
3 |  | 12524 | 1223 | 2 | IC | 600 | P | OP | 88 | 1949 | FO2 |  |  | FO2 |  |  | 11200 | 400 | 400 | 0 |  | 0 | 0 | 0 | 0 | 0 | 0 | [6 empty] | 0 | 0 | 0 | 0 | 1949 | 0 | 0 | E | [6 empty] | 0
3 |  | 12524 | 1224 | 1 | IC | 2000 | P | OP | 88 | 1965 | FO2 |  |  | FO2 |  |  | 10200 | 2000 | 2000 | 0 |  | 0 | 0 | 0 | 0 | 0 | 0 | [6 empty] | 0 | 0 | 0 | 0 | 1965 | 0 | 0 | E | [6 empty] | 0
3 |  | 12524 | 1224 | 2 | IC | 2000 | P | OP | 88 | 1966 | FO2 |  |  | FO2 |  |  | 10200 | 2000 | 2000 | 0 |  | 0 | 0 | 0 | 0 | 0 | 0 | [6 empty] | 0 | 0 | 0 | 0 | 1966 | 0 | 0 | E | [6 empty] | 0
3 |  | 12524 | 1225 | 1 | ST | 6000 | C | OP | 88 | 1951 | NG |  |  | NG | FO2 |  | 15200 | 5800 | 5800 | 0 |  | 0 | 0 | 0 | 0 | 0 | 0 | [6 empty] | 0 | 0 | 0 | 0 | 1951 | 0 | 0 | E | [6 empty] | 0
3 |  | 12524 | 1225 | 2 | ST | 6000 | C | OP | 88 | 1955 | NG |  |  | NG | FO2 |  | 15200 | 5800 | 5800 | 0 |  | 0 | 0 | 0 | 0 | 0 | 0 | [6 empty] | 0 | 0 | 0 | 0 | 1955 | 0 | 0 | E | [6 empty] | 0
3 |  | 12524 | 1225 | GT1 | GT | 16300 | P | OP | 88 | 1970 | NG | FO2 |  | NG | FO2 |  | 15900 | 13000 | 13000 | 0 |  | 0 | 0 | 0 | 0 | 0 | 0 | [6 empty] | 0 | 0 | 0 | 0 | 1970 | 0 | 0 | E | [6 empty] | 0
3 |  | 12524 | 1226 | 1 | ST | 6000 | C | OP | 88 | 1948 | NG |  |  | NG | FO6 |  | 15200 | 5800 | 5800 | 0 |  | 0 | 0 | 0 | 0 | 0 | 0 | [6 empty] | 0 | 0 | 0 | 0 | 1948 | 0 | 0 | E | [6 empty] | 0
3 |  | 12524 | 1226 | 2 | ST | 7500 | C | OP | 88 | 1957 | NG |  |  | NG | FO6 |  | 14900 | 7600 | 7600 | 0 |  | 0 | 0 | 0 | 0 | 0 | 0 | [6 empty] | 0 | 0 | 0 | 0 | 1957 | 0 | 0 | E | [6 empty] | 0
3 |  | 12524 | 1226 | 3 | ST | 3500 |  |  | 99 | 1938 |  |  |  | NG | FO6 |  | 0 | 0 | 0 | 0 | RE | 99 | 1980 | 0 | 0 | 0 | 0 | [6 empty] | 0 | 0 | 0 | 0 | 1938 | 0 | 0 | E | [6 empty] | 0
3 |  | 12524 | 1227 | 1 | IC | 600 | P | OP | 88 | 1947 | FO2 |  |  | FO2 |  |  | 11200 | 500 | 500 | 0 |  | 0 | 0 | 0 | 0 | 0 | 0 | [6 empty] | 0 | 0 | 0 | 0 | 1947 | 0 | 0 | E | [6 empty] | 0
3 |  | 12524 | 1227 | 2 | IC | 600 | P | OP | 88 | 1947 | FO2 |  |  | FO2 |  |  | 11200 | 500 | 500 | 0 |  | 0 | 0 | 0 | 0 | 0 | 0 | [6 empty] | 0 | 0 | 0 | 0 | 1947 | 0 | 0 | E | [6 empty] | 0
3 |  | 12524 | 1227 | 3 | IC | 600 | P | OP | 88 | 1949 | FO2 |  |  | FO2 |  |  | 11200 | 500 | 500 | 0 |  | 0 | 0 | 0 | 0 | 0 | 0 | [6 empty] | 0 | 0 | 0 | 0 | 1949 | 0 | 0 | E | [6 empty] | 0
3 |  | 12524 | 1227 | 4 | IC | 600 | P | OP | 88 | 1949 | FO2 |  |  | FO2 |  |  | 11200 | 500 | 500 | 0 |  | 0 | 0 | 0 | 0 | 0 | 0 | [6 empty] | 0 | 0 | 0 | 0 | 1949 | 0 | 0 | E | [6 empty] | 0
3 |  | 12524 | 1228 | 1 | ST | 11500 | C | OP | 88 | 1954 | NG |  |  | NG | FO6 |  | 12500 | 12000 | 12000 | 0 |  | 0 | 0 | 0 | 0 | 0 | 0 | [6 empty] | 0 | 0 | 0 | 0 | 1954 | 0 | 0 | E | [6 empty] | 0
3 |  | 12524 | 1228 | 2 | ST | 25000 | C | OP | 88 | 1960 | NG |  |  | NG | FO6 |  | 12252 | 22700 | 22700 | 0 |  | 0 | 0 | 0 | 0 | 0 | 0 | [6 empty] | 0 | 0 | 0 | 0 | 1960 | 0 | 0 | E | [6 empty] | 0
3 |  | 12524 | 1229 | 1 | IC | 600 | P | OP | 88 | 1947 | FO2 |  |  | FO2 |  |  | 11200 | 600 | 600 | 0 |  | 0 | 0 | 0 | 0 | 0 | 0 | [6 empty] | 0 | 0 | 0 | 0 | 1947 | 0 | 0 | E | [6 empty] | 0
3 |  | 12524 | 1229 | 2 | IC | 600 | P | OP | 88 | 1947 | FO2 |  |  | FO2 |  |  | 11200 | 600 | 600 | 0 |  | 0 | 0 | 0 | 0 | 0 | 0 | [6 empty] | 0 | 0 | 0 | 0 | 1947 | 0 | 0 | E | [6 empty] | 0
3 |  | 12524 | 1275 | 1 | IC | 1500 |  | OP | 7 | 1960 | NG | FO1 |  | NG | FO2 | FO1 | 0 | 1400 | 1400 | 0 |  | 0 | 0 | 0 | 0 | 0 | 0 | [6 empty] | 0 | 0 | 0 | 6 | 1960 | 0 | 0 | E | [6 empty] | 0
3 |  | 12524 | 1275 | 2 | IC | 2050 |  | OP | 7 | 1965 | NG | FO1 |  | NG | FO2 | FO1 | 0 | 1800 | 1800 | 0 |  | 0 | 0 | 0 | 0 | 0 | 0 | [6 empty] | 0 | 0 | 0 | 6 | 1965 | 0 | 0 | E | [6 empty] | 0
3 |  | 12524 | 1275 | 3 | IC | 565 |  | OP | 6 | 1947 | NG | FO1 |  | NG | FO2 | FO1 | 0 | 500 | 500 | 0 |  | 0 | 0 | 0 | 0 | 0 | 0 | [6 empty] | 0 | 0 | 0 | 5 | 1947 | 0 | 0 | E | [6 empty] | 0
3 |  | 12524 | 1275 | 4 | IC | 570 |  | OP | 7 | 1954 | NG | FO1 |  | NG | FO2 | FO1 | 0 | 500 | 500 | 0 |  | 0 | 0 | 0 | 0 | 0 | 0 | [6 empty] | 0 | 0 | 0 | 6 | 1954 | 0 | 0 | E | [6 empty] | 0
3 |  | 12524 | 1275 | 5 | IC | 1550 |  | OP | 5 | 1973 | NG | FO1 |  | NG | FO2 | FO1 | 0 | 1400 | 1400 | 0 |  | 0 | 0 | 0 | 0 | 0 | 0 | [6 empty] | 0 | 0 | 0 | 4 | 1973 | 0 | 0 | E | [6 empty] | 0
3 |  | 12524 | 1334 | 1 | IC | 1000 | P | OP | 88 | 1947 | FO2 |  |  | NG | FO2 |  | 10900 | 900 | 900 | 0 |  | 0 | 0 | 0 | 0 | 0 | 0 | [6 empty] | 0 | 0 | 0 | 0 | 1947 | 0 | 0 | E | [6 empty] | 0
3 |  | 12524 | 1334 | 2 | IC | 1000 | P | OP | 88 | 1947 | FO2 |  |  | NG | FO2 |  | 10900 | 900 | 900 | 0 |  | 0 | 0 | 0 | 0 | 0 | 0 | [6 empty] | 0 | 0 | 0 | 0 | 1947 | 0 | 0 | E | [6 empty] | 0
3 |  | 12524 | 1334 | 3 | IC | 1200 | P | OP | 88 | 1949 | FO2 |  |  | NG | FO2 |  | 10900 | 1000 | 1000 | 0 |  | 0 | 0 | 0 | 0 | 0 | 0 | [6 empty] | 0 | 0 | 0 | 0 | 1949 | 0 | 0 | E | [6 empty] | 0
3 |  | 12524 | 1334 | 4 | IC | 1200 | P | OP | 88 | 1949 | FO2 |  |  | NG | FO2 |  | 10900 | 1000 | 1000 | 0 |  | 0 | 0 | 0 | 0 | 0 | 0 | [6 empty] | 0 | 0 | 0 | 0 | 1949 | 0 | 0 | E | [6 empty] | 0
3 |  | 12524 | 1334 | 5 | IC | 3100 | P | OP | 88 | 1954 | FO2 |  |  | NG | FO2 |  | 9500 | 2800 | 2800 | 0 |  | 0 | 0 | 0 | 0 | 0 | 0 | [6 empty] | 0 | 0 | 0 | 0 | 1954 | 0 | 0 | E | [6 empty] | 0
3 |  | 12524 | 1334 | 6 | IC | 3100 | P | OP | 88 | 1954 | FO2 |  |  | NG | FO2 |  | 9500 | 2900 | 2900 | 0 |  | 0 | 0 | 0 | 0 | 0 | 0 | [6 empty] | 0 | 0 | 0 | 0 | 1954 | 0 | 0 | E | [6 empty] | 0
3 |  | 12524 | 5043 | PG1 | GT | 0 |  |  | 0 | 0 | [6 empty] | 0 | 0 | 0 | 25000 | CN | 99 | 9999 | 6 | 1979 | 6 | 1979 |  |  |  | FO2 |  |  | 0 | 0 | 0 | 0 | 0 | 21000 | 25000 | [7 empty] | 0
3 |  | 12524 | 5043 | PG2 | GT | 0 |  |  | 0 | 0 | [6 empty] | 0 | 0 | 0 | 25000 | CN | 99 | 9999 | 6 | 1979 | 6 | 1979 |  |  |  | FO2 |  |  | 0 | 0 | 0 | 0 | 0 | 21000 | 25000 | [7 empty] | 0
3 |  | 12541 | 1164 | 1 | IC | 600 |  | SB | 88 | 1954 | FO2 |  |  | FO2 | NG |  | 0 | 600 | 600 | 0 |  | 0 | 0 | 0 | 0 | 0 | 0 | [6 empty] | 0 | 0 | 0 | 0 | 1954 | 0 | 0 | E | [6 empty] | 0
3 |  | 12541 | 1164 | 2 | IC | 100 |  | OS | 88 | 1936 | FO2 |  |  | FO2 | NG |  | 0 | 100 | 100 | 0 |  | 0 | 0 | 0 | 0 | 0 | 0 | [6 empty] | 0 | 0 | 0 | 0 | 1936 | 0 | 0 | E | [6 empty] | 0
3 |  | 12541 | 1164 | 3 | IC | 300 |  | SB | 88 | 1938 | FO2 |  |  | FO2 | NG |  | 0 | 300 | 300 | 0 |  | 0 | 0 | 0 | 0 | 0 | 0 | [6 empty] | 0 | 0 | 0 | 0 | 1938 | 0 | 0 | E | [6 empty] | 0
3 |  | 12541 | 1164 | 4 | IC | 500 |  | SB | 88 | 1949 | FO2 |  |  | FO2 | NG |  | 0 | 500 | 500 | 0 |  | 0 | 0 | 0 | 0 | 0 | 0 | [6 empty] | 0 | 0 | 0 | 0 | 1949 | 0 | 0 | E | [6 empty] | 0
3 |  | 12625 | 1447 | 1 | ST | 12500 | P | SB | 99 | 1966 | NG |  |  | NG | FO2 |  | 15000 | 12500 | 12500 | 0 |  | 0 | 0 | 0 | 0 | 0 | 0 | [6 empty] | 0 | 0 | 0 | 0 | 1966 | 0 | 0 | E | [6 empty] | 0
3 |  | 12625 | 1447 | 2 | ST | 12500 | P | SB | 99 | 1968 | NG |  |  | NG | FO2 |  | 15000 | 12500 | 12500 | 0 |  | 0 | 0 | 0 | 0 | 0 | 0 | [6 empty] | 0 | 0 | 0 | 0 | 1968 | 0 | 0 | E | [6 empty] | 0
3 |  | 12625 | 1447 | 3 | IC | 7024 | P | SB | 0 | 1965 | FO2 |  |  | NG | FO2 |  | 15000 | 4500 | 4500 | 0 |  | 0 | 0 | 0 | 0 | 0 | 0 | [6 empty] | 0 | 0 | 0 | 0 | 1965 | 0 | 0 | [7 empty] | 0
3 |  | 12625 | 1447 | 4 | IC | 7024 | P | SB | 0 | 1966 | FO2 |  |  | NG | FO2 |  | 15000 | 4500 | 4500 | 0 |  | 0 | 0 | 0 | 0 | 0 | 0 | [6 empty] | 0 | 0 | 0 | 0 | 1966 | 0 | 0 | [7 empty] | 0
3 |  | 12647 | 378 | 1 | HC | 700 | B | OP | 4 | 1920 | WAT |  |  | WAT |  |  | 0 | 390 | 390 | 0 |  | 0 | 0 | 0 | 0 | 0 | 0 | [6 empty] | 0 | 0 | 0 | 4 | 1920 | 0 | 0 | [7 empty] | 0
3 |  | 12647 | 378 | 2 | HC | 384 | B | OP | 4 | 1920 | WAT |  |  | WAT |  |  | 0 | 540 | 540 | 0 |  | 0 | 0 | 0 | 0 | 0 | 0 | [6 empty] | 0 | 0 | 0 | 4 | 1920 | 0 | 0 | [7 empty] | 0
3 |  | 12647 | 1891 | 1 | ST | 58700 | C | SB | 6 | 1953 | FO2 |  |  | SUB |  |  | 13854 | 41000 | 41000 | 0 |  | 0 | 0 | 0 | 0 | 0 | 0 | [6 empty] | 0 | 0 | 0 | 5 | 1953 | 0 | 0 | E | [6 empty] | 0
3 |  | 12647 | 1891 | 2 | ST | 58000 | C | SB | 9 | 1953 | FO2 |  |  | SUB |  |  | 13854 | 41000 | 41000 | 0 |  | 0 | 0 | 0 | 0 | 0 | 0 | [6 empty] | 0 | 0 | 0 | 8 | 1953 | 0 | 0 | E | [6 empty] | 0
3 |  | 12647 | 1892 | 1 | HC | 6000 | B | OP | 2 | 1925 | WAT |  |  | WAT |  |  | 0 | 5800 | 5800 | 0 |  | 0 | 0 | 0 | 0 | 0 | 0 | [6 empty] | 0 | 0 | 0 | 1 | 1925 | 0 | 0 | [7 empty] | 0
3 |  | 12647 | 1892 | 2 | HC | 6000 | B | OP | 88 | 1925 | WAT |  |  | WAT |  |  | 0 | 5800 | 5800 | 0 |  | 0 | 0 | 0 | 0 | 0 | 0 | [6 empty] | 0 | 0 | 0 | 0 | 1925 | 0 | 0 | E | [6 empty] | 0
3 |  | 12647 | 1892 | 3 | HC | 6000 | B | OP | 8 | 1988 | WAT |  |  | WAT |  |  | 0 | 6000 | 6000 | 0 |  | 0 | 0 | 9 | 1987 | 0 | 0 | [6 empty] | 0 | 0 | 0 | 8 | 1988 | 0 | 0 | [7 empty] | 0
3 |  | 12647 | 1892 | C1 | HC | 0 |  |  | 0 | 0 | [6 empty] | 0 | 0 | 0 | 6000 | CN | 99 | 9999 | 11 | 1983 | 11 | 1984 |  |  |  | WAT |  |  | 0 | 0 | 0 | 0 | 0 | 6000 | 6000 | [7 empty] | 0
3 |  | 12647 | 1893 | 1 | ST | 75000 | C | OP | 7 | 1958 | FO2 |  |  | SUB |  |  | 11981 | 69000 | 69000 | 0 |  | 0 | 0 | 0 | 0 | 0 | 0 | [6 empty] | 0 | 0 | 0 | 6 | 1958 | 0 | 0 | E | [6 empty] | 0
3 |  | 12647 | 1893 | 2 | ST | 75000 | C | OP | 1 | 1960 | FO2 |  |  | SUB |  |  | 11981 | 69000 | 69000 | 0 |  | 0 | 0 | 0 | 0 | 0 | 0 | [6 empty] | 0 | 0 | 0 | 12 | 1959 | 0 | 0 | E | [6 empty] | 0
3 |  | 12647 | 1893 | 3 | ST | 364500 | B | OP | 5 | 1973 | FO2 |  |  | SUB |  |  | 10476 | 350000 | 350000 | 0 |  | 0 | 0 | 0 | 0 | 0 | 0 | [6 empty] | 0 | 0 | 0 | 2 | 1973 | 0 | 0 | E | [6 empty] | 0
3 |  | 12647 | 1893 | 4 | ST | 558000 | B | OP | 5 | 1980 | FO2 |  |  | SUB |  |  | 10722 | 535000 | 535000 | 0 |  | 0 | 0 | 0 | 0 | 0 | 0 | [6 empty] | 0 | 0 | 0 | 1 | 1980 | 0 | 0 | E | [6 empty] | 0
3 |  | 12647 | 1894 | 1 | HC | 12000 | B | OP | 88 | 1924 | WAT |  |  | WAT |  |  | 0 | 11800 | 11800 | 0 |  | 0 | 0 | 0 | 0 | 0 | 0 | [6 empty] | 0 | 0 | 0 | 0 | 1924 | 0 | 0 | E | [6 empty] | 0
3 |  | 12647 | 1895 | 1 | HC | 800 | B | OP | 88 | 1922 | WAT |  |  | WAT |  |  | 0 | 640 | 640 | 0 |  | 0 | 0 | 0 | 0 | 0 | 0 | [6 empty] | 0 | 0 | 0 | 0 | 1922 | 0 | 0 | E | [6 empty] | 0
3 |  | 12647 | 1895 | 2 | HC | 800 | B | OP | 88 | 1922 | WAT |  |  | WAT |  |  | 0 | 633 | 633 | 0 |  | 0 | 0 | 0 | 0 | 0 | 0 | [6 empty] | 0 | 0 | 0 | 0 | 1922 | 0 | 0 | E | [6 empty] | 0
3 |  | 12647 | 1895 | 3 | HC | 800 | B | OP | 88 | 1922 | WAT |  |  | WAT |  |  | 0 | 633 | 633 | 0 |  | 0 | 0 | 0 | 0 | 0 | 0 | [6 empty] | 0 | 0 | 0 | 0 | 1922 | 0 | 0 | E | [6 empty] | 0
3 |  | 12647 | 1896 | 1 | HC | 800 | B | OP | 88 | 1919 | WAT |  |  | WAT |  |  | 0 | 660 | 660 | 0 |  | 0 | 0 | 0 | 0 | 0 | 0 | [6 empty] | 0 | 0 | 0 | 0 | 1919 | 0 | 0 | E | [6 empty] | 0
3 |  | 12647 | 1896 | 2 | HC | 800 | B | OP | 88 | 1919 | WAT |  |  | WAT |  |  | 0 | 660 | 660 | 0 |  | 0 | 0 | 0 | 0 | 0 | 0 | [6 empty] | 0 | 0 | 0 | 0 | 1919 | 0 | 0 | E | [6 empty] | 0
3 |  | 12647 | 1896 | 3 | HC | 1100 | B | OP | 88 | 1920 | WAT |  |  | WAT |  |  | 0 | 660 | 660 | 0 |  | 0 | 0 | 0 | 0 | 0 | 0 | [6 empty] | 0 | 0 | 0 | 0 | 1920 | 0 | 0 | E | [6 empty] | 0
3 |  | 12647 | 1896 | 4 | HC | 1200 | B | OP | 11 | 1979 | WAT |  |  | WAT |  |  | 0 | 1300 | 1300 | 0 |  | 0 | 0 | 0 | 0 | 0 | 0 | [6 empty] | 0 | 0 | 0 | 8 | 1979 | 0 | 0 | E | [6 empty] | 0
3 |  | 12647 | 1896 | 5 | HC | 300 | B | OP | 88 | 1906 | WAT |  |  | WAT |  |  | 0 | 660 | 660 | 0 |  | 0 | 0 | 0 | 0 | 0 | 0 | [6 empty] | 0 | 0 | 0 | 0 | 1906 | 0 | 0 | E | [6 empty] | 0
3 |  | 12647 | 1896 | 6 | HC | 300 | B | OP | 88 | 1906 | WAT |  |  | WAT |  |  | 0 | 660 | 660 | 0 |  | 0 | 0 | 0 | 0 | 0 | 0 | [6 empty] | 0 | 0 | 0 | 0 | 1906 | 0 | 0 | E | [6 empty] | 0
3 |  | 12647 | 1897 | 1 | ST | 25000 | P | OS | 9 | 1931 | FO6 |  |  | FO6 |  |  | 16105 | 25000 | 25000 | 0 |  | 0 | 0 | 0 | 0 | 0 | 0 | [6 empty] | 0 | 0 | 0 | 8 | 1931 | 0 | 0 | E | [6 empty] | 0
3 |  | 12647 | 1897 | 2 | ST | 25000 | P | OS | 8 | 1943 | FO6 |  |  | FO6 |  |  | 16105 | 25000 | 25000 | 0 |  | 0 | 0 | 0 | 0 | 0 | 0 | [6 empty] | 0 | 0 | 0 | 7 | 1943 | 0 | 0 | E | [6 empty] | 0
3 |  | 12647 | 1897 | 3 | ST | 35000 | P | OS | 8 | 1949 | NG |  |  | SUB | NG | WD | 16105 | 35000 | 35000 | 0 |  | 0 | 0 | 0 | 0 | 0 | 0 | [6 empty] | 0 | 0 | 0 | 7 | 1949 | 0 | 0 | E |  |  |  | Y | Producing steam only. |  | 0
3 |  | 12647 | 1897 | 4 | ST | 37500 | P | OS | 4 | 1951 | NG |  |  | SUB | NG | WD | 16105 | 39000 | 39000 | 0 |  | 0 | 0 | 0 | 0 | 0 | 0 | [6 empty] | 0 | 0 | 0 | 3 | 1951 | 0 | 0 | E |  |  |  | Y | Producing steam only. |  | 0
3 |  | 12647 | 1898 | 1 | HC | 800 | B | OP | 88 | 1917 | WAT |  |  | WAT |  |  | 0 | 900 | 900 | 0 |  | 0 | 0 | 0 | 0 | 0 | 0 | [6 empty] | 0 | 0 | 0 | 0 | 1917 | 0 | 0 | E | [6 empty] | 0
3 |  | 12647 | 1898 | 2 | HC | 800 | B | OP | 88 | 1917 | WAT |  |  | WAT |  |  | 0 | 900 | 900 | 0 |  | 0 | 0 | 0 | 0 | 0 | 0 | [6 empty] | 0 | 0 | 0 | 0 | 1917 | 0 | 0 | E | [6 empty] | 0
3 |  | 12647 | 1899 | 1 | HC | 400 | B | OP | 88 | 1923 | WAT |  |  | WAT |  |  | 0 | 350 | 350 | 0 |  | 0 | 0 | 0 | 0 | 0 | 0 | [6 empty] | 0 | 0 | 0 | 0 | 1923 | 0 | 0 | E | [6 empty] | 0
3 |  | 12647 | 1899 | 2 | HC | 400 | B | OP | 88 | 1923 | WAT |  |  | WAT |  |  | 0 | 350 | 350 | 0 |  | 0 | 0 | 0 | 0 | 0 | 0 | [6 empty] | 0 | 0 | 0 | 0 | 1923 | 0 | 0 | E | [6 empty] | 0
3 |  | 12647 | 1899 | 3 | HC | 400 | B | OP | 88 | 1923 | WAT |  |  | WAT |  |  | 0 | 350 | 350 | 0 |  | 0 | 0 | 0 | 0 | 0 | 0 | [6 empty] | 0 | 0 | 0 | 0 | 1923 | 0 | 0 | E | [6 empty] | 0
3 |  | 12647 | 1899 | 4 | HC | 400 | B | OP | 88 | 1923 | WAT |  |  | WAT |  |  | 0 | 350 | 350 | 0 |  | 0 | 0 | 0 | 0 | 0 | 0 | [6 empty] | 0 | 0 | 0 | 0 | 1923 | 0 | 0 | E | [6 empty] | 0
3 |  | 12647 | 1900 | 1 | HC | 600 | B | OP | 88 | 1913 | WAT |  |  | WAT |  |  | 0 | 640 | 640 | 0 |  | 0 | 0 | 0 | 0 | 0 | 0 | [6 empty] | 0 | 0 | 0 | 0 | 1913 | 0 | 0 | E | [6 empty] | 0
3 |  | 12647 | 1900 | 2 | HC | 600 | B | OP | 88 | 1913 | WAT |  |  | WAT |  |  | 0 | 630 | 630 | 0 |  | 0 | 0 | 0 | 0 | 0 | 0 | [6 empty] | 0 | 0 | 0 | 0 | 1913 | 0 | 0 | E | [6 empty] | 0
3 |  | 12647 | 1900 | 3 | HC | 600 | B | OP | 88 | 1915 | WAT |  |  | WAT |  |  | 0 | 630 | 630 | 0 |  | 0 | 0 | 0 | 0 | 0 | 0 | [6 empty] | 0 | 0 | 0 | 0 | 1915 | 0 | 0 | E | [6 empty] | 0
3 |  | 12647 | 1901 | 1 | HC | 13000 | P | OP | 88 | 1907 | WAT |  |  | WAT |  |  | 0 | 12500 | 12500 | 0 |  | 0 | 0 | 0 | 0 | 0 | 0 | [6 empty] | 0 | 0 | 0 | 0 | 1907 | 0 | 0 | E | [6 empty] | 0
3 |  | 12647 | 1901 | 2 | HC | 13000 | P | OP | 88 | 1907 | WAT |  |  | WAT |  |  | 0 | 12500 | 12500 | 0 |  | 0 | 0 | 0 | 0 | 0 | 0 | [6 empty] | 0 | 0 | 0 | 0 | 1907 | 0 | 0 | E | [6 empty] | 0
3 |  | 12647 | 1901 | 3 | HC | 13000 | P | OP | 88 | 1907 | WAT |  |  | WAT |  |  | 0 | 12500 | 12500 | 0 |  | 0 | 0 | 0 | 0 | 0 | 0 | [6 empty] | 0 | 0 | 0 | 0 | 1907 | 0 | 0 | E | [6 empty] | 0
3 |  | 12647 | 1901 | 4 | HC | 10800 | P | OP | 88 | 1914 | WAT |  |  | WAT |  |  | 0 | 12500 | 12500 | 0 |  | 0 | 0 | 0 | 0 | 0 | 0 | [6 empty] | 0 | 0 | 0 | 0 | 1914 | 0 | 0 | E | [6 empty] | 0
3 |  | 12647 | 1901 | 5 | HC | 10800 | P | OP | 88 | 1919 | WAT |  |  | WAT |  |  | 0 | 12500 | 12500 | 0 |  | 0 | 0 | 0 | 0 | 0 | 0 | [6 empty] | 0 | 0 | 0 | 0 | 1919 | 0 | 0 | E | [6 empty] | 0
3 |  | 12647 | 1901 | 6 | HC | 12000 | P | OP | 88 | 1949 | WAT |  |  | WAT |  |  | 0 | 12500 | 12500 | 0 |  | 0 | 0 | 0 | 0 | 0 | 0 | [6 empty] | 0 | 0 | 0 | 0 | 1949 | 0 | 0 | E | [6 empty] | 0
3 |  | 12647 | 1902 | 2 | HC | 2000 | B | OP | 8 | 1923 | WAT |  |  | WAT |  |  | 0 | 2000 | 2000 | 0 |  | 0 | 0 | 0 | 0 | 0 | 0 | [6 empty] | 0 | 0 | 0 | 5 | 1923 | 0 | 0 | E | [6 empty] | 0
3 |  | 12647 | 1902 | 3 | HC | 2000 | B | OP | 9 | 1923 | WAT |  |  | WAT |  |  | 0 | 2000 | 2000 | 0 |  | 0 | 0 | 0 | 0 | 0 | 0 | [6 empty] | 0 | 0 | 0 | 6 | 1923 | 0 | 0 | E | [6 empty] | 0
3 |  | 12647 | 6767 | 1 | ST | 0 |  |  | 0 | 0 | [6 empty] | 0 | 0 | 0 | 800000 | CN | 1 | 1977 | 5 | 1985 | 11 | 1984 |  |  |  | COL |  |  | 0 | 0 | 0 | 0 | 0 | 739000 | 754000 | [7 empty] | 0
3 |  | 12658 | 452 | 1 | GT | 35000 | P | SB | 11 | 1978 | FO2 |  |  | FO2 |  |  | 0 | 22200 | 35000 | 0 |  | 0 | 0 | 0 | 0 | 0 | 0 | [6 empty] | 0 | 0 | 0 | 10 | 1978 | 0 | 0 | E | [6 empty] | 0
3 |  | 12658 | 2028 | 1 | IC | 900 | P |  | 7 | 1956 | FO2 |  |  | FO2 |  |  | 11200 | 900 | 900 | 0 | RE | 5 | 1986 | 0 | 0 | 0 | 0 | [6 empty] | 0 | 0 | 0 | 6 | 1956 | 0 | 0 | E | [6 empty] | 0
3 |  | 12658 | 2028 | 2 | IC | 1000 |  |  | 99 | 1948 |  |  |  | FO2 |  |  | 0 | 0 | 0 | 0 | RE | 12 | 1976 | 0 | 0 | 0 | 0 | [6 empty] | 0 | 0 | 0 | 0 | 1948 | 0 | 0 | E | [6 empty] | 0
3 |  | 12658 | 2028 | 3 | IC | 500 |  |  | 7 | 1956 |  |  |  | FO2 |  |  | 0 | 0 | 0 | 0 | RE | 12 | 1981 | 0 | 0 | 0 | 0 | [6 empty] | 0 | 0 | 0 | 0 | 1956 | 0 | 0 | E | [6 empty] | 0
3 |  | 12658 | 2028 | 4 | IC | 1100 | P |  | 7 | 1956 | FO2 |  |  | FO2 |  |  | 11200 | 1100 | 1100 | 0 | RE | 6 | 1986 | 0 | 0 | 0 | 0 | [6 empty] | 0 | 0 | 0 | 6 | 1956 | 0 | 0 | E | [6 empty] | 0
3 |  | 12658 | 2029 | 1 | IC | 200 |  |  | 99 | 1938 |  |  |  | FO2 |  |  | 0 | 0 | 0 | 0 | RE | 12 | 1980 | 0 | 0 | 0 | 0 | [6 empty] | 0 | 0 | 0 | 0 | 1938 | 0 | 0 | E | [6 empty] | 0
3 |  | 12658 | 2030 | 1 | IC | 725 | P |  | 7 | 1956 | FO2 |  |  | FO2 |  |  | 10100 | 725 | 725 | 0 | RE | 8 | 1986 | 0 | 0 | 0 | 0 | [6 empty] | 0 | 0 | 0 | 6 | 1956 | 0 | 0 | E | [6 empty] | 0
3 |  | 12658 | 2030 | 3 | IC | 825 | P |  | 7 | 1956 | FO2 |  |  | FO2 |  |  | 10100 | 825 | 825 | 0 | RE | 8 | 1986 | 0 | 0 | 0 | 0 | [6 empty] | 0 | 0 | 0 | 6 | 1956 | 0 | 0 | E | [6 empty] | 0
3 |  | 12658 | 2030 | 5 | IC | 825 | P |  | 7 | 1956 | FO2 |  |  | FO2 |  |  | 10100 | 825 | 825 | 0 | RE | 8 | 1986 | 0 | 0 | 0 | 0 | [6 empty] | 0 | 0 | 0 | 6 | 1956 | 0 | 0 | E | [6 empty] | 0
3 |  | 12658 | 2820 | 1 | ST | 5000 |  |  | 12 | 1949 |  |  |  | LIG |  |  | 0 | 0 | 0 | 0 | RE | 5 | 1983 | 0 | 0 | 0 | 0 | [6 empty] | 0 | 0 | 0 | 0 | 1949 | 0 | 0 | E | [6 empty] | 0
3 |  | 12658 | 2820 | 2 | ST | 5000 |  |  | 3 | 1950 | LIG |  |  | LIG | FO2 |  | 16000 | 6185 | 6185 | 0 | RE | 5 | 1985 | 0 | 0 | 0 | 0 | [6 empty] | 0 | 0 | 0 | 2 | 1950 | 0 | 0 | E | [6 empty] | 0
3 |  | 12658 | 2820 | 3 | ST | 11500 |  |  | 3 | 1951 | LIG |  |  | LIG | FO2 |  | 16000 | 12800 | 12800 | 0 | RE | 5 | 1985 | 0 | 0 | 0 | 0 | [6 empty] | 0 | 0 | 0 | 2 | 1951 | 0 | 0 | E | [6 empty] | 0
3 |  | 12658 | 2821 | 1 | IC | 700 | P | SB | 9 | 1941 |  |  |  | FO2 |  |  | 11000 | 700 | 700 | 0 |  | 0 | 0 | 0 | 0 | 0 | 0 | [6 empty] | 0 | 0 | 0 | 8 | 1941 | 0 | 0 | E | [6 empty] | 0
3 |  | 12658 | 2821 | 2 | IC | 700 | P | SB | 9 | 1941 |  |  |  | FO2 |  |  | 11000 | 700 | 700 | 0 |  | 0 | 0 | 0 | 0 | 0 | 0 | [6 empty] | 0 | 0 | 0 | 8 | 1941 | 0 | 0 | E | [6 empty] | 0
3 |  | 12658 | 2821 | 3 | IC | 700 | P | SB | 9 | 1941 |  |  |  | FO2 |  |  | 11000 | 700 | 700 | 0 |  | 0 | 0 | 0 | 0 | 0 | 0 | [6 empty] | 0 | 0 | 0 | 8 | 1941 | 0 | 0 | E | [6 empty] | 0
3 |  | 12658 | 2821 | 4 | IC | 1000 | P | SB | 9 | 1946 |  |  |  | FO2 |  |  | 11000 | 1000 | 1000 | 0 |  | 0 | 0 | 0 | 0 | 0 | 0 | [6 empty] | 0 | 0 | 0 | 8 | 1946 | 0 | 0 | E | [6 empty] | 0
3 |  | 12658 | 2821 | 5 | IC | 1000 | P | SB | 9 | 1946 |  |  |  | FO2 |  |  | 11000 | 1000 | 1000 | 0 |  | 0 | 0 | 0 | 0 | 0 | 0 | [6 empty] | 0 | 0 | 0 | 8 | 1946 | 0 | 0 | E | [6 empty] | 0
3 |  | 12658 | 2821 | 6 | IC | 1000 | P | SB | 9 | 1946 |  |  |  | FO2 |  |  | 11000 | 1000 | 1000 | 0 |  | 0 | 0 | 0 | 0 | 0 | 0 | [6 empty] | 0 | 0 | 0 | 8 | 1946 | 0 | 0 | E | [6 empty] | 0
3 |  | 12658 | 2821 | 7 | IC | 1100 | P | SB | 9 | 1949 |  |  |  | FO2 |  |  | 11000 | 1100 | 1100 | 0 |  | 0 | 0 | 0 | 0 | 0 | 0 | [6 empty] | 0 | 0 | 0 | 8 | 1949 | 0 | 0 | E | [6 empty] | 0
3 |  | 12658 | 2821 | 8 | IC | 1100 | P | SB | 9 | 1949 |  |  |  | FO2 |  |  | 11000 | 1100 | 1100 | 0 |  | 0 | 0 | 0 | 0 | 0 | 0 | [6 empty] | 0 | 0 | 0 | 8 | 1949 | 0 | 0 | E | [6 empty] | 0
3 |  | 12658 | 2821 | 9 | IC | 1100 |  |  | 9 | 1949 |  |  |  | FO2 |  |  | 0 | 0 | 0 | 0 | RE | 88 | 1979 | 0 | 0 | 0 | 0 | [6 empty] | 0 | 0 | 0 | 0 | 1949 | 0 | 0 | E | [6 empty] | 0
3 |  | 12658 | 2821 | 10 | IC | 1100 | P | SB | 9 | 1949 |  |  |  | FO2 |  |  | 11000 | 1100 | 1100 | 0 |  | 0 | 0 | 0 | 0 | 0 | 0 | [6 empty] | 0 | 0 | 0 | 8 | 1949 | 0 | 0 | E | [6 empty] | 0
3 |  | 12658 | 2821 | 11 | IC | 1100 | P | SB | 9 | 1949 |  |  |  | FO2 |  |  | 11000 | 1100 | 1100 | 0 |  | 0 | 0 | 0 | 0 | 0 | 0 | [6 empty] | 0 | 0 | 0 | 8 | 1949 | 0 | 0 | E | [6 empty] | 0
3 |  | 12658 | 2822 | 1 | IC | 1600 | P | SB | 11 | 1947 |  |  |  | FO2 |  |  | 10000 | 1455 | 1455 | 0 |  | 0 | 0 | 0 | 0 | 0 | 0 | [6 empty] | 0 | 0 | 0 | 10 | 1947 | 0 | 0 | E | [6 empty] | 0
3 |  | 12658 | 2822 | 2 | IC | 1600 | P | SB | 11 | 1947 |  |  |  | FO2 |  |  | 10000 | 1455 | 1455 | 0 |  | 0 | 0 | 0 | 0 | 0 | 0 | [6 empty] | 0 | 0 | 0 | 10 | 1947 | 0 | 0 | E | [6 empty] | 0
3 |  | 12658 | 2822 | 3 | IC | 1600 | P | SC | 11 | 1947 |  |  |  | FO2 |  |  | 10000 | 1455 | 1455 | 0 |  | 0 | 0 | 0 | 0 | 0 | 0 | [6 empty] | 0 | 0 | 0 | 10 | 1947 | 0 | 0 | E | [6 empty] | 0
3 |  | 12658 | 2823 | 1 | ST | 257000 | B | OP | 11 | 1970 | FO2 |  |  | LIG |  |  | 11600 | 250000 | 250000 | 0 |  | 0 | 0 | 0 | 0 | 0 | 0 | [6 empty] | 0 | 0 | 0 | 9 | 1970 | 0 | 0 | E | [6 empty] | 0
3 |  | 12658 | 2823 | 2 | ST | 477000 | B | OP | 5 | 1977 | FO2 |  |  | LIG |  |  | 11600 | 425000 | 425000 | 0 |  | 0 | 0 | 0 | 0 | 0 | 0 | [6 empty] | 0 | 0 | 0 | 2 | 1977 | 0 | 0 | E | [6 empty] | 0
3 |  | 12658 | 6640 | 1 | GT | 0 |  |  | 0 | 0 | [6 empty] | 0 | 0 | 0 | 30000 | CN | 99 | 9999 | 11 | 1978 | 11 | 1979 |  |  |  | PET |  |  | 0 | 0 | 0 | 0 | 0 | 25000 | 30000 | [7 empty] | 0
3 |  | 12685 | 73 | 1 | ST | 0 |  |  | 0 | 0 | [6 empty] | 0 | 0 | 0 | 700000 | CN | 99 | 9999 | 1 | 1986 | 1 | 1991 |  |  |  | COL |  |  | 0 | 0 | 0 | 0 | 0 | 648000 | 661000 | [7 empty] | 0
3 |  | 12685 | 73 | 2 | ST | 0 |  |  | 0 | 0 | [6 empty] | 0 | 0 | 0 | 700000 | CN | 99 | 9999 | 1 | 1985 | 1 | 1992 |  |  |  | COL |  |  | 0 | 0 | 0 | 0 | 0 | 648000 | 661000 | [7 empty] | 0
3 |  | 12685 | 2050 | 1 | ST | 544600 | C | OP | 2 | 1967 | NG | FO2 |  | NG | FO6 |  | 10479 | 550000 | 550000 | 0 |  | 0 | 0 | 0 | 0 | 0 | 0 | [6 empty] | 0 | 0 | 0 | 10 | 1966 | 0 | 0 | [7 empty] | 0
3 |  | 12685 | 2050 | 2 | ST | 783000 | C | OP | 9 | 1971 | NG | FO2 |  | FO6 | NG |  | 9896 | 771000 | 771000 | 0 |  | 0 | 0 | 0 | 0 | 0 | 0 | [6 empty] | 0 | 0 | 0 | 7 | 1971 | 0 | 0 | [7 empty] | 0
3 |  | 12685 | 2051 | 1 | ST | 112500 | C | SC | 11 | 1953 | NG |  |  | NG |  |  | 11200 | 104000 | 104000 | 0 |  | 0 | 0 | 0 | 0 | 0 | 0 | [6 empty] | 0 | 0 | 0 | 10 | 1953 | 0 | 0 | [7 empty] | 0
3 |  | 12685 | 2051 | 2 | ST | 112500 | C | OP | 12 | 1953 | NG |  |  | NG | FO6 |  | 11713 | 103000 | 103000 | 0 |  | 0 | 0 | 0 | 0 | 0 | 0 | [6 empty] | 0 | 0 | 0 | 11 | 1953 | 0 | 0 | [7 empty] | 0
3 |  | 12685 | 2052 | 1 | ST | 60000 | C | SC | 1 | 1951 | NG |  |  | NG |  |  | 11500 | 73000 | 73000 | 0 |  | 0 | 0 | 0 | 0 | 0 | 0 | [6 empty] | 0 | 0 | 0 | 12 | 1950 | 0 | 0 | [7 empty] | 0
3 |  | 12685 | 2053 | 1 | ST | 34500 | C | OP | 7 | 1948 | NG |  |  | NG |  |  | 13500 | 36000 | 36000 | 0 |  | 0 | 0 | 0 | 0 | 0 | 0 | [6 empty] | 0 | 0 | 0 | 7 | 1948 | 0 | 0 | [7 empty] | 0
3 |  | 12685 | 2053 | 2 | ST | 40000 | C |  | 12 | 1949 | NG |  |  | NG |  |  | 14091 | 47000 | 47000 | 0 | RE | 12 | 1984 | 0 | 0 | 0 | 0 | [6 empty] | 0 | 0 | 0 | 0 | 1949 | 0 | 0 | E | [6 empty] | 0
3 |  | 12685 | 2053 | 3 | ST | 66000 | C | OP | 3 | 1951 | NG |  |  | NG | FO6 |  | 11920 | 76000 | 76000 | 0 |  | 0 | 0 | 0 | 0 | 0 | 0 | [6 empty] | 0 | 0 | 0 | 2 | 1951 | 0 | 0 | [7 empty] | 0
3 |  | 12685 | 2053 | 4 | ST | 238700 | C | OP | 9 | 1959 | NG |  |  | NG | FO6 |  | 10510 | 231000 | 231000 | 0 |  | 0 | 0 | 0 | 0 | 0 | 0 | [6 empty] | 0 | 0 | 0 | 6 | 1959 | 0 | 0 | [7 empty] | 0
3 |  | 12685 | 2053 | GT1 | GT | 10000 | P | OP | 10 | 1968 | FO2 |  |  | FO2 |  |  | 22995 | 11000 | 11000 | 0 |  | 0 | 0 | 0 | 0 | 0 | 0 | [6 empty] | 0 | 0 | 0 | 10 | 1968 | 0 | 0 | [7 empty] | 0
3 |  | 12685 | 5012 | 3 | GT | 0 |  |  | 0 | 0 | [6 empty] | 0 | 0 | 0 | 50000 | CN | 99 | 9999 | 1 | 1987 | 1 | 1987 |  |  |  | PET |  |  | 0 | 0 | 0 | 0 | 0 | 41000 | 50000 | [7 empty] | 0
3 |  | 12685 | 8054 | 1 | ST | 781470 | C | OP | 1 | 1975 | NG | FO6 | FO2 | NG | FO6 |  | 9726 | 761000 | 761000 | 0 |  | 0 | 0 | 0 | 0 | 0 | 0 | [6 empty] | 0 | 0 | 0 | 10 | 1974 | 0 | 0 | [7 empty] | 0
3 |  | 12686 | 2046 | 1 | ST | 22500 | P | OP | 3 | 1945 | NG | FO2 |  | NG | FO6 |  | 13717 | 24300 | 24300 | 0 | RT | 1 | 2001 | 0 | 0 | 0 | 0 | [6 empty] | 0 | 0 | 0 | 0 | 1945 | 0 | 0 | E | [6 empty] | 0
3 |  | 12686 | 2046 | 2 | ST | 22500 | P | OP | 7 | 1947 | NG | FO2 |  | NG | FO6 |  | 13811 | 25200 | 25200 | 0 | RT | 1 | 2003 | 0 | 0 | 0 | 0 | [6 empty] | 0 | 0 | 0 | 0 | 1947 | 0 | 0 | [7 empty] | 0
3 |  | 12686 | 2046 | 3 | ST | 22500 | P | OP | 8 | 1949 | NG | FO2 |  | NG | FO6 |  | 13768 | 24800 | 24800 | 0 | RT | 1 | 2005 | 0 | 0 | 0 | 0 | [6 empty] | 0 | 0 | 0 | 0 | 1949 | 0 | 0 | E | [6 empty] | 0
3 |  | 12686 | 2047 | 1 | GT | 18180 | B | OP | 7 | 1967 | NG |  |  | NG |  |  | 13038 | 17000 | 19000 | 0 | RT | 1 | 1998 | 0 | 0 | 0 | 0 | [6 empty] | 0 | 0 | 0 | 0 | 1967 | 0 | 0 | [7 empty] | 0
3 |  | 12686 | 2047 | 2 | GT | 18180 | B | OP | 7 | 1967 | NG |  |  | NG |  |  | 13038 | 17000 | 19000 | 0 | RT | 1 | 1998 | 0 | 0 | 0 | 0 | [6 empty] | 0 | 0 | 0 | 0 | 1967 | 0 | 0 | E | [6 empty] | 0
3 |  | 12686 | 2047 | 3 | GT | 18180 | B | OP | 10 | 1971 | NG |  |  | NG |  |  | 13038 | 17000 | 19000 | 0 |  | 0 | 0 | 0 | 0 | 0 | 0 | [6 empty] | 0 | 0 | 0 | 0 | 1971 | 0 | 0 | [7 empty] | 0
3 |  | 12686 | 2047 | 4 | GT | 18180 | B | OP | 9 | 1971 | NG |  |  | NG |  |  | 13038 | 17000 | 19000 | 0 |  | 0 | 0 | 0 | 0 | 0 | 0 | [6 empty] | 0 | 0 | 0 | 0 | 1971 | 0 | 0 | [7 empty] | 0
3 |  | 12686 | 2048 | A | JE | 39400 | P | OP | 5 | 1971 | NG | FO2 |  | NG | FO2 |  | 15647 | 31300 | 34800 | 0 | RT | 1 | 2002 | 0 | 0 | 0 | 0 | [6 empty] | 0 | 0 | 0 | 4 | 1971 | 0 | 0 | [7 empty] | 0
3 |  | 12686 | 2048 | 1 | ST | 40000 | P | OP | 5 | 1951 | NG | FO2 |  | FO6 | NG |  | 13365 | 46600 | 46600 | 0 | RT | 1 | 2007 | 0 | 0 | 0 | 0 | [6 empty] | 0 | 0 | 0 | 0 | 1951 | 0 | 0 | E | [6 empty] | 0
3 |  | 12686 | 2048 | 2 | ST | 40000 | P | OP | 6 | 1953 | NG | FO2 |  | FO6 | NG |  | 13365 | 45600 | 45600 | 0 | RT | 1 | 2009 | 0 | 0 | 0 | 0 | [6 empty] | 0 | 0 | 0 | 0 | 1953 | 0 | 0 | E | [6 empty] | 0
3 |  | 12686 | 2049 | A | JE | 39400 | P | OP | 6 | 1970 | NG | FO2 |  | NG | FO2 |  | 16479 | 31300 | 34800 | 0 | RT | 1 | 2001 | 0 | 0 | 0 | 0 | [6 empty] | 0 | 0 | 0 | 5 | 1970 | 0 | 0 | E | [6 empty] | 0
3 |  | 12686 | 2049 | 1 | ST | 75000 | P | OP | 6 | 1957 | NG |  |  | NG | FO2 |  | 10869 | 82500 | 82500 | 0 | RT | 1 | 2013 | 0 | 0 | 0 | 0 | [6 empty] | 0 | 0 | 0 | 0 | 1957 | 0 | 0 | E | [6 empty] | 0
3 |  | 12686 | 2049 | 2 | ST | 75000 | P | OP | 4 | 1960 | NG |  |  | NG | FO2 |  | 10869 | 82300 | 82300 | 0 | RT | 1 | 2016 | 0 | 0 | 0 | 0 | [6 empty] | 0 | 0 | 0 | 0 | 1960 | 0 | 0 | E | [6 empty] | 0
3 |  | 12686 | 2049 | 3 | ST | 112000 | P | OP | 5 | 1962 | NG |  |  | NG | FO2 |  | 10195 | 112500 | 112500 | 0 | RT | 1 | 2018 | 0 | 0 | 0 | 0 | [6 empty] | 0 | 0 | 0 | 0 | 1962 | 0 | 0 | E | [6 empty] | 0
3 |  | 12686 | 2049 | 4 | ST | 250000 | B | OP | 5 | 1968 | NG |  |  | BIT | NG |  | 9714 | 261500 | 261500 | 0 | RT | 1 | 2024 | 0 | 0 | 0 | 0 | [6 empty] | 0 | 0 | 0 | 0 | 1968 | 0 | 0 | E | [6 empty] | 0
3 |  | 12686 | 2049 | 5 | ST | 500000 | B | OP | 4 | 1973 | NG |  |  | BIT |  |  | 9949 | 522000 | 522000 | 0 | RT | 1 | 2029 | 0 | 0 | 0 | 0 | [6 empty] | 0 | 0 | 0 | 0 | 1973 | 0 | 0 | E | [6 empty] | 0
3 |  | 12686 | 5013 | 1 | ST | 0 |  |  | 0 | 0 | [6 empty] | 0 | 0 | 0 | 548000 | CN | 99 | 9999 | 6 | 1985 | 6 | 1986 |  |  |  | COL |  |  | 0 | 0 | 0 | 0 | 0 | 509000 | 519000 | [7 empty] | 0
3 |  | 12686 | 6073 | 1 | ST | 500000 | C | OP | 9 | 1977 | FO2 |  |  | BIT | FO6 |  | 9690 | 515800 | 515800 | 0 | RT | 1 | 2013 | 0 | 0 | 0 | 0 | [6 empty] | 0 | 0 | 0 | 0 | 1977 | 0 | 0 | E | [6 empty] | 0
3 |  | 12686 | 6073 | 2 | ST | 500000 | C | OP | 6 | 1981 | FO2 |  |  | BIT | FO6 |  | 9790 | 516100 | 516100 | 0 | RT | 1 | 2017 | 0 | 0 | 0 | 0 | [6 empty] | 0 | 0 | 0 | 0 | 1981 | 0 | 0 | E | [6 empty] | 0
3 |  | 12686 | 7287 | 1 | GT | 0 |  |  | 0 | 0 | [6 empty] | 0 | 0 | 0 | 79000 | PL | 0 | 0 | 0 | 1997 | 0 | 1996 |  |  |  | NG |  |  | 79000 | 79000 | 0 | 0 | 0 | 64881 | 77896 | [7 empty] | 0
3 |  | 12686 | 7287 | 2 | GT | 0 |  |  | 0 | 0 | [6 empty] | 0 | 0 | 0 | 79000 | PL | 0 | 0 | 0 | 2001 | 0 | 1997 |  |  |  | NG |  |  | 79000 | 79000 | 0 | 0 | 0 | 64881 | 77896 | [7 empty] | 0
3 |  | 12686 | 7287 | 3 | GT | 0 |  |  | 0 | 0 | [6 empty] | 0 | 0 | 0 | 79000 | PL | 0 | 0 | 0 | 2000 | 0 | 2000 |  |  |  | NG |  |  | 79000 | 79000 | 0 | 0 | 0 | 64881 | 77896 | [7 empty] | 0
3 |  | 12686 | 7287 | 4 | GT | 0 |  |  | 0 | 0 | [6 empty] | 0 | 0 | 0 | 79000 | PL | 0 | 0 | 0 | 2000 | 0 | 2000 |  |  |  | NG |  |  | 79000 | 79000 | 0 | 0 | 0 | 64881 | 77896 | [7 empty] | 0
3 |  | 12698 | 212 | 1 | CW | 0 |  |  | 0 | 0 | [6 empty] | 0 | 0 | 0 | 27000 | PL | 0 | 0 | 6 | 1985 | 6 | 1996 |  |  |  | WH |  |  | 27000 | 27000 | 0 | 0 | 0 | 23504 | 26581 | [7 empty] | 0
3 |  | 12698 | 212 | 2 | GT | 0 |  |  | 0 | 0 | [6 empty] | 0 | 0 | 0 | 22000 | CN | 12 | 1990 | 6 | 1985 | 0 | 0 |  |  |  | NG | WH |  | 20000 | 20000 | 0 | 0 | 0 | 18573 | 22288 | [7 empty] | 0
3 |  | 12698 | 212 | CC1 | CT | 0 |  |  | 0 | 0 | [6 empty] | 0 | 0 | 0 | 72000 | PL | 0 | 0 | 6 | 1996 | 6 | 1996 |  |  |  | NG |  |  | 72000 | 72000 | 0 | 0 | 0 | 60216 | 64522 | [7 empty] | 0
3 |  | 12698 | 2089 | 3 | ST | 5000 |  |  | 99 | 1928 |  |  |  | NG |  |  | 0 | 0 | 0 | 0 | RE | 5 | 1981 | 0 | 0 | 0 | 0 | [6 empty] | 0 | 0 | 0 | 0 | 1928 | 0 | 0 | E | [6 empty] | 0
3 |  | 12698 | 2089 | 4 | ST | 8000 |  |  | 99 | 1948 |  |  |  | NG |  |  | 0 | 0 | 0 | 0 | RE | 5 | 1981 | 0 | 0 | 0 | 0 | [6 empty] | 0 | 0 | 0 | 0 | 1948 | 0 | 0 | E | [6 empty] | 0
3 |  | 12698 | 2090 | 1 | GT | 23100 | P | OP | 6 | 1974 | FO2 |  |  | FO2 |  |  | 11300 | 18600 | 24800 | 0 |  | 0 | 0 | 0 | 0 | 0 | 0 | [6 empty] | 0 | 0 | 0 | 5 | 1974 | 0 | 0 | E | [6 empty] | 0
3 |  | 12698 | 2092 | 2 | ST | 25000 |  |  | 99 | 1958 |  |  |  | NG |  |  | 0 | 0 | 0 | 0 | RE | 11 | 1982 | 0 | 0 | 0 | 0 | [6 empty] | 0 | 0 | 0 | 0 | 1958 | 0 | 0 | E | [6 empty] | 0
3 |  | 12698 | 2092 | GT1 | GT | 66500 | P | OP | 6 | 1981 | NG |  |  | NG |  |  | 9800 | 60100 | 80000 | 0 |  | 0 | 0 | 0 | 0 | 0 | 0 | [6 empty] | 0 | 0 | 0 | 5 | 1981 | 0 | 0 | E | [6 empty] | 0
3 |  | 12698 | 2092 | ST1 | ST | 24500 |  |  | 99 | 1954 |  |  |  | NG |  |  | 0 | 0 | 0 | 0 | RE | 11 | 1982 | 0 | 0 | 0 | 0 | [6 empty] | 0 | 0 | 0 | 0 | 1954 | 0 | 0 | E | [6 empty] | 0
3 |  | 12698 | 2093 | 3 | ST | 8000 |  |  | 99 | 1950 |  |  |  | NG | FO2 |  | 0 | 0 | 0 | 0 | RE | 5 | 1981 | 0 | 0 | 0 | 0 | [6 empty] | 0 | 0 | 0 | 0 | 1950 | 0 | 0 | E | [6 empty] | 0
3 |  | 12698 | 2094 | 1 | ST | 55000 |  | OP | 6 | 1960 | BIT | FO2 |  | BIT |  |  | 11600 | 49500 | 50000 | 0 |  | 0 | 0 | 0 | 0 | 0 | 0 | [6 empty] | 0 | 0 | 0 | 5 | 1960 | 0 | 0 | E | [6 empty] | 0
3 |  | 12698 | 2094 | 2 | ST | 50000 |  | OP | 5 | 1962 | BIT | FO2 |  | BIT |  |  | 10600 | 51550 | 52030 | 0 |  | 0 | 0 | 0 | 0 | 0 | 0 | [6 empty] | 0 | 0 | 0 | 3 | 1962 | 0 | 0 | E | [6 empty] | 0
3 |  | 12698 | 2094 | 3 | ST | 418500 | B | OP | 6 | 1969 | BIT | FO2 |  | BIT |  |  | 9700 | 389500 | 391800 | 0 |  | 0 | 0 | 0 | 0 | 0 | 0 | [6 empty] | 0 | 0 | 0 | 4 | 1969 | 0 | 0 | E | [6 empty] | 0
3 |  | 12698 | 6074 | 1 | GT | 61700 | P | OP | 6 | 1975 | FO2 |  |  | FO2 |  |  | 10700 | 46100 | 61300 | 66700 | MO | 0 | 0 | 5 | 1996 | 5 | 1996 | OT | [5 empty] | 49100 | 61300 | 0 | 0 | 1975 | 54980 | 66004 | E | [6 empty] | 0
3 |  | 12698 | 6074 | 2 | GT | 61700 | P | OP | 6 | 1975 | FO2 |  |  | FO2 |  |  | 10725 | 44200 | 58800 | 66700 | MO | 0 | 0 | 5 | 1996 | 5 | 1996 | OT | [5 empty] | 47200 | 58800 | 0 | 0 | 1975 | 54980 | 66004 | E | [6 empty] | 0
3 |  | 12698 | 6074 | 3 | GT | 61700 | P | OP | 6 | 1977 | FO2 |  |  | FO2 |  |  | 10500 | 47200 | 62800 | 66700 | MO | 0 | 0 | 5 | 1996 | 5 | 1996 | OT | [5 empty] | 50200 | 62800 | 0 | 0 | 1977 | 54980 | 66004 | [7 empty] | 0
3 |  | 12698 | 6074 | 4 | GT | 61700 | P | OP | 5 | 1979 | FO2 |  |  | FO2 |  |  | 10800 | 45700 | 60800 | 66700 | MO | 0 | 0 | 5 | 1996 | 5 | 1996 | OT | [5 empty] | 48700 | 60800 | 0 | 0 | 1979 | 54980 | 66004 | E | [6 empty] | 0
3 |  | 12698 | 6144 | 1 | GT | 18100 | P | OP | 5 | 1977 | NG |  |  | NG | FO2 |  | 18500 | 11400 | 15200 | 0 |  | 0 | 0 | 0 | 0 | 0 | 0 | [6 empty] | 0 | 0 | 0 | 4 | 1977 | 0 | 0 | E | [6 empty] | 0
3 |  | 12698 | 6144 | 2 | GT | 18100 | P | OP | 4 | 1977 | NG |  |  | NG | FO2 |  | 19000 | 12300 | 16400 | 0 |  | 0 | 0 | 0 | 0 | 0 | 0 | [6 empty] | 0 | 0 | 0 | 3 | 1977 | 0 | 0 | E | [6 empty] | 0
3 |  | 12698 | 6371 | 1 | IC | 1000 |  |  | 99 | 1951 |  |  |  | FO2 |  |  | 0 | 0 | 0 | 0 | RE | 99 | 1979 | 0 | 0 | 0 | 0 | [6 empty] | 0 | 0 | 0 | 0 | 1951 | 0 | 0 | E | [6 empty] | 0
3 |  | 12698 | 7262 | 1 | ST | 0 |  |  | 0 | 0 | [6 empty] | 0 | 0 | 0 | 200000 | PL | 0 | 0 | 6 | 1999 | 6 | 1999 |  |  |  | SUB |  |  | 200000 | 200000 | 0 | 0 | 0 | 188745 | 192698 | [7 empty] | 0
3 |  | 12710 | 7247 | 1 | GT | 67500 | P | SC | 0 | 1979 | FO2 |  |  | FO2 |  |  | 12340 | 58750 | 73000 | 0 |  | 0 | 0 | 0 | 0 | 0 | 0 | [6 empty] | 0 | 0 | 0 | 0 | 1977 | 0 | 0 | [7 empty] | 0
3 |  | 12745 | 151 | 1 | GT | 71200 | P | OP | 7 | 1980 | NG |  |  | FO2 | NG |  | 12829 | 56000 | 61000 | 0 |  | 0 | 0 | 0 | 0 | 0 | 0 | [6 empty] | 0 | 0 | 0 | 6 | 1980 | 0 | 0 | E | [6 empty] | 0
3 |  | 12745 | 151 | 2 | GT | 71200 | P | OP | 7 | 1981 | NG |  |  | FO2 | NG |  | 12829 | 56000 | 61000 | 0 |  | 0 | 0 | 0 | 0 | 0 | 0 | [6 empty] | 0 | 0 | 0 | 6 | 1981 | 0 | 0 | E | [6 empty] | 0
3 |  | 12745 | 499 | 1 | HC | 600 | B | OP | 4 | 1984 |  |  |  | WAT |  |  | 0 | 230 | 557 | 0 |  | 0 | 0 | 0 | 0 | 0 | 0 | [6 empty] | 0 | 0 | 0 | 1 | 1984 | 0 | 0 | E |  | E |  |  |  |  | 0
3 |  | 12745 | 4211 | NA1 | HC | 1980 | B | OP | 9 | 1986 |  |  |  | WAT |  |  | 0 | 1980 | 1980 | 0 |  | 0 | 0 | 1 | 1986 | 8 | 1986 | [6 empty] | 0 | 0 | 0 | 4 | 1986 | 0 | 0 | [7 empty] | 0
3 |  | 12745 | 4211 | NA2 | HC | 990 | B | OP | 9 | 1986 |  |  |  | WAT |  |  | 0 | 990 | 990 | 0 |  | 0 | 0 | 1 | 1986 | 8 | 1986 | [6 empty] | 0 | 0 | 0 | 4 | 1986 | 0 | 0 | [7 empty] | 0
3 |  | 12745 | 4212 | NA1 | HC | 0 |  |  | 0 | 0 | [6 empty] | 0 | 0 | 0 | 800 | CN | 1 | 1987 | 0 | 0 | 0 | 0 | FI |  |  | WAT |  |  | 800 | 0 | 0 | 0 | 0 | 1000 | 1000 | [7 empty] | 0
3 |  | 12745 | 7266 | NA1 | GT | 0 |  |  | 0 | 0 | [6 empty] | 0 | 0 | 0 | 44000 | PL | 0 | 0 | 5 | 1993 | 5 | 1993 |  |  |  | NG |  |  | 44000 | 44000 | 0 | 0 | 0 | 36595 | 43926 | [7 empty] | 0
3 |  | 12796 | 3942 | 1 | ST | 69000 | B | OP | 12 | 1952 | FO2 |  |  | BIT |  |  | 11962 | 73000 | 76000 | 0 |  | 0 | 0 | 0 | 0 | 0 | 0 | [6 empty] | 0 | 0 | 0 | 11 | 1952 | 0 | 0 | [7 empty] | 0
3 |  | 12796 | 3942 | 2 | ST | 69000 | B | OP | 10 | 1952 | FO2 |  |  | BIT |  |  | 11905 | 73000 | 76000 | 0 |  | 0 | 0 | 0 | 0 | 0 | 0 | [6 empty] | 0 | 0 | 0 | 9 | 1952 | 0 | 0 | [7 empty] | 0
3 |  | 12796 | 3942 | 3 | ST | 140250 | B | OP | 10 | 1954 | FO2 |  |  | BIT |  |  | 10352 | 137000 | 140000 | 0 |  | 0 | 0 | 0 | 0 | 0 | 0 | [6 empty] | 0 | 0 | 0 | 10 | 1954 | 0 | 0 | [7 empty] | 0
3 |  | 12796 | 3943 | 1 | ST | 576000 | B | OP | 10 | 1967 | FO2 |  |  | BIT |  |  | 8808 | 552000 | 552000 | 0 |  | 0 | 0 | 0 | 0 | 0 | 0 | [6 empty] | 0 | 0 | 0 | 4 | 1967 | 0 | 0 | [7 empty] | 0
3 |  | 12796 | 3943 | 2 | ST | 576000 | B | OP | 12 | 1968 | FO2 |  |  | BIT |  |  | 9294 | 555000 | 555000 | 0 |  | 0 | 0 | 0 | 0 | 0 | 0 | [6 empty] | 0 | 0 | 0 | 6 | 1968 | 0 | 0 | [7 empty] | 0
3 |  | 12796 | 3944 | 1 | ST | 684000 | B | OP | 12 | 1972 | NG |  |  | BIT |  |  | 9417 | 640000 | 640000 | 0 |  | 0 | 0 | 0 | 0 | 0 | 0 | [6 empty] | 0 | 0 | 0 | 10 | 1972 | 0 | 0 | [7 empty] | 0
3 |  | 12796 | 3944 | 2 | ST | 684000 | B | OP | 12 | 1973 | NG |  |  | BIT |  |  | 9324 | 640000 | 640000 | 0 |  | 0 | 0 | 0 | 0 | 0 | 0 | [6 empty] | 0 | 0 | 0 | 10 | 1973 | 0 | 0 | [7 empty] | 0
3 |  | 12796 | 3944 | 3 | ST | 684000 | B | OP | 12 | 1974 | NG |  |  | BIT |  |  | 9430 | 640000 | 640000 | 0 |  | 0 | 0 | 0 | 0 | 0 | 0 | [6 empty] | 0 | 0 | 0 | 11 | 1974 | 0 | 0 | [7 empty] | 0
3 |  | 12796 | 3945 | 1 | ST | 11000 |  |  | 0 | 1900 |  |  |  | BIT |  |  | 0 | 0 | 0 | 0 | RE | 10 | 1973 | 0 | 0 | 0 | 0 | [6 empty] | 0 | 0 | 0 | 0 | 1900 | 0 | 0 | E | [6 empty] | 0
3 |  | 12796 | 3945 | 2 | ST | 13000 |  |  | 0 | 1900 |  |  |  | BIT |  |  | 0 | 0 | 0 | 0 | RE | 10 | 1973 | 0 | 0 | 0 | 0 | [6 empty] | 0 | 0 | 0 | 0 | 1900 | 0 | 0 | E | [6 empty] | 0
3 |  | 12796 | 3945 | 3 | ST | 22000 |  |  | 0 | 1900 |  |  |  | BIT |  |  | 0 | 0 | 0 | 0 | RE | 10 | 1973 | 0 | 0 | 0 | 0 | [6 empty] | 0 | 0 | 0 | 0 | 1900 | 0 | 0 | E | [6 empty] | 0
3 |  | 12796 | 3945 | 4 | ST | 27000 |  |  | 0 | 1900 |  |  |  | BIT |  |  | 0 | 0 | 0 | 0 | RE | 10 | 1973 | 0 | 0 | 0 | 0 | [6 empty] | 0 | 0 | 0 | 0 | 1900 | 0 | 0 | E | [6 empty] | 0
3 |  | 12796 | 3945 | 5 | ST | 35000 | C | OP | 6 | 1944 | FO2 |  |  | BIT |  |  | 12943 | 46000 | 48000 | 0 |  | 0 | 0 | 0 | 0 | 0 | 0 | [6 empty] | 0 | 0 | 0 | 5 | 1944 | 0 | 0 |  |  |  |  | Y | Based on operating the generator at an 80% power factor. Thegenerator may be oper higher at the plant capability. |  | 0
3 |  | 12796 | 3945 | 6 | ST | 74750 | B | OP | 9 | 1951 | FO2 |  |  | BIT |  |  | 11522 | 90000 | 93000 | 0 |  | 0 | 0 | 0 | 0 | 0 | 0 | [6 empty] | 0 | 0 | 0 | 9 | 1951 | 0 | 0 | [5 empty] | Based on operating the generator at an 80 % power factor. The generator may be operated higher at the plant capability. |  | 0
3 |  | 12796 | 3946 | 1 | ST | 50000 | C | OP | 2 | 1949 | FO2 |  |  | BIT |  |  | 12736 | 54000 | 55000 | 0 |  | 0 | 0 | 0 | 0 | 0 | 0 | [6 empty] | 0 | 0 | 0 | 2 | 1949 | 0 | 0 | [7 empty] | 0
3 |  | 12796 | 3946 | 2 | ST | 163200 | B | OP | 10 | 1960 | FO2 |  |  | BIT |  |  | 10260 | 181000 | 188000 | 0 |  | 0 | 0 | 0 | 0 | 0 | 0 | [6 empty] | 0 | 0 | 0 | 10 | 1960 | 0 | 0 | [7 empty] | 0
3 |  | 12796 | 6004 | 1 | ST | 684000 | B | OP | 4 | 1979 | FO2 |  |  | BIT |  |  | 10091 | 614000 | 621000 | 0 |  | 0 | 0 | 0 | 0 | 0 | 0 | [6 empty] | 0 | 0 | 0 | 12 | 1978 | 0 | 0 | [7 empty] | 0
3 |  | 12796 | 6004 | 2 | ST | 684000 | B | OP | 12 | 1980 | FO2 |  |  | BIT |  |  | 9748 | 614000 | 621000 | 0 |  | 0 | 0 | 0 | 0 | 0 | 0 | [6 empty] | 0 | 0 | 0 | 10 | 1980 | 0 | 0 | [7 empty] | 0
3 |  | 12797 | 3679 | 1 | HL | 260 | B | OP | 99 | 1928 | WAT |  |  | WAT |  |  | 0 | 230 | 230 | 0 |  | 0 | 0 | 0 | 0 | 0 | 0 | [6 empty] | 0 | 0 | 0 | 0 | 1928 | 0 | 0 | E | [6 empty] | 0
3 |  | 12797 | 3680 | 1 | HL | 260 | B | OP | 7 | 1940 | WAT |  |  | WAT |  |  | 0 | 245 | 245 | 0 |  | 0 | 0 | 0 | 0 | 0 | 0 | [6 empty] | 0 | 0 | 0 | 4 | 1940 | 0 | 0 | E | [6 empty] | 0
3 |  | 12797 | 7043 | 1 | HR | 100 | C | OP | 88 | 1981 | WAT |  |  | WAT |  |  | 0 | 97 | 100 | 0 |  | 0 | 0 | 0 | 0 | 0 | 0 | [6 empty] | 0 | 0 | 0 | 0 | 1981 | 0 | 0 | E | E | [5 empty] | 0
3 |  | 12802 | 2146 | 1 | IC | 735 | P | SB | 88 | 1940 | FO2 |  |  | FO2 |  |  | 0 | 735 | 735 | 0 |  | 0 | 0 | 0 | 0 | 0 | 0 | [6 empty] | 0 | 0 | 0 | 0 | 1940 | 0 | 0 | E | [6 empty] | 0
3 |  | 12802 | 2146 | 2 | IC | 1360 | P | OP | 99 | 1955 | FO2 |  |  | FO2 | NG |  | 0 | 1360 | 1360 | 0 |  | 0 | 0 | 0 | 0 | 0 | 0 | [6 empty] | 0 | 0 | 0 | 0 | 1955 | 0 | 0 | E | [6 empty] | 0
3 |  | 12802 | 2146 | 3 | IC | 1176 | P | OP | 99 | 1964 | FO2 |  |  | NG | FO2 |  | 0 | 1176 | 1176 | 0 |  | 0 | 0 | 0 | 0 | 0 | 0 | [6 empty] | 0 | 0 | 0 | 0 | 1964 | 0 | 0 | E | [6 empty] | 0
3 |  | 12802 | 2146 | 4 | IC | 1100 | P | OP | 99 | 1958 | FO2 |  |  | NG | FO2 |  | 0 | 1100 | 1100 | 0 |  | 0 | 0 | 0 | 0 | 0 | 0 | [6 empty] | 0 | 0 | 0 | 0 | 1958 | 0 | 0 | E | [6 empty] | 0
3 |  | 12802 | 2146 | 5 | IC | 2000 | P | OP | 6 | 1985 | FO2 |  |  | FO2 | NG |  | 0 | 1600 | 2000 | 0 |  | 0 | 0 | 0 | 0 | 0 | 0 | [6 empty] | 0 | 0 | 0 | 5 | 1985 | 0 | 0 | E | [6 empty] | 0
3 |  | 12802 | 2146 | 6 | IC | 2070 | P | OP | 0 | 1971 | FO2 |  |  | NG | FO2 |  | 0 | 2070 | 2070 | 0 |  | 0 | 0 | 0 | 0 | 0 | 0 | [6 empty] | 0 | 0 | 0 | 0 | 1971 | 0 | 0 | E | [6 empty] | 0
3 |  | 12802 | 2146 | 7 | IC | 2270 | P | OP | 88 | 1973 | FO2 |  |  | NG | FO2 |  | 0 | 2270 | 2270 | 0 |  | 0 | 0 | 0 | 0 | 0 | 0 | [6 empty] | 0 | 0 | 0 | 0 | 1973 | 0 | 0 | E | [6 empty] | 0
3 |  | 12802 | 2146 | 8 | IC | 1600 | P | OP | 1 | 1988 | FO2 |  |  | FO2 |  |  | 0 | 1600 | 1600 | 0 |  | 0 | 0 | 1 | 1988 | 0 | 0 | [6 empty] | 0 | 0 | 0 | 1 | 1988 | 0 | 0 | [7 empty] | 0
3 |  | 12802 | 2146 | 9 | IC | 1600 | P | OP | 1 | 1988 | FO2 |  |  | FO2 |  |  | 0 | 1600 | 1600 | 0 |  | 0 | 0 | 1 | 1988 | 0 | 0 | [6 empty] | 0 | 0 | 0 | 1 | 1988 | 0 | 0 | [7 empty] | 0
3 |  | 12802 | 2146 | 10 | IC | 1600 | P | OP | 1 | 1988 | FO2 |  |  | FO2 |  |  | 0 | 1600 | 1600 | 0 |  | 0 | 0 | 1 | 1988 | 0 | 0 | [6 empty] | 0 | 0 | 0 | 1 | 1988 | 0 | 0 | [7 empty] | 0
3 |  | 12807 | 4259 | 1 | ST | 55000 | B | OP | 12 | 1982 | FO2 |  |  | BIT | FO2 |  | 11866 | 50000 | 55000 | 0 |  | 0 | 0 | 0 | 0 | 0 | 0 | [6 empty] | 0 | 0 | 0 | 8 | 1982 | 0 | 0 | E | [6 empty] | 0
3 |  | 12819 | 927 | 1 | GT | 0 |  |  | 0 | 0 | [6 empty] | 0 | 0 | 0 | 39300 | CN | 10 | 1986 | 0 | 0 | 0 | 0 |  |  |  | NG | FO2 |  | 30100 | 41400 | 0 | 0 | 0 | 33000 | 39000 | [7 empty] | 0
3 |  | 12819 | 2175 | 1 | IC | 1000 |  |  | 99 | 1929 |  |  |  | FO2 |  |  | 0 | 0 | 0 | 0 | RE | 5 | 1976 | 0 | 0 | 0 | 0 | [6 empty] | 0 | 0 | 0 | 0 | 1929 | 0 | 0 | E | [6 empty] | 0
3 |  | 12819 | 2175 | 2 | IC | 1000 |  |  | 99 | 1929 |  |  |  | FO2 |  |  | 0 | 0 | 0 | 0 | RE | 5 | 1976 | 0 | 0 | 0 | 0 | [6 empty] | 0 | 0 | 0 | 0 | 1929 | 0 | 0 | E | [6 empty] | 0
3 |  | 12819 | 2175 | 3 | IC | 1000 |  |  | 99 | 1930 |  |  |  | FO2 |  |  | 0 | 0 | 0 | 0 | RE | 5 | 1976 | 0 | 0 | 0 | 0 | [6 empty] | 0 | 0 | 0 | 0 | 1930 | 0 | 0 | E | [6 empty] | 0
3 |  | 12819 | 2176 | 1 | ST | 2000 | P |  | 88 | 1926 | NG |  |  | NG |  |  | 22000 | 2500 | 2900 | 0 | RE | 11 | 1985 | 0 | 0 | 0 | 0 | [6 empty] | 0 | 0 | 0 | 0 | 1926 | 0 | 0 | E | [6 empty] | 0
3 |  | 12819 | 2176 | 2 | ST | 5000 | P |  | 4 | 1940 | NG |  |  | NG |  |  | 27120 | 6400 | 7300 | 0 | RE | 11 | 1985 | 0 | 0 | 0 | 0 | [6 empty] | 0 | 0 | 0 | 3 | 1940 | 0 | 0 | E | [6 empty] | 0
3 |  | 12819 | 2176 | GT1 | GT | 40760 | P | OP | 6 | 1979 | NG | FO2 |  | NG | FO2 |  | 11300 | 30100 | 41400 | 0 |  | 0 | 0 | 0 | 0 | 0 | 0 | [6 empty] | 0 | 0 | 0 | 5 | 1979 | 0 | 0 | E | [6 empty] | 0
3 |  | 12819 | 2177 | 1 | GT | 23330 | P | OP | 5 | 1972 | NG | FO2 |  | NG | FO2 |  | 12400 | 20000 | 29400 | 0 |  | 0 | 0 | 0 | 0 | 0 | 0 | [6 empty] | 0 | 0 | 0 | 4 | 1972 | 0 | 0 | E | [6 empty] | 0
3 |  | 12819 | 2788 | 1 | ST | 2500 | P |  | 88 | 1927 | LIG |  |  | LIG |  |  | 22275 | 2500 | 2500 | 0 | RE | 11 | 1985 | 0 | 0 | 0 | 0 | [6 empty] | 0 | 0 | 0 | 0 | 1927 | 0 | 0 | E | [6 empty] | 0
3 |  | 12819 | 2788 | 2 | ST | 3500 | P |  | 88 | 1927 | LIG |  |  | LIG |  |  | 19500 | 3500 | 3500 | 0 | RE | 11 | 1985 | 0 | 0 | 0 | 0 | [6 empty] | 0 | 0 | 0 | 0 | 1927 | 0 | 0 | E | [6 empty] | 0
3 |  | 12819 | 2788 | 3 | ST | 7500 | C |  | 11 | 1949 | LIG |  |  | LIG |  |  | 14100 | 8200 | 8600 | 0 | RE | 5 | 1986 | 0 | 0 | 0 | 0 | [6 empty] | 0 | 0 | 0 | 10 | 1949 | 0 | 0 | E | [6 empty] | 0
3 |  | 12819 | 2789 | 1 | IC | 1700 | P |  | 10 | 1947 | FO2 |  |  | FO2 |  |  | 13000 | 1300 | 1400 | 0 | RE | 5 | 1986 | 0 | 0 | 0 | 0 | [6 empty] | 0 | 0 | 0 | 9 | 1947 | 0 | 0 | E | [6 empty] | 0
3 |  | 12819 | 2789 | 2 | IC | 1700 | P |  | 10 | 1947 | FO2 |  |  | FO2 |  |  | 13000 | 1300 | 1400 | 0 | RE | 5 | 1986 | 0 | 0 | 0 | 0 | [6 empty] | 0 | 0 | 0 | 9 | 1947 | 0 | 0 | E | [6 empty] | 0
3 |  | 12819 | 2790 | 1 | ST | 25000 | B | OP | 11 | 1954 | LIG | NG |  | LIG | NG |  | 15776 | 28000 | 28000 | 0 |  | 0 | 0 | 0 | 0 | 0 | 0 | [6 empty] | 0 | 0 | 0 | 10 | 1954 | 0 | 0 | E | [6 empty] | 0
3 |  | 12819 | 2790 | 2 | AB | 75000 | B | OP | 11 | 1963 | LIG | NG |  | LIG | NG |  | 12525 | 74000 | 74000 | 0 |  | 0 | 0 | 0 | 0 | 0 | 0 | [6 empty] | 0 | 0 | 0 | 9 | 1963 | 0 | 0 | E | [6 empty] | 0
3 |  | 12819 | 2791 | 1 | ST | 2000 | P |  | 11 | 1940 | NG |  |  | NG | FO2 |  | 23000 | 2400 | 2400 | 0 | RE | 11 | 1985 | 0 | 0 | 0 | 0 | [6 empty] | 0 | 0 | 0 | 10 | 1940 | 0 | 0 | E | [6 empty] | 0
3 |  | 12819 | 2791 | 2 | GT | 4000 | P | OP | 11 | 1953 | NG |  |  | NG | FO2 |  | 21000 | 5000 | 5000 | 0 |  | 0 | 0 | 0 | 0 | 0 | 0 | [6 empty] | 0 | 0 | 0 | 10 | 1953 | 0 | 0 | E | [6 empty] | 0
3 |  | 12819 | 2791 | 3 | GT | 4000 | P | OP | 12 | 1953 | NG |  |  | NG | FO2 |  | 21000 | 5000 | 5000 | 0 |  | 0 | 0 | 0 | 0 | 0 | 0 | [6 empty] | 0 | 0 | 0 | 11 | 1953 | 0 | 0 | E | [6 empty] | 0
3 |  | 12819 | 3331 | 1 | IC | 1700 | P |  | 99 | 1947 | FO2 |  |  | FO2 |  |  | 13070 | 1200 | 1300 | 0 | RE | 5 | 1986 | 0 | 0 | 0 | 0 | [6 empty] | 0 | 0 | 0 | 0 | 1947 | 0 | 0 | E | [6 empty] | 0
3 |  | 12819 | 3331 | 2 | ST | 8000 |  |  | 99 | 1950 |  |  |  | LIG |  |  | 0 | 0 | 0 | 0 | RE | 9 | 1977 | 0 | 0 | 0 | 0 | [6 empty] | 0 | 0 | 0 | 0 | 1950 | 0 | 0 | E | [6 empty] | 0
3 |  | 12819 | 3331 | 2IC | IC | 1700 | P |  | 88 | 1947 | FO2 |  |  | FO2 |  |  | 13070 | 1200 | 1300 | 0 | RE | 5 | 1986 | 0 | 0 | 0 | 0 | [6 empty] | 0 | 0 | 0 | 0 | 1947 | 0 | 0 | E | [6 empty] | 0
3 |  | 12819 | 4199 | 1 | WT | 25 | B |  | 9 | 1983 |  |  |  | WND |  |  | 0 | 0 | 0 | 0 | SD | 6 | 1988 | 0 | 0 | 0 | 0 | [6 empty] | 0 | 0 | 0 | 0 | 1983 | 0 | 0 | E | [6 empty] | 0
3 |  | 12819 | 6089 | 1 | ST | 50000 | B | OP | 10 | 1958 | NG |  |  | LIG | NG |  | 13008 | 43800 | 50900 | 0 |  | 0 | 0 | 0 | 0 | 0 | 0 | [6 empty] | 0 | 0 | 0 | 9 | 1958 | 0 | 0 | E | [6 empty] | 0
3 |  | 12819 | 8222 | 1 | ST | 450000 | B | OP | 5 | 1981 | FO2 |  |  | LIG |  |  | 11372 | 421000 | 427000 | 0 |  | 0 | 0 | 0 | 0 | 0 | 0 | [6 empty] | 0 | 0 | 0 | 1 | 1981 | 0 | 0 | E | [6 empty] | 0
3 |  | 12822 | 2179 | 1 | HC | 1000 | C | OP | 6 | 1917 |  |  |  | WAT |  |  | 0 | 1200 | 941 | 0 |  | 0 | 0 | 0 | 0 | 0 | 0 | [6 empty] | 0 | 0 | 0 | 3 | 1917 | 0 | 0 | E |  | E |  |  |  |  | 0
3 |  | 12822 | 2179 | 2 | HC | 3500 | P | OP | 88 | 1949 |  |  |  | WAT |  |  | 0 | 3500 | 3500 | 0 |  | 0 | 0 | 0 | 0 | 0 | 0 | [6 empty] | 0 | 0 | 0 | 0 | 1949 | 0 | 0 | E | [6 empty] | 0
3 |  | 12822 | 2180 | 1 | ST | 7500 | C | OP | 11 | 1966 | WAT |  |  | WD |  |  | 12380 | 7500 | 7500 | 0 |  | 0 | 0 | 0 | 0 | 0 | 0 | [6 empty] | 0 | 0 | 0 | 9 | 1966 | 0 | 0 | E | [6 empty] | 0
3 |  | 12822 | 2180 | 2 | ST | 5000 | C | OP | 8 | 1972 | WAT |  |  | WD |  |  | 15476 | 5000 | 5000 | 0 |  | 0 | 0 | 0 | 0 | 0 | 0 | [6 empty] | 0 | 0 | 0 | 5 | 1972 | 0 | 0 | E | [6 empty] | 0
3 |  | 12822 | 2180 | 3 | ST | 1000 | C |  | 5 | 1979 | WD |  |  | WD |  |  | 10663 | 1000 | 1000 | 0 | RE | 12 | 1987 | 0 | 0 | 0 | 0 | [6 empty] | 0 | 0 | 0 | 2 | 1979 | 0 | 0 | E | [6 empty] | 0
3 |  | 12822 | 6535 | 1 | ST | 3000 |  |  | 99 | 1956 |  |  |  | UNK |  |  | 0 | 0 | 0 | 0 | RE | 3 | 1973 | 0 | 0 | 0 | 0 | [6 empty] | 0 | 0 | 0 | 0 | 1956 | 0 | 0 | E | [6 empty] | 0
3 |  | 12825 | 928 | 1 | ST | 0 |  |  | 0 | 0 | [6 empty] | 0 | 0 | 0 | 350000 | CN | 88 | 1985 | 7 | 1988 | 0 | 0 |  |  |  | COL |  |  | 0 | 0 | 0 | 0 | 0 | 327000 | 334000 | [7 empty] | 0
3 | A024 | 12825 | 2181 | 1 | HC | 5600 | B | OP | 9 | 1927 |  |  |  | WAT |  |  | 0 | 13563 | 13425 | 0 |  | 0 | 0 | 0 | 0 | 0 | 0 | [6 empty] | 0 | 0 | 0 | 8 | 1927 | 0 | 0 | [7 empty] | 0
3 | A024 | 12825 | 2181 | 2 | HC | 5600 | B | OP | 9 | 1927 |  |  |  | WAT |  |  | 0 | 0 | 0 | 0 |  | 0 | 0 | 0 | 0 | 0 | 0 | [6 empty] | 0 | 0 | 0 | 8 | 1927 | 0 | 0 | [7 empty] | 0
3 | A024 | 12825 | 2181 | 3 | HC | 5600 | B | OP | 9 | 1927 |  |  |  | WAT |  |  | 0 | 0 | 0 | 0 |  | 0 | 0 | 0 | 0 | 0 | 0 | [6 empty] | 0 | 0 | 0 | 8 | 1927 | 0 | 0 | [7 empty] | 0
3 | A025 | 12825 | 2182 | 1 | HC | 24000 | B | OP | 7 | 1958 |  |  |  | WAT |  |  | 0 | 22562 | 22304 | 0 |  | 0 | 0 | 0 | 0 | 0 | 0 | [6 empty] | 0 | 0 | 0 | 6 | 1958 | 0 | 0 | [7 empty] | 0
3 | A025 | 12825 | 2182 | 2 | HC | 24000 | B | OP | 7 | 1958 |  |  |  | WAT |  |  | 0 | 0 | 0 | 0 |  | 0 | 0 | 0 | 0 | 0 | 0 | [6 empty] | 0 | 0 | 0 | 6 | 1958 | 0 | 0 | [7 empty] | 0
3 | A026 | 12825 | 2183 | 1 | HC | 550 | B |  | 8 | 1901 |  |  |  | WAT |  |  | 0 | 1100 | 1100 | 0 | RE | 11 | 1989 | 0 | 0 | 0 | 0 | [6 empty] | 0 | 0 | 0 | 7 | 1901 | 0 | 0 | [7 empty] | 0
3 | A026 | 12825 | 2183 | 2 | HC | 550 | B |  | 8 | 1901 |  |  |  | WAT |  |  | 0 | 0 | 0 | 0 | RE | 11 | 1989 | 0 | 0 | 0 | 0 | [6 empty] | 0 | 0 | 0 | 7 | 1901 | 0 | 0 | [7 empty] | 0
3 |  | 12825 | 2184 | 1 | ST | 69000 | P | OS | 8 | 1951 | NG |  |  | NG | FO6 |  | 15900 | 70000 | 70000 | 0 |  | 0 | 0 | 0 | 0 | 0 | 0 | [6 empty] | 0 | 0 | 0 | 7 | 1951 | 0 | 0 | E | [6 empty] | 0
3 | A027 | 12825 | 2185 | 1 | HC | 2800 | B | OP | 11 | 1911 |  |  |  | WAT |  |  | 0 | 10062 | 12438 | 3500 | MO | 0 | 0 | 1 | 2000 | 1 | 2000 |  |  |  | WAT |  |  | 2099 | 2585 | 0 | 10 | 1911 | 0 | 0 | [7 empty] | 0
3 | A027 | 12825 | 2185 | 2 | HC | 2800 | B | OP | 11 | 1911 |  |  |  | WAT |  |  | 0 | 0 | 0 | 3500 | MO | 0 | 0 | 1 | 2000 | 1 | 2000 |  |  |  | WAT |  |  | 2099 | 2585 | 0 | 10 | 1911 | 0 | 0 | [7 empty] | 0
3 | A027 | 12825 | 2185 | 3 | HC | 2800 | B | OP | 11 | 1911 |  |  |  | WAT |  |  | 0 | 0 | 0 | 3500 | MO | 0 | 0 | 1 | 2000 | 1 | 2000 |  |  |  | WAT |  |  | 2099 | 2585 | 0 | 10 | 1911 | 0 | 0 | E | [6 empty] | 0
3 | A027 | 12825 | 2185 | 4 | HC | 2800 | B | OP | 11 | 1911 |  |  |  | WAT |  |  | 0 | 0 | 0 | 3500 | MO | 0 | 0 | 1 | 2000 | 1 | 2000 |  |  |  | WAT |  |  | 2099 | 2585 | 0 | 10 | 1911 | 0 | 0 | [7 empty] | 0
3 | A027 | 12825 | 2185 | 5 | HC | 2800 | B | OP | 11 | 1911 |  |  |  | WAT |  |  | 0 | 0 | 0 | 3500 | MO | 0 | 0 | 1 | 2000 | 1 | 2000 |  |  |  | WAT |  |  | 2099 | 2585 | 0 | 10 | 1911 | 0 | 0 | [7 empty] | 0
3 | A027 | 12825 | 2185 | 6 | HC | 3000 | B | OP | 9 | 1915 |  |  |  | WAT |  |  | 0 | 0 | 0 | 3500 | MO | 0 | 0 | 1 | 2000 | 1 | 2000 |  |  |  | WAT |  |  | 2099 | 2585 | 0 | 8 | 1915 | 0 | 0 | [7 empty] | 0
3 | A028 | 12825 | 2186 | 1 | HC | 9600 | B | OP | 7 | 1918 |  |  |  | WAT |  |  | 0 | 20748 | 26156 | 0 |  | 0 | 0 | 0 | 0 | 0 | 0 | [6 empty] | 0 | 0 | 0 | 6 | 1918 | 0 | 0 | [7 empty] | 0
3 | A028 | 12825 | 2186 | 2 | HC | 9600 | B | OP | 7 | 1918 |  |  |  | WAT |  |  | 0 | 0 | 0 | 0 |  | 0 | 0 | 0 | 0 | 0 | 0 | [6 empty] | 0 | 0 | 0 | 6 | 1918 | 0 | 0 | [7 empty] | 0
3 | A028 | 12825 | 2186 | 3 | HC | 9600 | B | OP | 7 | 1918 |  |  |  | WAT |  |  | 0 | 0 | 0 | 0 |  | 0 | 0 | 0 | 0 | 0 | 0 | [6 empty] | 0 | 0 | 0 | 6 | 1918 | 0 | 0 | [7 empty] | 0
3 | A028 | 12825 | 2186 | 4 | HC | 9600 | B | OP | 7 | 1918 |  |  |  | WAT |  |  | 0 | 0 | 0 | 0 |  | 0 | 0 | 0 | 0 | 0 | 0 | [6 empty] | 0 | 0 | 0 | 6 | 1918 | 0 | 0 | [7 empty] | 0
3 |  | 12825 | 2187 | 1 | ST | 191000 | B | OP | 4 | 1968 | NG |  |  | SUB |  |  | 10911 | 156000 | 156000 | 0 |  | 0 | 0 | 0 | 0 | 0 | 0 | [6 empty] | 0 | 0 | 0 | 2 | 1968 | 0 | 0 | E | [6 empty] | 0
3 | A029 | 12825 | 2188 | 1 | HC | 56000 | B | OP | 10 | 1938 |  |  |  | WAT |  |  | 0 | 180000 | 180000 | 0 |  | 0 | 0 | 0 | 0 | 0 | 0 | [6 empty] | 0 | 0 | 0 | 9 | 1938 | 0 | 0 | [7 empty] | 0
3 | A029 | 12825 | 2188 | 2 | HC | 56000 | B | OP | 5 | 1949 |  |  |  | WAT |  |  | 0 | 0 | 0 | 0 |  | 0 | 0 | 0 | 0 | 0 | 0 | [6 empty] | 0 | 0 | 0 | 4 | 1949 | 0 | 0 | [7 empty] | 0
3 | A029 | 12825 | 2188 | 3 | HC | 56000 | B | OP | 11 | 1954 |  |  |  | WAT |  |  | 0 | 0 | 0 | 0 |  | 0 | 0 | 0 | 0 | 0 | 0 | [6 empty] | 0 | 0 | 0 | 10 | 1954 | 0 | 0 | [7 empty] | 0
3 | A031 | 12825 | 2190 | 1 | HC | 600 | B | OP | 8 | 1908 |  |  |  | WAT |  |  | 0 | 2600 | 2300 | 0 |  | 0 | 0 | 0 | 0 | 0 | 0 | [6 empty] | 0 | 0 | 0 | 7 | 1908 | 0 | 0 | [7 empty] | 0
3 | A031 | 12825 | 2190 | 2 | HC | 600 | B | OP | 8 | 1908 |  |  |  | WAT |  |  | 0 | 0 | 0 | 0 |  | 0 | 0 | 0 | 0 | 0 | 0 | [6 empty] | 0 | 0 | 0 | 7 | 1908 | 0 | 0 | [7 empty] | 0
3 | A031 | 12825 | 2190 | 3 | HC | 600 | B | OP | 8 | 1908 |  |  |  | WAT |  |  | 0 | 0 | 0 | 0 |  | 0 | 0 | 0 | 0 | 0 | 0 | [6 empty] | 0 | 0 | 0 | 7 | 1908 | 0 | 0 | [7 empty] | 0
3 | A031 | 12825 | 2190 | 4 | HC | 600 | B | OP | 8 | 1909 |  |  |  | WAT |  |  | 0 | 0 | 0 | 0 |  | 0 | 0 | 0 | 0 | 0 | 0 | [6 empty] | 0 | 0 | 0 | 7 | 1909 | 0 | 0 | [7 empty] | 0
3 | A031 | 12825 | 2190 | 5 | HC | 640 | B | OP | 8 | 1927 |  |  |  | WAT |  |  | 0 | 0 | 0 | 0 |  | 0 | 0 | 0 | 0 | 0 | 0 | [6 empty] | 0 | 0 | 0 | 7 | 1927 | 0 | 0 | [7 empty] | 0
3 | A032 | 12825 | 2191 | 1 | HC | 22500 | B | OP | 1 | 1930 |  |  |  | WAT |  |  | 0 | 22100 | 22100 | 0 |  | 0 | 0 | 0 | 0 | 0 | 0 | [6 empty] | 0 | 0 | 0 | 12 | 1929 | 0 | 0 | [7 empty] | 0
3 | A032 | 12825 | 2191 | 2 | HC | 22500 | B | OP | 1 | 1930 |  |  |  | WAT |  |  | 0 | 0 | 0 | 0 |  | 0 | 0 | 0 | 0 | 0 | 0 | [6 empty] | 0 | 0 | 0 | 0 | 1930 | 0 | 0 | E | [6 empty] | 0
3 | A033 | 12825 | 2192 | 1 | HC | 6000 | B | OP | 5 | 1925 |  |  |  | WAT |  |  | 0 | 11500 | 11500 | 0 |  | 0 | 0 | 0 | 0 | 0 | 0 | [6 empty] | 0 | 0 | 0 | 4 | 1925 | 0 | 0 | [7 empty] | 0
3 | A033 | 12825 | 2192 | 2 | HC | 6000 | B | OP | 5 | 1925 |  |  |  | WAT |  |  | 0 | 0 | 0 | 0 |  | 0 | 0 | 0 | 0 | 0 | 0 | [6 empty] | 0 | 0 | 0 | 4 | 1925 | 0 | 0 | [7 empty] | 0
3 | A034 | 12825 | 2193 | 1 | HC | 4000 | B | OP | 7 | 1910 |  |  |  | WAT |  |  | 0 | 18055 | 17903 | 0 | RT | 11 | 1997 | 0 | 0 | 0 | 0 | [6 empty] | 0 | 0 | 0 | 6 | 1910 | 0 | 0 | [7 empty] | 0
3 | A034 | 12825 | 2193 | 2 | HC | 4000 | B | OP | 7 | 1910 |  |  |  | WAT |  |  | 0 | 0 | 0 | 0 | RT | 11 | 1997 | 0 | 0 | 0 | 0 | [6 empty] | 0 | 0 | 0 | 6 | 1910 | 0 | 0 | [7 empty] | 0
3 | A034 | 12825 | 2193 | 3 | HC | 4000 | B | OP | 7 | 1910 |  |  |  | WAT |  |  | 0 | 0 | 0 | 0 | RT | 11 | 1997 | 0 | 0 | 0 | 0 | [6 empty] | 0 | 0 | 0 | 6 | 1910 | 0 | 0 | [7 empty] | 0
3 | A034 | 12825 | 2193 | 4 | HC | 4000 | B | OP | 7 | 1910 |  |  |  | WAT |  |  | 0 | 0 | 0 | 0 | RT | 11 | 1997 | 0 | 0 | 0 | 0 | [6 empty] | 0 | 0 | 0 | 6 | 1910 | 0 | 0 | [7 empty] | 0
3 | A034 | 12825 | 2193 | 5 | HC | 4000 | B | OP | 7 | 1910 |  |  |  | WAT |  |  | 0 | 0 | 0 | 0 | RT | 11 | 1997 | 0 | 0 | 0 | 0 | [6 empty] | 0 | 0 | 0 | 6 | 1910 | 0 | 0 | [7 empty] | 0
3 | A034 | 12825 | 2193 | 6 | HC | 4000 | B | OP | 7 | 1910 |  |  |  | WAT |  |  | 0 | 0 | 0 | 0 | RT | 11 | 1997 | 0 | 0 | 0 | 0 | [6 empty] | 0 | 0 | 0 | 6 | 1910 | 0 | 0 | [7 empty] | 0
3 | A034 | 12825 | 2193 | 7 | HC | 5800 | B | OP | 9 | 1917 |  |  |  | WAT |  |  | 0 | 0 | 0 | 0 | RT | 11 | 1997 | 0 | 0 | 0 | 0 | [6 empty] | 0 | 0 | 0 | 8 | 1917 | 0 | 0 | [7 empty] | 0
3 | A034 | 12825 | 2193 | 8 | HC | 5800 | B | OP | 9 | 1917 |  |  |  | WAT |  |  | 0 | 0 | 0 | 0 | RT | 11 | 1997 | 0 | 0 | 0 | 0 | [6 empty] | 0 | 0 | 0 | 8 | 1917 | 0 | 0 | [7 empty] | 0
3 |  | 12825 | 2193 | 9 | HC | 0 |  |  | 0 | 0 | [6 empty] | 0 | 0 | 0 | 20000 | PL | 0 | 0 | 11 | 1997 | 11 | 1997 |  |  |  | WAT |  |  | 10491 | 10491 | 0 | 0 | 0 | 21286 | 20320 | [7 empty] | 0
3 |  | 12825 | 2193 | 10 | HC | 0 |  |  | 0 | 0 | [6 empty] | 0 | 0 | 0 | 40000 | PL | 0 | 0 | 11 | 1997 | 11 | 1997 |  |  |  | WAT |  |  | 20983 | 20603 | 0 | 0 | 0 | 43690 | 41368 | [7 empty] | 0
3 | A035 | 12825 | 2194 | 1 | HC | 8000 | B | OP | 8 | 1915 |  |  |  | WAT |  |  | 0 | 54600 | 54800 | 0 |  | 0 | 0 | 0 | 0 | 0 | 0 | [6 empty] | 0 | 0 | 0 | 7 | 1915 | 0 | 0 | [7 empty] | 0
3 | A035 | 12825 | 2194 | 2 | HC | 8000 | B | OP | 8 | 1915 |  |  |  | WAT |  |  | 0 | 0 | 0 | 0 |  | 0 | 0 | 0 | 0 | 0 | 0 | [6 empty] | 0 | 0 | 0 | 7 | 1915 | 0 | 0 | [7 empty] | 0
3 | A035 | 12825 | 2194 | 3 | HC | 8000 | B | OP | 8 | 1915 |  |  |  | WAT |  |  | 0 | 0 | 0 | 0 |  | 0 | 0 | 0 | 0 | 0 | 0 | [6 empty] | 0 | 0 | 0 | 7 | 1915 | 0 | 0 | [7 empty] | 0
3 | A035 | 12825 | 2194 | 4 | HC | 8000 | B | OP | 8 | 1915 |  |  |  | WAT |  |  | 0 | 0 | 0 | 0 |  | 0 | 0 | 0 | 0 | 0 | 0 | [6 empty] | 0 | 0 | 0 | 7 | 1915 | 0 | 0 | [7 empty] | 0
3 | A035 | 12825 | 2194 | 5 | HC | 8000 | B | OP | 9 | 1916 |  |  |  | WAT |  |  | 0 | 0 | 0 | 0 |  | 0 | 0 | 0 | 0 | 0 | 0 | [6 empty] | 0 | 0 | 0 | 8 | 1916 | 0 | 0 | [7 empty] | 0
3 | A035 | 12825 | 2194 | 6 | HC | 8000 | B | OP | 9 | 1916 |  |  |  | WAT |  |  | 0 | 0 | 0 | 0 |  | 0 | 0 | 0 | 0 | 0 | 0 | [6 empty] | 0 | 0 | 0 | 8 | 1916 | 0 | 0 | [7 empty] | 0
3 |  | 12825 | 2194 | 7 | HC | 0 |  |  | 0 | 0 | [6 empty] | 0 | 0 | 0 | 40050 | PL | 0 | 0 | 1 | 1998 | 1 | 1998 |  |  |  | WAT |  |  | 15500 | 15300 | 0 | 0 | 0 | 43747 | 41421 | [7 empty] | 0
3 | A036 | 12825 | 2195 | 1 | HC | 5000 | B | OP | 7 | 1917 |  |  |  | WAT |  |  | 0 | 35170 | 39790 | 0 |  | 0 | 0 | 0 | 0 | 0 | 0 | [6 empty] | 0 | 0 | 0 | 6 | 1917 | 0 | 0 | [7 empty] | 0
3 | A036 | 12825 | 2195 | 2 | HC | 5000 | B | OP | 5 | 1917 |  |  |  | WAT |  |  | 0 | 0 | 0 | 0 |  | 0 | 0 | 0 | 0 | 0 | 0 | [6 empty] | 0 | 0 | 0 | 4 | 1917 | 0 | 0 | [7 empty] | 0
3 | A036 | 12825 | 2195 | 3 | HC | 5000 | B | OP | 11 | 1916 |  |  |  | WAT |  |  | 0 | 0 | 0 | 0 |  | 0 | 0 | 0 | 0 | 0 | 0 | [6 empty] | 0 | 0 | 0 | 10 | 1916 | 0 | 0 | [7 empty] | 0
3 | A036 | 12825 | 2195 | 4 | HC | 5000 | B | OP | 11 | 1916 |  |  |  | WAT |  |  | 0 | 0 | 0 | 0 |  | 0 | 0 | 0 | 0 | 0 | 0 | [6 empty] | 0 | 0 | 0 | 10 | 1916 | 0 | 0 | [7 empty] | 0
3 | A036 | 12825 | 2195 | 5 | HC | 5000 | B | OP | 7 | 1915 |  |  |  | WAT |  |  | 0 | 0 | 0 | 0 |  | 0 | 0 | 0 | 0 | 0 | 0 | [6 empty] | 0 | 0 | 0 | 6 | 1915 | 0 | 0 | [7 empty] | 0
3 | A036 | 12825 | 2195 | 6 | HC | 5000 | B | OP | 7 | 1915 |  |  |  | WAT |  |  | 0 | 0 | 0 | 0 |  | 0 | 0 | 0 | 0 | 0 | 0 | [6 empty] | 0 | 0 | 0 | 6 | 1915 | 0 | 0 | [7 empty] | 0
3 |  | 12825 | 2195 | 7 | HC | 0 |  |  | 0 | 0 | [6 empty] | 0 | 0 | 0 | 63400 | PL | 0 | 0 | 3 | 1996 | 3 | 1996 |  |  |  | WAT |  |  | 31750 | 27150 | 0 | 0 | 0 | 70452 | 66346 | [7 empty] | 0
3 |  | 12825 | 2196 | 1 | IC | 1000 |  | SB | 12 | 1979 | FO2 |  |  | FO2 |  |  | 10500 | 1000 | 1000 | 0 |  | 0 | 0 | 0 | 0 | 0 | 0 | [6 empty] | 0 | 0 | 0 | 11 | 1979 | 0 | 0 | E | [6 empty] | 0
3 |  | 12825 | 2196 | 2 | IC | 1000 |  | SB | 12 | 1979 | FO2 |  |  | FO2 |  |  | 10500 | 1000 | 1000 | 0 |  | 0 | 0 | 0 | 0 | 0 | 0 | [6 empty] | 0 | 0 | 0 | 11 | 1979 | 0 | 0 | E | [6 empty] | 0
3 |  | 12825 | 6076 | 1 | ST | 358400 | B | OP | 11 | 1975 | LPG |  |  | SUB |  |  | 11183 | 330000 | 330000 | 0 |  | 0 | 0 | 0 | 0 | 0 | 0 | [6 empty] | 0 | 0 | 0 | 8 | 1975 | 0 | 0 | E | [6 empty] | 0
3 |  | 12825 | 6076 | 2 | ST | 358400 | B | OP | 8 | 1976 | LPG |  |  | SUB |  |  | 11183 | 330000 | 330000 | 0 |  | 0 | 0 | 0 | 0 | 0 | 0 | [6 empty] | 0 | 0 | 0 | 5 | 1976 | 0 | 0 | E | [6 empty] | 0
3 |  | 12825 | 6076 | 3 | ST | 778000 | B | OP | 1 | 1984 | FO2 |  |  | SUB |  |  | 10525 | 700000 | 700000 | 0 |  | 0 | 0 | 0 | 0 | 0 | 0 | [6 empty] | 0 | 0 | 0 | 9 | 1983 | 0 | 0 | E | [6 empty] | 0
3 |  | 12825 | 6076 | 4 | ST | 778000 | B | OP | 4 | 1986 | FO2 |  |  | SUB |  |  | 10825 | 700000 | 700000 | 0 |  | 0 | 0 | 7 | 1979 | 0 | 0 | [6 empty] | 0 | 0 | 0 | 12 | 1985 | 0 | 0 | [7 empty] | 0
3 | A030 | 12825 | 6422 | 1 | HC | 2250 | B | OP | 9 | 1906 |  |  |  | WAT |  |  | 0 | 8500 | 8500 | 0 | RT | 10 | 1996 | 0 | 0 | 0 | 0 | [6 empty] | 0 | 0 | 0 | 8 | 1906 | 0 | 0 | [7 empty] | 0
3 | A030 | 12825 | 6422 | 2 | HC | 2250 | B | OP | 9 | 1906 |  |  |  | WAT |  |  | 0 | 0 | 0 | 0 | RT | 10 | 1996 | 0 | 0 | 0 | 0 | [6 empty] | 0 | 0 | 0 | 8 | 1906 | 0 | 0 | [7 empty] | 0
3 | A030 | 12825 | 6422 | 3 | HC | 2250 | B | OP | 9 | 1906 |  |  |  | WAT |  |  | 0 | 0 | 0 | 0 | RT | 10 | 1996 | 0 | 0 | 0 | 0 | [6 empty] | 0 | 0 | 0 | 8 | 1906 | 0 | 0 | [7 empty] | 0
3 | A030 | 12825 | 6422 | 4 | HC | 2250 | B | OP | 7 | 1908 |  |  |  | WAT |  |  | 0 | 0 | 0 | 0 | RT | 10 | 1996 | 0 | 0 | 0 | 0 | [6 empty] | 0 | 0 | 0 | 6 | 1908 | 0 | 0 | [7 empty] | 0
3 |  | 12825 | 6422 | 5 | HC | 0 |  |  | 0 | 0 | [6 empty] | 0 | 0 | 0 | 3100 | PL | 0 | 0 | 10 | 1996 | 10 | 1996 |  |  |  | WAT |  |  | 2459 | 2177 | 0 | 0 | 0 | 3077 | 3002 | [7 empty] | 0
3 |  | 12825 | 6422 | 6 | HC | 0 |  |  | 0 | 0 | [6 empty] | 0 | 0 | 0 | 3100 | PL | 0 | 0 | 10 | 1996 | 10 | 1996 |  |  |  | WAT |  |  | 2459 | 2177 | 0 | 0 | 0 | 3077 | 3002 | [7 empty] | 0
3 |  | 12825 | 6422 | 7 | HC | 0 |  |  | 0 | 0 | [6 empty] | 0 | 0 | 0 | 3100 | PL | 0 | 0 | 10 | 1996 | 10 | 1996 |  |  |  | WAT |  |  | 2459 | 2177 | 0 | 0 | 0 | 3077 | 3002 | [7 empty] | 0
3 |  | 12825 | 6422 | 8 | HC | 0 |  |  | 0 | 0 | [6 empty] | 0 | 0 | 0 | 3100 | PL | 0 | 0 | 10 | 1996 | 10 | 1996 |  |  |  | WAT |  |  | 2459 | 2177 | 0 | 0 | 0 | 3077 | 3002 | [7 empty] | 0
3 |  | 12825 | 7039 | 1 | IC | 2750 | B | SB | 9 | 1967 |  |  |  | FO2 |  |  | 10000 | 2750 | 2750 | 0 |  | 0 | 0 | 0 | 0 | 0 | 0 | [6 empty] | 0 | 0 | 0 | 8 | 1967 | 0 | 0 | E | [6 empty] | 0
3 |  | 12833 | 1613 | 1 | ST | 36000 | B | OS | 9 | 1925 | FO6 |  |  | FO6 |  |  | 13360 | 38000 | 40000 | 0 |  | 0 | 0 | 0 | 0 | 0 | 0 | [6 empty] | 0 | 0 | 0 | 8 | 1925 | 0 | 0 | E | [6 empty] | 0
3 |  | 12833 | 1613 | 2 | ST | 35000 | B | OS | 4 | 1928 | FO6 |  |  | FO6 |  |  | 12810 | 37000 | 43000 | 0 |  | 0 | 0 | 0 | 0 | 0 | 0 | [6 empty] | 0 | 0 | 0 | 3 | 1928 | 0 | 0 | E | [6 empty] | 0
3 |  | 12833 | 1613 | 3 | ST | 20000 | B | OS | 7 | 1942 | FO6 |  |  | FO6 |  |  | 5200 | 20000 | 22000 | 0 |  | 0 | 0 | 0 | 0 | 0 | 0 | [6 empty] | 0 | 0 | 0 | 6 | 1942 | 0 | 0 | E | [6 empty] | 0
3 |  | 12833 | 1613 | 4 | ST | 35000 | B | OS | 6 | 1947 | FO6 |  |  | FO6 |  |  | 12000 | 35000 | 43000 | 0 |  | 0 | 0 | 0 | 0 | 0 | 0 | [6 empty] | 0 | 0 | 0 | 5 | 1947 | 0 | 0 | E | [6 empty] | 0
3 |  | 12833 | 1613 | 5 | ST | 73710 | C | OP | 11 | 1951 | FO2 | FO6 |  | BIT | COM | FO6 | 11897 | 69360 | 68750 | 0 |  | 0 | 0 | 0 | 0 | 0 | 0 | [6 empty] | 0 | 0 | 0 | 10 | 1951 | 0 | 0 | E | [6 empty] | 0
3 |  | 12833 | 1613 | 6 | ST | 100000 | B | OP | 7 | 1959 | FO2 | FO6 |  | BIT | COM | FO6 | 10473 | 105520 | 106840 | 0 |  | 0 | 0 | 0 | 0 | 0 | 0 | [6 empty] | 0 | 0 | 0 | 6 | 1959 | 0 | 0 | E | [6 empty] | 0
3 |  | 12833 | 1613 | J1 | GT | 21200 | P | OP | 11 | 1970 | KER |  |  | KER |  |  | 14412 | 18650 | 22700 | 0 |  | 0 | 0 | 0 | 0 | 0 | 0 | [6 empty] | 0 | 0 | 0 | 10 | 1970 | 0 | 0 | E | [6 empty] | 0
3 |  | 12833 | 1613 | J2 | GT | 21200 | P | OP | 5 | 1971 | KER |  |  | KER |  |  | 13459 | 18400 | 23000 | 0 |  | 0 | 0 | 0 | 0 | 0 | 0 | [6 empty] | 0 | 0 | 0 | 4 | 1971 | 0 | 0 | E | [6 empty] | 0
3 |  | 12833 | 1613 | J3 | GT | 0 |  |  | 0 | 0 | [6 empty] | 0 | 0 | 0 | 20000 | CN | 99 | 9999 | 0 | 0 | 12 | 1987 |  |  |  | PET |  |  | 0 | 0 | 0 | 0 | 0 | 17000 | 20000 | [7 empty] | 0
3 |  | 12839 | 1165 | 1 | IC | 200 | P | SB | 88 | 1940 | FO2 |  |  | FO2 |  |  | 11627 | 180 | 190 | 0 |  | 0 | 0 | 0 | 0 | 0 | 0 | [6 empty] | 0 | 0 | 0 | 0 | 1940 | 0 | 0 | E | [6 empty] | 0
3 |  | 12839 | 1165 | 2 | IC | 148 | P | SB | 88 | 1940 | FO2 |  |  | FO2 |  |  | 11627 | 133 | 140 | 0 |  | 0 | 0 | 0 | 0 | 0 | 0 | [6 empty] | 0 | 0 | 0 | 0 | 1940 | 0 | 0 | E | [6 empty] | 0
3 |  | 12839 | 1165 | 3 | IC | 148 | P | SB | 88 | 1940 | FO2 |  |  | FO2 |  |  | 11627 | 133 | 140 | 0 |  | 0 | 0 | 0 | 0 | 0 | 0 | [6 empty] | 0 | 0 | 0 | 0 | 1940 | 0 | 0 | E | [6 empty] | 0
3 |  | 12839 | 1165 | 4 | IC | 556 | P | SB | 88 | 1947 | FO2 |  |  | FO2 |  |  | 12132 | 500 | 528 | 0 |  | 0 | 0 | 0 | 0 | 0 | 0 | [6 empty] | 0 | 0 | 0 | 0 | 1947 | 0 | 0 | E | [6 empty] | 0
3 |  | 12839 | 1165 | 5 | IC | 1136 | P | SB | 88 | 1959 | FO2 |  |  | FO2 |  |  | 11162 | 1022 | 1079 | 0 |  | 0 | 0 | 0 | 0 | 0 | 0 | [6 empty] | 0 | 0 | 0 | 0 | 1959 | 0 | 0 | E | [6 empty] | 0
3 |  | 12839 | 1165 | 6 | IC | 1700 | P | SB | 88 | 1967 | FO2 |  |  | FO2 | NG |  | 10591 | 1575 | 1662 | 0 |  | 0 | 0 | 0 | 0 | 0 | 0 | [6 empty] | 0 | 0 | 0 | 0 | 1967 | 0 | 0 | E | [6 empty] | 0
3 |  | 12839 | 1165 | 7 | IC | 2500 | P | SB | 88 | 1974 | FO2 |  |  | FO2 | NG |  | 10616 | 2250 | 2375 | 0 |  | 0 | 0 | 0 | 0 | 0 | 0 | [6 empty] | 0 | 0 | 0 | 0 | 1974 | 0 | 0 | E | [6 empty] | 0
3 |  | 12866 | 3701 | 1 | IC | 1000 |  |  | 99 | 1949 |  |  |  | PET |  |  | 0 | 0 | 0 | 0 | RE | 0 | 0 | 0 | 0 | 0 | 0 | [6 empty] | 0 | 0 | 0 | 0 | 1949 | 0 | 0 | E | [6 empty] | 0
3 |  | 12866 | 3704 | 1 | HC | 600 | B | OP | 88 | 1920 |  |  |  | WAT |  |  | 0 | 550 | 550 | 0 |  | 0 | 0 | 0 | 0 | 0 | 0 | [6 empty] | 0 | 0 | 0 | 0 | 1920 | 0 | 0 | E | [6 empty] | 0
3 |  | 12866 | 3704 | 2 | HC | 600 | B | OP | 88 | 1940 |  |  |  | WAT |  |  | 0 | 550 | 550 | 0 |  | 0 | 0 | 0 | 0 | 0 | 0 | [6 empty] | 0 | 0 | 0 | 0 | 1940 | 0 | 0 | E | [6 empty] | 0
3 |  | 12866 | 3705 | 1 | HC | 300 | B | OP | 88 | 1941 |  |  |  | WAT |  |  | 0 | 300 | 300 | 0 |  | 0 | 0 | 0 | 0 | 0 | 0 | [6 empty] | 0 | 0 | 0 | 0 | 1941 | 0 | 0 | E | [6 empty] | 0
3 |  | 12866 | 3705 | 2 | HC | 300 | B | OP | 88 | 1941 |  |  |  | WAT |  |  | 0 | 300 | 300 | 0 |  | 0 | 0 | 0 | 0 | 0 | 0 | [6 empty] | 0 | 0 | 0 | 0 | 1941 | 0 | 0 | E | [6 empty] | 0
3 |  | 12866 | 3705 | 3 | HC | 300 | B | OP | 88 | 1941 |  |  |  | WAT |  |  | 0 | 300 | 300 | 0 |  | 0 | 0 | 0 | 0 | 0 | 0 | [6 empty] | 0 | 0 | 0 | 0 | 1941 | 0 | 0 | E | [6 empty] | 0
3 |  | 12866 | 9049 | 1 | ST | 1000 |  |  | 99 | 1954 |  |  |  | GAS | PET |  | 0 | 0 | 0 | 0 | RE | 3 | 1975 | 0 | 0 | 0 | 0 | [6 empty] | 0 | 0 | 0 | 0 | 1954 | 0 | 0 | E | [6 empty] | 0
3 |  | 12866 | 9049 | 2 | ST | 1000 |  |  | 99 | 1954 |  |  |  | GAS | PET |  | 0 | 0 | 0 | 0 | RE | 3 | 1975 | 0 | 0 | 0 | 0 | [6 empty] | 0 | 0 | 0 | 0 | 1954 | 0 | 0 | E | [6 empty] | 0
3 |  | 12866 | 9049 | 3 | ST | 1000 |  |  | 99 | 1957 |  |  |  | GAS | PET |  | 0 | 0 | 0 | 0 | RE | 3 | 1975 | 0 | 0 | 0 | 0 | [6 empty] | 0 | 0 | 0 | 0 | 1957 | 0 | 0 | E | [6 empty] | 0
3 |  | 12866 | 9049 | 4 | ST | 1000 |  |  | 99 | 1957 |  |  |  | GAS | PET |  | 0 | 0 | 0 | 0 | RE | 3 | 1975 | 0 | 0 | 0 | 0 | [6 empty] | 0 | 0 | 0 | 0 | 1957 | 0 | 0 | E | [6 empty] | 0
3 |  | 12866 | 9049 | 5 | ST | 3000 |  |  | 99 | 1959 |  |  |  | GAS | PET |  | 0 | 0 | 0 | 0 | RE | 3 | 1975 | 0 | 0 | 0 | 0 | [6 empty] | 0 | 0 | 0 | 0 | 1959 | 0 | 0 | E | [6 empty] | 0
3 |  | 12866 | 9049 | 6 | ST | 3000 |  |  | 99 | 1959 |  |  |  | GAS | PET |  | 0 | 0 | 0 | 0 | RE | 3 | 1975 | 0 | 0 | 0 | 0 | [6 empty] | 0 | 0 | 0 | 0 | 1959 | 0 | 0 | E | [6 empty] | 0
3 |  | 12866 | 9049 | 7 | ST | 3000 |  |  | 99 | 1959 |  |  |  | GAS | PET |  | 0 | 0 | 0 | 0 | RE | 3 | 1975 | 0 | 0 | 0 | 0 | [6 empty] | 0 | 0 | 0 | 0 | 1959 | 0 | 0 | E | [6 empty] | 0
3 |  | 12894 | 1995 | 3 | ST | 3000 |  |  | 88 | 1940 |  |  |  | LIG |  |  | 0 | 0 | 0 | 0 | RE | 12 | 1984 | 0 | 0 | 0 | 0 | [6 empty] | 0 | 0 | 0 | 0 | 1940 | 0 | 0 | E | [6 empty] | 0
3 |  | 12894 | 1995 | 4 | ST | 3000 |  |  | 88 | 1948 |  |  |  | LIG |  |  | 0 | 0 | 0 | 0 | RE | 12 | 1984 | 0 | 0 | 0 | 0 | [6 empty] | 0 | 0 | 0 | 0 | 1948 | 0 | 0 | E | [6 empty] | 0
3 |  | 12894 | 1995 | 5 | ST | 6000 |  |  | 88 | 1952 |  |  |  | LIG |  |  | 0 | 0 | 0 | 0 | RE | 12 | 1984 | 0 | 0 | 0 | 0 | [6 empty] | 0 | 0 | 0 | 0 | 1952 | 0 | 0 | E | [6 empty] | 0
3 |  | 12894 | 1995 | 6 | GT | 10000 | P | SB | 11 | 1961 | FO2 |  |  | FO2 |  |  | 19700 | 8000 | 10000 | 0 |  | 0 | 0 | 0 | 0 | 0 | 0 | [6 empty] | 0 | 0 | 0 | 10 | 1961 | 0 | 0 | [7 empty] | 0
3 |  | 12894 | 1995 | 7 | ST | 24999 | C | SB | 4 | 1970 | WD |  |  | LIG |  |  | 14000 | 23000 | 23000 | 0 |  | 0 | 0 | 0 | 0 | 0 | 0 | [6 empty] | 0 | 0 | 0 | 4 | 1970 | 0 | 0 | [7 empty] | 0
3 |  | 12897 | 1996 | 1 | IC | 1300 |  | SB | 7 | 1973 | FO2 |  |  | NG | FO2 |  | 0 | 1300 | 1300 | 0 |  | 0 | 0 | 0 | 0 | 0 | 0 | [6 empty] | 0 | 0 | 0 | 6 | 1973 | 0 | 0 | E | [6 empty] | 0
3 |  | 12897 | 1996 | 2 | IC | 1000 |  | SB | 11 | 1952 | FO2 |  |  | NG | FO2 |  | 0 | 1000 | 1000 | 0 |  | 0 | 0 | 0 | 0 | 0 | 0 | [6 empty] | 0 | 0 | 0 | 10 | 1952 | 0 | 0 | E | [6 empty] | 0
3 |  | 12897 | 1996 | 3 | IC | 1000 |  |  | 99 | 1937 |  |  |  | NG | FO2 |  | 0 | 0 | 0 | 0 | RE | 2 | 1982 | 0 | 0 | 0 | 0 | [6 empty] | 0 | 0 | 0 | 0 | 1937 | 0 | 0 | E | [6 empty] | 0
3 |  | 12897 | 1996 | 4 | IC | 1300 |  | SB | 10 | 1963 | FO2 |  |  | NG | FO2 |  | 0 | 1300 | 1300 | 0 |  | 0 | 0 | 0 | 0 | 0 | 0 | [6 empty] | 0 | 0 | 0 | 9 | 1963 | 0 | 0 | E | [6 empty] | 0
3 |  | 12900 | 1997 | 2 | IC | 1136 | C | SB | 9 | 1957 | FO2 |  |  | NG | FO2 |  | 0 | 900 | 900 | 0 |  | 0 | 0 | 0 | 0 | 0 | 0 | [6 empty] | 0 | 0 | 0 | 8 | 1957 | 0 | 0 | E | [6 empty] | 0
3 |  | 12900 | 1997 | 3 | IC | 1200 |  |  | 88 | 1946 |  |  |  | NG | FO2 |  | 0 | 800 | 800 | 0 | RE | 4 | 1987 | 0 | 0 | 0 | 0 | [6 empty] | 0 | 0 | 0 | 0 | 1946 | 0 | 0 | E | [6 empty] | 0
3 |  | 12900 | 1997 | 4 | IC | 2500 |  |  | 99 | 1961 |  |  |  | NG | FO2 |  | 0 | 0 | 0 | 0 | RE | 12 | 1978 | 0 | 0 | 0 | 0 | [6 empty] | 0 | 0 | 0 | 0 | 1961 | 0 | 0 | E | [6 empty] | 0
3 |  | 12900 | 1997 | 5 | IC | 5775 | C | SB | 6 | 1972 | FO2 |  |  | NG | FO2 |  | 0 | 5700 | 5700 | 0 |  | 0 | 0 | 0 | 0 | 0 | 0 | [6 empty] | 0 | 0 | 0 | 5 | 1972 | 0 | 0 | E | [6 empty] | 0
3 |  | 12900 | 1997 | 6 | IC | 7000 | C | SB | 7 | 1975 | FO2 |  |  | NG | FO2 |  | 0 | 6000 | 6500 | 0 |  | 0 | 0 | 0 | 0 | 0 | 0 | [6 empty] | 0 | 0 | 0 | 6 | 1975 | 0 | 0 | E | [6 empty] | 0
3 |  | 12927 | 1449 | 1 | ST | 6000 | P | SB | 6 | 1963 | NG |  |  | NG | FO2 |  | 11930 | 5800 | 5800 | 0 |  | 0 | 0 | 0 | 0 | 0 | 0 | [6 empty] | 0 | 0 | 0 | 3 | 1963 | 0 | 0 | [7 empty] | 0
3 |  | 12927 | 1449 | 2 | ST | 6000 | P | SB | 6 | 1963 | NG |  |  | NG | FO2 |  | 11930 | 5800 | 5800 | 0 |  | 0 | 0 | 0 | 0 | 0 | 0 | [6 empty] | 0 | 0 | 0 | 6 | 1963 | 0 | 0 | [7 empty] | 0
3 |  | 12927 | 1449 | 3 | ST | 20800 | P | OP | 99 | 1970 | NG |  |  | NG | FO2 |  | 10840 | 19800 | 19800 | 0 |  | 0 | 0 | 0 | 0 | 0 | 0 | [6 empty] | 0 | 0 | 0 | 0 | 1970 | 0 | 0 | E | [6 empty] | 0
3 |  | 12927 | 1449 | 4 | ST | 37500 | C | OP | 5 | 1970 | NG |  |  | NG | FO2 |  | 10560 | 36000 | 36000 | 0 |  | 0 | 0 | 0 | 0 | 0 | 0 | [6 empty] | 0 | 0 | 0 | 3 | 1970 | 0 | 0 | E | [6 empty] | 0
3 |  | 12989 | 678 | 1 | HC | 945 | P | OP | 7 | 1983 | WAT |  |  | WAT |  |  | 0 | 900 | 900 | 0 |  | 0 | 0 | 0 | 0 | 0 | 0 | [6 empty] | 0 | 0 | 0 | 4 | 1983 | 0 | 0 | E | [6 empty] | 0
3 |  | 12989 | 678 | 2 | HC | 945 | P | OP | 7 | 1983 | WAT |  |  | WAT |  |  | 0 | 900 | 900 | 0 |  | 0 | 0 | 0 | 0 | 0 | 0 | [6 empty] | 0 | 0 | 0 | 4 | 1983 | 0 | 0 | E | [6 empty] | 0
3 |  | 12989 | 3764 | 1 | HC | 600 | B | OP | 88 | 1924 | WAT |  |  | WAT |  |  | 0 | 600 | 600 | 0 |  | 0 | 0 | 0 | 0 | 0 | 0 | [6 empty] | 0 | 0 | 0 | 0 | 1924 | 0 | 0 | E | [6 empty] | 0
3 |  | 12989 | 3764 | 2 | HC | 1200 | B | OP | 88 | 1924 | WAT |  |  | WAT |  |  | 0 | 1200 | 1200 | 0 |  | 0 | 0 | 0 | 0 | 0 | 0 | [6 empty] | 0 | 0 | 0 | 0 | 1924 | 0 | 0 | E | [6 empty] | 0
3 |  | 12989 | 3765 | 1 | HC | 840 | B | OP | 88 | 1914 | WAT |  |  | WAT |  |  | 0 | 400 | 400 | 0 |  | 0 | 0 | 0 | 0 | 0 | 0 | [6 empty] | 0 | 0 | 0 | 0 | 1914 | 0 | 0 | E | [6 empty] | 0
3 |  | 12989 | 3765 | 2 | HC | 700 | B | OP | 88 | 1947 | WAT |  |  | WAT |  |  | 0 | 700 | 700 | 0 |  | 0 | 0 | 0 | 0 | 0 | 0 | [6 empty] | 0 | 0 | 0 | 0 | 1947 | 0 | 0 | E | [6 empty] | 0
3 |  | 12989 | 4203 | HC1 | HC | 0 |  |  | 0 | 0 | [6 empty] | 0 | 0 | 0 | 1250 | PL | 0 | 0 | 99 | 1994 | 99 | 1994 |  |  |  | WAT |  |  | 1250 | 1250 | 0 | 0 | 0 | 1199 | 1183 | [7 empty] | 0
3 |  | 12989 | 4203 | HC2 | HC | 0 |  |  | 0 | 0 | [6 empty] | 0 | 0 | 0 | 1250 | PL | 0 | 0 | 99 | 1994 | 99 | 1994 |  |  |  | WAT |  |  | 1250 | 1250 | 0 | 0 | 0 | 1199 | 1183 | [7 empty] | 0
3 |  | 13032 | 900 | 1 | ST | 2000 |  |  | 99 | 1941 |  |  |  | BIT | FO2 |  | 0 | 0 | 0 | 0 | RE | 0 | 0 | 0 | 0 | 0 | 0 | [6 empty] | 0 | 0 | 0 | 0 | 1941 | 0 | 0 | E | [6 empty] | 0
3 |  | 13032 | 900 | 2 | ST | 4000 |  |  | 88 | 1949 |  |  |  | FO6 | NG |  | 0 | 0 | 0 | 0 | RE | 9 | 1983 | 0 | 0 | 0 | 0 | [6 empty] | 0 | 0 | 0 | 0 | 1949 | 0 | 0 | E | [6 empty] | 0
3 |  | 13032 | 900 | 3 | ST | 7500 |  |  | 88 | 1952 |  |  |  | BIT | FO2 |  | 0 | 0 | 0 | 0 | RE | 9 | 1983 | 0 | 0 | 0 | 0 | [6 empty] | 0 | 0 | 0 | 0 | 1952 | 0 | 0 | E | [6 empty] | 0
3 |  | 13032 | 900 | 4 | ST | 7500 |  |  | 88 | 1957 |  |  |  | FO2 | NG |  | 0 | 0 | 0 | 0 | RE | 9 | 1983 | 0 | 0 | 0 | 0 | [6 empty] | 0 | 0 | 0 | 0 | 1957 | 0 | 0 | E | [6 empty] | 0
3 |  | 13037 | 3681 | 1 | HL | 150 | B | OP | 88 | 1913 | WAT |  |  | WAT |  |  | 0 | 155 | 115 | 0 |  | 0 | 0 | 0 | 0 | 0 | 0 | [6 empty] | 0 | 0 | 0 | 0 | 1913 | 0 | 0 | E | [6 empty] | 0
3 |  | 13037 | 3682 | 1 | HL | 175 | B | OP | 0 | 1931 | WAT |  |  | WAT |  |  | 0 | 195 | 125 | 0 |  | 0 | 0 | 0 | 0 | 0 | 0 | [6 empty] | 0 | 0 | 0 | 0 | 1931 | 0 | 0 | E | [6 empty] | 0
3 |  | 13037 | 7015 | 1 | HL | 0 |  |  | 0 | 0 | [6 empty] | 0 | 0 | 0 | 1250 | CO | 0 | 0 | 9 | 1988 | 12 | 1992 | FI | LO | AP | WAT |  |  | 1250 | 1250 | 0 | 0 | 0 | 1199 | 1183 | [7 empty] | 0
3 |  | 13037 | 7016 | 1 | HL | 0 |  |  | 0 | 0 | [6 empty] | 0 | 0 | 0 | 150 | PL | 0 | 0 | 9 | 1989 | 1 | 1993 | FI | LO | AP | WAT |  |  | 150 | 75 | 0 | 0 | 0 | 132 | 134 | [7 empty] | 0
3 |  | 13038 | 1166 | D | IC | 1000 |  | OP | 88 | 1966 |  |  |  | FO2 |  |  | 0 | 1000 | 1000 | 0 |  | 0 | 0 | 0 | 0 | 0 | 0 | [6 empty] | 0 | 0 | 0 | 0 | 1966 | 0 | 0 | E | [6 empty] | 0
3 |  | 13038 | 1166 | 4 | ST | 3000 |  | OS | 1 | 1949 |  |  |  | BIT |  |  | 8500 | 3000 | 3000 | 0 |  | 0 | 0 | 0 | 0 | 0 | 0 | [6 empty] | 0 | 0 | 0 | 12 | 1948 | 0 | 0 | E | [6 empty] | 0
3 |  | 13038 | 1166 | 5 | ST | 7500 |  | OS | 10 | 1966 |  |  |  | BIT |  |  | 10569 | 7500 | 7500 | 7500 | FC | 0 | 0 | 5 | 1992 | 5 | 1992 |  |  |  | NG | FO2 |  | 7500 | 7500 | 0 | 8 | 1966 | 7454 | 7622 | E | [5 empty] | OP | 7500
3 |  | 13048 | 1998 | 1 | IC | 690 | C | SB | 99 | 1946 | FO2 |  |  | FO2 |  |  | 0 | 350 | 450 | 0 |  | 0 | 0 | 0 | 0 | 0 | 0 | [6 empty] | 0 | 0 | 0 | 0 | 1946 | 0 | 0 | E | [6 empty] | 0
3 |  | 13048 | 1998 | 2 | IC | 1136 | C | SB | 99 | 1954 | FO2 |  |  | FO2 |  |  | 0 | 950 | 1100 | 0 |  | 0 | 0 | 0 | 0 | 0 | 0 | [6 empty] | 0 | 0 | 0 | 0 | 1954 | 0 | 0 | E | [6 empty] | 0
3 |  | 13048 | 1998 | 3 | IC | 186 | C | SB | 99 | 1935 | FO2 |  |  | FO2 |  |  | 0 | 160 | 160 | 0 |  | 0 | 0 | 0 | 0 | 0 | 0 | [6 empty] | 0 | 0 | 0 | 0 | 1935 | 0 | 0 | E | [6 empty] | 0
3 |  | 13048 | 1998 | 4 | IC | 2070 | C | SB | 99 | 1968 | FO2 |  |  | FO2 |  |  | 0 | 1815 | 1925 | 0 |  | 0 | 0 | 0 | 0 | 0 | 0 | [6 empty] | 0 | 0 | 0 | 0 | 1968 | 0 | 0 | E | [6 empty] | 0
3 |  | 13048 | 1998 | 5 | IC | 1360 | C | SB | 99 | 1959 | FO2 |  |  | FO2 |  |  | 0 | 1250 | 1300 | 0 |  | 0 | 0 | 0 | 0 | 0 | 0 | [6 empty] | 0 | 0 | 0 | 0 | 1959 | 0 | 0 | E | [6 empty] | 0
3 |  | 13058 | 532 | 1 | IC | 1000 |  |  | 99 | 1917 |  |  |  | UNK |  |  | 0 | 0 | 0 | 0 | RE | 0 | 0 | 0 | 0 | 0 | 0 | [6 empty] | 0 | 0 | 0 | 0 | 1917 | 0 | 0 | E | [6 empty] | 0
3 |  | 13058 | 532 | 2 | IC | 1000 |  |  | 99 | 1918 |  |  |  | UNK |  |  | 0 | 0 | 0 | 0 | RE | 0 | 0 | 0 | 0 | 0 | 0 | [6 empty] | 0 | 0 | 0 | 0 | 1918 | 0 | 0 | E | [6 empty] | 0
3 |  | 13090 | 2280 | 1 | IC | 148 | C |  | 99 | 1945 | FO2 |  |  | FO2 |  |  | 0 | 0 | 1 | 0 | RE | 0 | 1983 | 0 | 0 | 0 | 0 | [6 empty] | 0 | 0 | 0 | 0 | 1945 | 0 | 0 | E | [6 empty] | 0
3 |  | 13090 | 2280 | 2 | IC | 250 | C |  | 99 | 1949 | FO2 |  |  | FO2 |  |  | 0 | 0 | 1 | 0 | RE | 0 | 1983 | 0 | 0 | 0 | 0 | [6 empty] | 0 | 0 | 0 | 0 | 1949 | 0 | 0 | E | [6 empty] | 0
3 |  | 13090 | 2280 | 3 | IC | 450 | C | SB | 99 | 1958 | FO2 |  |  | FO2 |  |  | 0 | 225 | 300 | 0 |  | 0 | 0 | 0 | 0 | 0 | 0 | [6 empty] | 0 | 0 | 0 | 0 | 1958 | 0 | 0 | E | [6 empty] | 0
3 |  | 13090 | 2280 | 4 | IC | 675 |  | SB | 99 | 1966 | FO2 |  |  | FO2 |  |  | 0 | 600 | 600 | 0 |  | 0 | 0 | 0 | 0 | 0 | 0 | [6 empty] | 0 | 0 | 0 | 0 | 1966 | 0 | 0 | E | [6 empty] | 0
3 |  | 13095 | 1308 | 1 | IC | 360 | P | SB | 88 | 1949 | FO2 |  |  | FO2 |  |  | 10000 | 335 | 335 | 0 |  | 0 | 0 | 0 | 0 | 0 | 0 | [6 empty] | 0 | 0 | 0 | 0 | 1949 | 0 | 0 | E | [6 empty] | 0
3 |  | 13095 | 1308 | 2 | IC | 300 | P | SB | 88 | 1945 | FO2 |  |  | FO2 |  |  | 13100 | 340 | 360 | 0 |  | 0 | 0 | 0 | 0 | 0 | 0 | [6 empty] | 0 | 0 | 0 | 0 | 1945 | 0 | 0 | E | [6 empty] | 0
3 |  | 13095 | 1308 | 3 | IC | 1360 | P | OP | 8 | 1963 | FO2 |  |  | NG | FO2 |  | 10000 | 1575 | 1575 | 0 |  | 0 | 0 | 0 | 0 | 0 | 0 | [6 empty] | 0 | 0 | 0 | 7 | 1963 | 0 | 0 | E | [6 empty] | 0
3 |  | 13095 | 1308 | 4 | IC | 1360 | P | OP | 5 | 1958 | FO2 |  |  | FO2 | NG |  | 10000 | 1545 | 1545 | 0 |  | 0 | 0 | 0 | 0 | 0 | 0 | [6 empty] | 0 | 0 | 0 | 4 | 1958 | 0 | 0 | E | [6 empty] | 0
3 |  | 13095 | 1308 | 5 | IC | 840 | P | OP | 11 | 1967 | FO2 |  |  | FO2 | NG |  | 11000 | 805 | 805 | 0 |  | 0 | 0 | 0 | 0 | 0 | 0 | [6 empty] | 0 | 0 | 0 | 10 | 1967 | 0 | 0 | E | [6 empty] | 0
3 |  | 13095 | 1308 | 6 | IC | 2070 | P | OP | 11 | 1967 | FO2 |  |  | FO2 | NG |  | 11500 | 2300 | 2300 | 0 |  | 0 | 0 | 0 | 0 | 0 | 0 | [6 empty] | 0 | 0 | 0 | 10 | 1967 | 0 | 0 | E | [6 empty] | 0
3 |  | 13095 | 1308 | 7 | IC | 0 |  |  | 0 | 0 | [6 empty] | 0 | 0 | 0 | 600 | CO | 0 | 0 | 1 | 1990 | 6 | 1992 |  |  |  | FO2 |  |  | 600 | 600 | 0 | 0 | 0 | 546 | 613 | [7 empty] | 0
3 |  | 13095 | 1308 | 8 | IC | 0 |  |  | 0 | 0 | [6 empty] | 0 | 0 | 0 | 600 | CO | 0 | 0 | 1 | 1990 | 6 | 1992 |  |  |  | FO2 |  |  | 600 | 600 | 0 | 0 | 0 | 546 | 613 | [7 empty] | 0
3 |  | 13137 | 3683 | 2 | IC | 500 | P |  | 88 | 1937 | FO2 |  |  | FO2 |  |  | 0 | 500 | 500 | 0 | RE | 12 | 1991 | 0 | 0 | 0 | 0 | [6 empty] | 0 | 0 | 0 | 0 | 1937 | 0 | 0 | E | [6 empty] | 0
3 |  | 13137 | 3683 | 3 | IC | 2200 | P | OP | 88 | 1952 | FO2 |  |  | NG | FO2 |  | 0 | 2000 | 2000 | 0 |  | 0 | 0 | 0 | 0 | 0 | 0 | [6 empty] | 0 | 0 | 0 | 0 | 1952 | 0 | 0 | E | [6 empty] | 0
3 |  | 13137 | 3683 | 4 | IC | 1000 | P | OP | 88 | 1948 | FO2 |  |  | NG | FO2 |  | 0 | 900 | 1000 | 0 |  | 0 | 0 | 0 | 0 | 0 | 0 | [6 empty] | 0 | 0 | 0 | 0 | 1948 | 0 | 0 | E | [6 empty] | 0
3 |  | 13137 | 3683 | 5 | IC | 1000 | P | OP | 88 | 1948 | FO2 |  |  | NG | FO2 |  | 0 | 900 | 1000 | 0 |  | 0 | 0 | 0 | 0 | 0 | 0 | [6 empty] | 0 | 0 | 0 | 0 | 1948 | 0 | 0 | E | [6 empty] | 0
3 |  | 13137 | 3683 | 6 | IC | 3000 | P | OP | 88 | 1958 | FO2 |  |  | NG | FO2 |  | 0 | 2300 | 2500 | 0 |  | 0 | 0 | 0 | 0 | 0 | 0 | [6 empty] | 0 | 0 | 0 | 0 | 1958 | 0 | 0 | E | [6 empty] | 0
3 |  | 13137 | 6537 | 1 | HL | 2450 | B | OP | 4 | 1983 | WAT |  |  | WAT |  |  | 0 | 2450 | 800 | 0 |  | 0 | 0 | 0 | 0 | 0 | 0 | [6 empty] | 0 | 0 | 0 | 1 | 1983 | 0 | 0 | E | [6 empty] | 0
3 |  | 13137 | 6537 | 2 | HL | 2450 | B | OP | 4 | 1983 | WAT |  |  | WAT |  |  | 0 | 2450 | 800 | 0 |  | 0 | 0 | 0 | 0 | 0 | 0 | [6 empty] | 0 | 0 | 0 | 1 | 1983 | 0 | 0 | E | [6 empty] | 0
3 |  | 13143 | 1167 | 5 | ST | 7500 | C |  | 99 | 1944 | BIT |  |  | BIT |  |  | 16529 | 7589 | 7589 | 0 | RE | 9 | 1985 | 0 | 0 | 0 | 0 | [6 empty] | 0 | 0 | 0 | 0 | 1944 | 0 | 0 | E | [6 empty] | 0
3 |  | 13143 | 1167 | 6 | ST | 12500 | C |  | 99 | 1949 | BIT |  |  | BIT |  |  | 16529 | 12429 | 12429 | 0 | RE | 9 | 1985 | 0 | 0 | 0 | 0 | [6 empty] | 0 | 0 | 0 | 0 | 1949 | 0 | 0 | E | [6 empty] | 0
3 |  | 13143 | 1167 | 7 | ST | 25000 | C | OP | 0 | 1959 | NG | BIT |  | BIT | NG |  | 12288 | 25400 | 25400 | 0 |  | 0 | 0 | 0 | 0 | 0 | 0 | [6 empty] | 0 | 0 | 0 | 0 | 1958 | 0 | 0 | [7 empty] | 0
3 |  | 13143 | 1167 | 8 | ST | 75000 | C | OP | 99 | 1969 | NG | BIT |  | BIT | NG |  | 10178 | 82600 | 82600 | 0 |  | 0 | 0 | 0 | 0 | 0 | 0 | [6 empty] | 0 | 0 | 0 | 0 | 1969 | 0 | 0 | E | [6 empty] | 0
3 |  | 13143 | 1167 | 9 | ST | 175500 | B | OP | 5 | 1983 | FO2 | BIT |  | BIT |  |  | 9723 | 162100 | 162100 | 0 |  | 0 | 0 | 0 | 0 | 0 | 0 | [6 empty] | 0 | 0 | 0 | 4 | 1983 | 0 | 0 | [7 empty] | 0
3 |  | 13143 | 1167 | GT1 | GT | 0 |  |  | 0 | 0 | [6 empty] | 0 | 0 | 0 | 25000 | CN | 99 | 9999 | 5 | 1978 | 99 | 1980 |  |  |  | PET | NG |  | 0 | 0 | 0 | 0 | 0 | 21000 | 25000 | [7 empty] | 0
3 |  | 13145 | 4129 | 1 | HC | 60 | C | OP | 0 | 1934 | WAT |  |  | WAT |  |  | 0 | 46 | 46 | 0 |  | 0 | 0 | 0 | 0 | 0 | 0 | [6 empty] | 0 | 0 | 0 | 0 | 1934 | 0 | 0 | E | [6 empty] | 0
3 |  | 13145 | 4129 | 2 | IC | 97 |  | SB | 0 | 1920 | FO2 |  |  | FO2 |  |  | 0 | 86 | 94 | 0 |  | 0 | 0 | 0 | 0 | 0 | 0 | [6 empty] | 0 | 0 | 0 | 0 | 1920 | 0 | 0 |  | E | E |  |  |  |  | 0
3 |  | 13145 | 4129 | 3 | ST | 2000 |  | OS | 5 | 1989 | NG |  |  | REF | WD |  | 0 | 1500 | 1500 | 0 |  | 0 | 0 | 0 | 1983 | 0 | 0 | [6 empty] | 0 | 0 | 0 | 3 | 1989 | 0 | 0 | [7 empty] | 0
3 |  | 13201 | 6301 | 1 | IC | 350 | C |  | 11 | 1960 | FO2 |  |  | FO2 |  |  | 12085 | 350 | 350 | 0 | RE | 1 | 1991 | 0 | 0 | 0 | 0 | [6 empty] | 0 | 0 | 0 | 10 | 1960 | 0 | 0 | E | [6 empty] | 0
3 |  | 13201 | 6301 | 2 | IC | 350 | C | OP | 11 | 1960 | FO2 |  |  | FO2 |  |  | 10581 | 350 | 350 | 0 | RT | 1 | 1992 | 0 | 0 | 0 | 0 | [6 empty] | 0 | 0 | 0 | 10 | 1960 | 0 | 0 | E | [5 empty] | RE | 0
3 |  | 13201 | 6301 | 3 | IC | 350 | C | OP | 11 | 1960 | FO2 |  |  | FO2 |  |  | 9745 | 350 | 350 | 0 | RT | 1 | 1992 | 0 | 0 | 0 | 0 | [6 empty] | 0 | 0 | 0 | 10 | 1960 | 0 | 0 | E | [5 empty] | RE | 0
3 |  | 13201 | 6301 | 4 | IC | 500 | C | OP | 12 | 1965 | FO2 |  |  | FO2 |  |  | 11163 | 500 | 500 | 0 |  | 0 | 0 | 0 | 0 | 0 | 0 | [6 empty] | 0 | 0 | 0 | 11 | 1965 | 0 | 0 | E | [6 empty] | 0
3 |  | 13201 | 6301 | 5 | IC | 440 | C | OP | 12 | 1977 | FO2 |  |  | FO2 |  |  | 10319 | 440 | 440 | 0 |  | 0 | 0 | 0 | 0 | 0 | 0 | [6 empty] | 0 | 0 | 0 | 11 | 1977 | 0 | 0 | E | [6 empty] | 0
3 |  | 13201 | 6301 | 6 | IC | 440 | C | OP | 0 | 1977 | FO2 |  |  | FO2 |  |  | 10135 | 440 | 440 | 0 |  | 0 | 0 | 0 | 0 | 0 | 0 | [6 empty] | 0 | 0 | 0 | 0 | 1977 | 0 | 0 | [7 empty] | 0
3 |  | 13201 | 6301 | 7 | IC | 440 | C | OP | 0 | 1977 | FO2 |  |  | FO2 |  |  | 9705 | 440 | 440 | 0 |  | 0 | 0 | 0 | 0 | 0 | 0 | [6 empty] | 0 | 0 | 0 | 0 | 1977 | 0 | 0 | [7 empty] | 0
3 |  | 13201 | 6301 | 8 | IC | 1000 | C | OP | 0 | 1977 | FO2 |  |  | FO2 |  |  | 10091 | 1000 | 1000 | 0 |  | 0 | 0 | 0 | 0 | 0 | 0 | [6 empty] | 0 | 0 | 0 | 0 | 1977 | 0 | 0 | [7 empty] | 0
3 |  | 13201 | 6301 | 9 | IC | 1100 |  |  | 3 | 1982 |  |  |  | FO2 |  |  | 12010 | 1100 | 1100 | 0 | RE | 3 | 1988 | 0 | 0 | 0 | 0 | [6 empty] | 0 | 0 | 0 | 2 | 1982 | 0 | 0 | E | [6 empty] | 0
3 |  | 13201 | 6301 | 10 | IC | 1100 |  |  | 11 | 1983 |  |  |  | FO2 |  |  | 11450 | 1100 | 1100 | 0 | RE | 3 | 1988 | 0 | 0 | 0 | 0 | [6 empty] | 0 | 0 | 0 | 10 | 1983 | 0 | 0 | [7 empty] | 0
3 |  | 13201 | 6301 | NA1 | IC | 1135 | C | OP | 5 | 1988 | FO2 |  |  | FO2 |  |  | 9248 | 1135 | 1135 | 0 |  | 0 | 0 | 5 | 1988 | 0 | 0 | [6 empty] | 1135 | 1135 | 0 | 5 | 1988 | 0 | 0 | [7 empty] | 0
3 |  | 13201 | 6301 | NA2 | IC | 1135 | C | OP | 5 | 1988 | FO2 |  |  | FO2 |  |  | 9364 | 1135 | 1135 | 0 |  | 0 | 0 | 5 | 1988 | 0 | 0 | [6 empty] | 0 | 0 | 0 | 5 | 1988 | 0 | 0 | [7 empty] | 0
3 |  | 13201 | 6301 | NA3 | IC | 865 |  | OP | 5 | 1991 |  |  |  | FO2 |  |  | 9959 | 865 | 865 | 0 |  | 0 | 0 | 0 | 0 | 0 | 0 | [6 empty] | 0 | 0 | 0 | 5 | 1991 | 0 | 0 | [7 empty] | 0
3 |  | 13201 | 6301 | NA4 | IC | 0 |  |  | 0 | 0 | [6 empty] | 0 | 0 | 0 | 865 | CO | 0 | 0 | 5 | 1992 | 5 | 1992 |  |  |  | FO2 |  |  | 865 | 865 | 0 | 0 | 0 | 790 | 892 | [6 empty] | OP | 865
3 |  | 13204 | 2741 | 1 | HC | 9000 | C | OP | 3 | 1954 | WAT |  |  | WAT |  |  | 0 | 9200 | 9200 | 0 |  | 0 | 0 | 0 | 0 | 0 | 0 | [6 empty] | 0 | 0 | 0 | 12 | 1953 | 0 | 0 | E | [6 empty] | 0
3 |  | 13204 | 2742 | 1 | HC | 480 | C | OP | 88 | 1925 | WAT |  |  | WAT |  |  | 0 | 510 | 510 | 0 |  | 0 | 0 | 0 | 0 | 0 | 0 | [6 empty] | 0 | 0 | 0 | 0 | 1925 | 0 | 0 | E | [6 empty] | 0
3 |  | 13204 | 2742 | 2 | HC | 500 | C | OP | 88 | 1929 | WAT |  |  | WAT |  |  | 0 | 600 | 600 | 0 |  | 0 | 0 | 0 | 0 | 0 | 0 | [6 empty] | 0 | 0 | 0 | 0 | 1929 | 0 | 0 | E | [6 empty] | 0
3 |  | 13204 | 2743 | 1 | HC | 6375 | C | OP | 8 | 1952 | WAT |  |  | WAT |  |  | 0 | 6600 | 6600 | 0 |  | 0 | 0 | 0 | 0 | 0 | 0 | [6 empty] | 0 | 0 | 0 | 5 | 1952 | 0 | 0 | E | [6 empty] | 0
3 |  | 13204 | 2744 | 1 | HC | 175 | C | OP | 88 | 1931 | WAT |  |  | WAT |  |  | 0 | 155 | 155 | 0 |  | 0 | 0 | 0 | 0 | 0 | 0 | [6 empty] | 0 | 0 | 0 | 0 | 1931 | 0 | 0 | E | [6 empty] | 0
3 |  | 13204 | 2744 | 2 | HC | 50 | C | OP | 88 | 1931 | WAT |  |  | WAT |  |  | 0 | 45 | 45 | 0 |  | 0 | 0 | 0 | 0 | 0 | 0 | [6 empty] | 0 | 0 | 0 | 0 | 1931 | 0 | 0 | E | [6 empty] | 0
3 |  | 13204 | 2745 | 1 | HC | 520 | C | OP | 88 | 1925 | WAT |  |  | WAT |  |  | 0 | 600 | 600 | 0 |  | 0 | 0 | 0 | 0 | 0 | 0 | [6 empty] | 0 | 0 | 0 | 0 | 1925 | 0 | 0 | E | [6 empty] | 0
3 |  | 13204 | 2745 | 2 | HC | 520 | C | OP | 88 | 1925 | WAT |  |  | WAT |  |  | 0 | 600 | 600 | 0 |  | 0 | 0 | 0 | 0 | 0 | 0 | [6 empty] | 0 | 0 | 0 | 0 | 1925 | 0 | 0 | E | [6 empty] | 0
3 |  | 13204 | 2746 | 1 | HC | 600 | C | OP | 12 | 1924 | WAT |  |  | WAT |  |  | 0 | 700 | 700 | 0 |  | 0 | 0 | 0 | 0 | 0 | 0 | [6 empty] | 0 | 0 | 0 | 9 | 1924 | 0 | 0 | E | [6 empty] | 0
3 |  | 13204 | 2746 | 2 | HC | 600 | C | OP | 12 | 1924 | WAT |  |  | WAT |  |  | 0 | 700 | 700 | 0 |  | 0 | 0 | 0 | 0 | 0 | 0 | [6 empty] | 0 | 0 | 0 | 9 | 1924 | 0 | 0 | E | [6 empty] | 0
3 |  | 13204 | 2746 | 3 | HC | 600 | C | OP | 1 | 1943 | WAT |  |  | WAT |  |  | 0 | 800 | 800 | 0 |  | 0 | 0 | 0 | 0 | 0 | 0 | [6 empty] | 0 | 0 | 0 | 10 | 1942 | 0 | 0 | E | [6 empty] | 0
3 |  | 13204 | 2747 | 1 | HC | 43200 | C | OP | 7 | 1942 | WAT |  |  | WAT |  |  | 0 | 46000 | 46000 | 0 |  | 0 | 0 | 0 | 0 | 0 | 0 | [6 empty] | 0 | 0 | 0 | 4 | 1942 | 0 | 0 | E | [6 empty] | 0
3 |  | 13204 | 2749 | 1 | HC | 10800 | C | OP | 5 | 1955 | WAT |  |  | WAT |  |  | 0 | 9200 | 9200 | 0 |  | 0 | 0 | 0 | 0 | 0 | 0 | [6 empty] | 0 | 0 | 0 | 2 | 1955 | 0 | 0 | E | [6 empty] | 0
3 |  | 13204 | 2750 | 1 | HC | 21600 | C | OP | 10 | 1941 | WAT |  |  | WAT |  |  | 0 | 22000 | 22000 | 0 |  | 0 | 0 | 0 | 0 | 0 | 0 | [6 empty] | 0 | 0 | 0 | 7 | 1941 | 0 | 0 | E | [6 empty] | 0
3 |  | 13204 | 2751 | 1 | HC | 3000 | C | OP | 5 | 1950 | WAT |  |  | WAT |  |  | 0 | 3000 | 3000 | 0 |  | 0 | 0 | 0 | 0 | 0 | 0 | [6 empty] | 0 | 0 | 0 | 2 | 1950 | 0 | 0 | E | [6 empty] | 0
3 |  | 13204 | 6438 | 1 | HC | 1440 | C | OP | 1 | 1949 | WAT |  |  | WAT |  |  | 0 | 1500 | 1500 | 0 |  | 0 | 0 | 0 | 0 | 0 | 0 | [6 empty] | 0 | 0 | 0 | 10 | 1948 | 0 | 0 | E | [6 empty] | 0
3 |  | 13206 | 1615 | 1 | IC | 700 | B | OP | 0 | 1948 | FO2 |  |  | FO2 |  |  | 10773 | 700 | 700 | 0 |  | 0 | 0 | 0 | 0 | 0 | 0 | [6 empty] | 0 | 0 | 0 | 0 | 1948 | 0 | 0 | [7 empty] | 0
3 |  | 13206 | 1615 | 2 | IC | 1000 |  |  | 0 | 1952 | FO2 |  |  | FO2 |  |  | 0 | 700 | 700 | 0 | RE | 1 | 1990 | 0 | 0 | 0 | 0 | [6 empty] | 0 | 0 | 0 | 0 | 1952 | 0 | 0 | [7 empty] | 0
3 |  | 13206 | 1615 | 3 | IC | 1250 |  | SC | 0 | 1957 | FO2 |  |  | FO2 |  |  | 9887 | 1250 | 1250 | 0 |  | 0 | 0 | 0 | 0 | 0 | 0 | [6 empty] | 0 | 0 | 0 | 0 | 1957 | 0 | 0 | [7 empty] | 0
3 |  | 13206 | 1615 | 4 | IC | 1500 |  | OP | 0 | 1962 | FO2 |  |  | FO2 |  |  | 0 | 1500 | 1500 | 0 |  | 0 | 0 | 0 | 0 | 0 | 0 | [6 empty] | 0 | 0 | 0 | 0 | 1962 | 0 | 0 | [7 empty] | 0
3 |  | 13206 | 1615 | 5 | IC | 3000 |  | OP | 0 | 1968 | FO2 |  |  | FO2 |  |  | 9769 | 3000 | 3000 | 0 |  | 0 | 0 | 0 | 0 | 0 | 0 | [6 empty] | 0 | 0 | 0 | 0 | 1968 | 0 | 0 | [7 empty] | 0
3 |  | 13206 | 1615 | 6 | IC | 5600 |  | OP | 0 | 1972 | FO2 |  |  | FO2 |  |  | 9737 | 5600 | 5600 | 0 |  | 0 | 0 | 0 | 0 | 0 | 0 | [6 empty] | 0 | 0 | 0 | 0 | 1972 | 0 | 0 | [7 empty] | 0
3 |  | 13206 | 1615 | 7 | IC | 6900 |  | OP | 0 | 1977 | FO2 |  |  | FO2 |  |  | 9829 | 6900 | 6900 | 0 |  | 0 | 0 | 0 | 0 | 0 | 0 | [6 empty] | 0 | 0 | 0 | 0 | 1977 | 0 | 0 | [7 empty] | 0
3 |  | 13206 | 1615 | 8 | IC | 1000 |  | OP | 12 | 1986 | FO2 |  |  | FO2 |  |  | 11114 | 1000 | 1000 | 0 |  | 0 | 0 | 0 | 0 | 0 | 0 | [6 empty] | 0 | 0 | 0 | 12 | 1986 | 0 | 0 | [7 empty] | 0
3 |  | 13206 | 1615 | 9 | IC | 1400 |  | OP | 1 | 1987 | FO2 |  |  | FO2 |  |  | 10789 | 1400 | 1400 | 0 |  | 0 | 0 | 0 | 0 | 0 | 0 | [6 empty] | 0 | 0 | 0 | 1 | 1987 | 0 | 0 | [7 empty] | 0
3 |  | 13206 | 1615 | 10 | IC | 1250 |  | OP | 7 | 1987 | FO2 |  |  | FO2 |  |  | 10466 | 1250 | 1250 | 0 |  | 0 | 0 | 0 | 0 | 0 | 0 | [6 empty] | 0 | 0 | 0 | 7 | 1987 | 0 | 0 | [7 empty] | 0
3 |  | 13206 | 1615 | 11 | IC | 1250 |  | OP | 7 | 1987 | FO2 |  |  | FO2 |  |  | 10220 | 1250 | 1250 | 0 |  | 0 | 0 | 0 | 0 | 0 | 0 | [6 empty] | 0 | 0 | 0 | 7 | 1987 | 0 | 0 | [7 empty] | 0
3 |  | 13206 | 1615 | 12 | CT | 3700 |  | OP | 10 | 1988 | FO2 |  |  | FO2 |  |  | 14770 | 3700 | 3700 | 0 |  | 0 | 0 | 0 | 0 | 0 | 0 | [6 empty] | 0 | 0 | 0 | 10 | 1988 | 0 | 0 | [7 empty] | 0
3 |  | 13206 | 1615 | 13 | CT | 3700 |  | OP | 10 | 1988 | FO2 |  |  | FO2 |  |  | 14770 | 3700 | 3700 | 0 |  | 0 | 0 | 0 | 0 | 0 | 0 | [6 empty] | 0 | 0 | 0 | 10 | 1988 | 0 | 0 | [7 empty] | 0
3 |  | 13228 | 1450 | 2 | IC | 10000 |  | SB | 88 | 1942 | NG | FO2 |  | NG | FO2 |  | 0 | 10000 | 10000 | 0 |  | 0 | 0 | 0 | 0 | 0 | 0 | [6 empty] | 0 | 0 | 0 | 0 | 1942 | 0 | 0 | E | [6 empty] | 0
3 |  | 13228 | 1450 | 8 | ST | 6000 |  | SB | 88 | 1962 | NG | FO2 |  | NG | FO2 |  | 12500 | 6000 | 6000 | 0 |  | 0 | 0 | 0 | 0 | 0 | 0 | [6 empty] | 0 | 0 | 0 | 0 | 1962 | 0 | 0 | E | [6 empty] | 0
3 |  | 13228 | 1450 | 9 | ST | 11500 |  | SB | 88 | 1966 | NG | FO2 |  | NG | FO2 |  | 12102 | 11500 | 11500 | 0 |  | 0 | 0 | 0 | 0 | 0 | 0 | [6 empty] | 0 | 0 | 0 | 0 | 1966 | 0 | 0 | E | [6 empty] | 0
3 |  | 13228 | 1450 | 10 | ST | 25500 | B | SB | 88 | 1972 | NG | FO2 |  | NG | FO2 |  | 11666 | 25500 | 25500 | 0 |  | 0 | 0 | 0 | 0 | 0 | 0 | [6 empty] | 0 | 0 | 0 | 0 | 1972 | 0 | 0 | E | [6 empty] | 0
3 |  | 13228 | 1450 | 11 | ST | 0 |  |  | 0 | 0 | [6 empty] | 0 | 0 | 0 | 50000 | CN | 99 | 9999 | 6 | 1981 | 88 | 1988 |  |  |  | FO2 |  |  | 0 | 0 | 0 | 0 | 0 | 48000 | 49000 | [7 empty] | 0
3 |  | 13334 | 2255 | 2 | IC | 1500 | P | OP | 5 | 1953 | FO2 |  |  | NG | FO2 |  | 9200 | 1500 | 1500 | 0 |  | 0 | 0 | 0 | 0 | 0 | 0 | [6 empty] | 0 | 0 | 0 | 4 | 1953 | 0 | 0 | E | [6 empty] | 0
3 |  | 13334 | 2255 | 3 | IC | 2500 | C | OP | 5 | 1955 | FO2 |  |  | NG | FO2 |  | 9100 | 2200 | 2400 | 0 |  | 0 | 0 | 0 | 0 | 0 | 0 | [6 empty] | 0 | 0 | 0 | 4 | 1955 | 0 | 0 | E | [6 empty] | 0
3 |  | 13334 | 2255 | 4 | IC | 3100 | C | OP | 8 | 1957 | FO2 |  |  | NG | FO2 |  | 8900 | 3100 | 3100 | 0 |  | 0 | 0 | 0 | 0 | 0 | 0 | [6 empty] | 0 | 0 | 0 | 7 | 1957 | 0 | 0 | E | [6 empty] | 0
3 |  | 13334 | 2255 | 5 | IC | 2000 | P | OP | 8 | 1964 | FO2 |  |  | NG | FO2 |  | 9600 | 2000 | 2000 | 0 |  | 0 | 0 | 0 | 0 | 0 | 0 | [6 empty] | 0 | 0 | 0 | 7 | 1964 | 0 | 0 | E | [6 empty] | 0
3 |  | 13334 | 2255 | 8 | IC | 4100 | B | OP | 4 | 1971 | FO2 |  |  | NG | FO2 |  | 8900 | 3900 | 3900 | 0 |  | 0 | 0 | 0 | 0 | 0 | 0 | [6 empty] | 0 | 0 | 0 | 3 | 1971 | 0 | 0 | E | [6 empty] | 0
3 |  | 13334 | 2255 | 9 | IC | 6415 | B | OP | 6 | 1974 | FO2 |  |  | NG | FO2 |  | 8800 | 6400 | 6400 | 0 |  | 0 | 0 | 0 | 0 | 0 | 0 | [6 empty] | 0 | 0 | 0 | 5 | 1974 | 0 | 0 | E | [6 empty] | 0
3 |  | 13334 | 2255 | 10 | IC | 6500 | B | OP | 4 | 1979 | FO2 |  |  | NG | FO2 |  | 8700 | 6500 | 6500 | 0 |  | 0 | 0 | 0 | 0 | 0 | 0 | [6 empty] | 0 | 0 | 0 | 3 | 1979 | 0 | 0 | E | [6 empty] | 0
3 |  | 13334 | 2256 | 6 | IC | 2000 | P | OP | 4 | 1969 | FO2 |  |  | NG | FO2 |  | 9600 | 2000 | 2000 | 0 |  | 0 | 0 | 0 | 0 | 0 | 0 | [6 empty] | 0 | 0 | 0 | 3 | 1969 | 0 | 0 | E | [6 empty] | 0
3 |  | 13334 | 2256 | 7 | IC | 2000 | P | OP | 5 | 1970 | FO2 |  |  | NG | FO2 |  | 9600 | 2000 | 2000 | 0 |  | 0 | 0 | 0 | 0 | 0 | 0 | [6 empty] | 0 | 0 | 0 | 4 | 1970 | 0 | 0 | E | [6 empty] | 0
3 |  | 13337 | 252 | 1 | ST | 0 |  |  | 0 | 0 | [6 empty] | 0 | 0 | 0 | 681000 | CN | 99 | 9999 | 5 | 1987 | 5 | 1991 |  |  |  | SUB |  |  | 0 | 0 | 0 | 0 | 0 | 630000 | 643000 | [7 empty] | 0
3 |  | 13337 | 2213 | 1 | IC | 1365 |  |  | 1 | 1972 | FO2 |  |  | FO2 |  |  | 12918 | 1 | 1 | 0 | RE | 88 | 1985 | 0 | 0 | 0 | 0 | [6 empty] | 0 | 0 | 0 | 12 | 1971 | 0 | 0 | E | [6 empty] | 0
3 |  | 13337 | 2213 | 2 | IC | 1365 |  |  | 1 | 1964 | FO2 |  |  | FO2 |  |  | 12918 | 1100 | 1100 | 0 | RE | 88 | 1985 | 0 | 0 | 0 | 0 | [6 empty] | 0 | 0 | 0 | 12 | 1963 | 0 | 0 | E | [6 empty] | 0
3 |  | 13337 | 2213 | 3 | IC | 900 |  |  | 1 | 1969 | FO2 |  |  | FO2 |  |  | 12918 | 800 | 800 | 0 | RE | 88 | 1985 | 0 | 0 | 0 | 0 | [6 empty] | 0 | 0 | 0 | 12 | 1968 | 0 | 0 | E | [6 empty] | 0
3 |  | 13337 | 2213 | 4 | IC | 500 |  |  | 99 | 1951 |  |  |  | FO2 | NG |  | 0 | 0 | 0 | 0 | RE | 11 | 1980 | 0 | 0 | 0 | 0 | [6 empty] | 0 | 0 | 0 | 0 | 1951 | 0 | 0 | E | [6 empty] | 0
3 |  | 13337 | 2213 | 5 | IC | 400 |  |  | 99 | 1947 |  |  |  | FO2 | NG |  | 0 | 0 | 0 | 0 | RE | 5 | 1981 | 0 | 0 | 0 | 0 | [6 empty] | 0 | 0 | 0 | 0 | 1947 | 0 | 0 | E | [6 empty] | 0
3 |  | 13337 | 2233 | 1 | IC | 2076 | P | OP | 1 | 1960 | FO2 |  |  | NG | FO2 |  | 12143 | 1300 | 1300 | 0 |  | 0 | 0 | 0 | 0 | 0 | 0 | [6 empty] | 0 | 0 | 0 | 12 | 1959 | 0 | 0 | E | [6 empty] | 0
3 |  | 13337 | 2233 | 2 | IC | 1250 | P | OP | 1 | 1949 | FO2 |  |  | NG | FO2 |  | 12143 | 800 | 800 | 0 |  | 0 | 0 | 0 | 0 | 0 | 0 | [6 empty] | 0 | 0 | 0 | 12 | 1948 | 0 | 0 | E | [6 empty] | 0
3 |  | 13337 | 2233 | 3 | IC | 1000 | P | OP | 1 | 1955 | FO2 |  |  | NG | FO2 |  | 12143 | 900 | 900 | 0 |  | 0 | 0 | 0 | 0 | 0 | 0 | [6 empty] | 0 | 0 | 0 | 12 | 1954 | 0 | 0 | E | [6 empty] | 0
3 |  | 13337 | 2233 | 4 | IC | 2250 | P | OP | 88 | 1966 | FO2 |  |  | NG | FO2 |  | 12143 | 1800 | 1800 | 0 |  | 0 | 0 | 0 | 0 | 0 | 0 | [6 empty] | 0 | 0 | 0 | 0 | 1966 | 0 | 0 | E | [6 empty] | 0
3 |  | 13337 | 2253 | 1 | IC | 300 | P |  | 1 | 1967 | FO2 |  |  | FO2 |  |  | 11742 | 1100 | 1100 | 0 | RE | 12 | 1975 | 0 | 0 | 0 | 0 | [6 empty] | 0 | 0 | 0 | 12 | 1966 | 0 | 0 | E | E | [5 empty] | 0
3 |  | 13337 | 2253 | 2 | IC | 485 | P | OP | 1 | 1960 | FO2 |  |  | FO2 |  |  | 11667 | 440 | 493 | 0 |  | 0 | 0 | 0 | 0 | 0 | 0 | [6 empty] | 0 | 0 | 0 | 12 | 1959 | 0 | 0 | E | E | E |  |  |  |  | 0
3 |  | 13337 | 2253 | 3 | IC | 800 | P | OP | 1 | 1953 | FO2 |  |  | FO2 |  |  | 11667 | 730 | 823 | 0 |  | 0 | 0 | 0 | 0 | 0 | 0 | [6 empty] | 0 | 0 | 0 | 12 | 1952 | 0 | 0 | E | E | E |  |  |  |  | 0
3 |  | 13337 | 2253 | 4 | IC | 1200 | P | OP | 1 | 1949 | FO2 |  |  | FO2 |  |  | 11667 | 1100 | 1100 | 0 |  | 0 | 0 | 0 | 0 | 0 | 0 | [6 empty] | 0 | 0 | 0 | 12 | 1948 | 0 | 0 | E | [6 empty] | 0
3 |  | 13337 | 2253 | 5 | IC | 300 | P | OS | 1 | 1930 | FO2 |  |  | FO2 |  |  | 11667 | 271 | 301 | 0 |  | 0 | 0 | 0 | 0 | 0 | 0 | [6 empty] | 0 | 0 | 0 | 12 | 1929 | 0 | 0 |  | E | E |  |  |  |  | 0
3 |  | 13337 | 2254 | 1 | IC | 2070 | P | OP | 1 | 1969 | FO2 |  |  | NG | FO2 |  | 11958 | 1700 | 1700 | 0 |  | 0 | 0 | 0 | 0 | 0 | 0 | [6 empty] | 0 | 0 | 0 | 12 | 1968 | 0 | 0 | E | [6 empty] | 0
3 |  | 13337 | 2254 | 2 | IC | 1360 | P | OP | 1 | 1959 | FO2 |  |  | NG | FO2 |  | 11958 | 950 | 950 | 0 |  | 0 | 0 | 0 | 0 | 0 | 0 | [6 empty] | 0 | 0 | 0 | 12 | 1958 | 0 | 0 | E | [6 empty] | 0
3 |  | 13337 | 2254 | 3 | IC | 1136 | P | OP | 1 | 1953 | FO2 |  |  | NG | FO2 |  | 11958 | 850 | 850 | 0 |  | 0 | 0 | 0 | 0 | 0 | 0 | [6 empty] | 0 | 0 | 0 | 12 | 1952 | 0 | 0 | E | [6 empty] | 0
3 |  | 13337 | 2254 | 4 | IC | 690 | P | OP | 1 | 1946 | FO2 |  |  | FO2 |  |  | 11958 | 500 | 500 | 0 |  | 0 | 0 | 0 | 0 | 0 | 0 | [6 empty] | 0 | 0 | 0 | 12 | 1945 | 0 | 0 | E | [6 empty] | 0
3 |  | 13337 | 2257 | 1 | HC | 168 | B |  | 1 | 1923 | WAT |  |  | WAT |  |  | 0 | 0 | 0 | 0 | RE | 3 | 1988 | 0 | 0 | 0 | 0 | [6 empty] | 0 | 0 | 0 | 10 | 1922 | 0 | 0 | [7 empty] | 0
3 |  | 13337 | 2257 | 2 | HC | 251 | B |  | 1 | 1923 |  |  |  | WAT |  |  | 0 | 180 | 180 | 0 | RE | 3 | 1988 | 0 | 0 | 0 | 0 | [6 empty] | 0 | 0 | 0 | 10 | 1922 | 0 | 0 | E | [6 empty] | 0
3 |  | 13337 | 2260 | 1 | HC | 13300 | C | OP | 1 | 1936 |  |  |  | WAT |  |  | 0 | 13300 | 13300 | 0 |  | 0 | 0 | 0 | 0 | 0 | 0 | [6 empty] | 0 | 0 | 0 | 10 | 1935 | 0 | 0 | E | [6 empty] | 0
3 |  | 13337 | 2260 | 2 | HC | 13300 | C | OP | 1 | 1936 |  |  |  | WAT |  |  | 0 | 13300 | 13300 | 0 |  | 0 | 0 | 0 | 0 | 0 | 0 | [6 empty] | 0 | 0 | 0 | 10 | 1935 | 0 | 0 | E | [6 empty] | 0
3 |  | 13337 | 2260 | 3 | HC | 13300 | C | OP | 1 | 1936 |  |  |  | WAT |  |  | 0 | 13400 | 13400 | 0 |  | 0 | 0 | 0 | 0 | 0 | 0 | [6 empty] | 0 | 0 | 0 | 10 | 1935 | 0 | 0 | E | [6 empty] | 0
3 |  | 13337 | 2261 | 1 | HC | 1000 |  |  | 99 | 1930 |  |  |  | WAT |  |  | 0 | 0 | 0 | 0 | RE | 99 | 1976 | 0 | 0 | 0 | 0 | [6 empty] | 0 | 0 | 0 | 0 | 1930 | 0 | 0 | E | [6 empty] | 0
3 |  | 13337 | 2262 | 1 | HC | 680 | C |  | 1 | 1937 |  |  |  | WAT |  |  | 0 | 200 | 200 | 0 | RE | 88 | 1985 | 0 | 0 | 0 | 0 | [6 empty] | 0 | 0 | 0 | 10 | 1936 | 0 | 0 | E | [6 empty] | 0
3 |  | 13337 | 2262 | 2 | HC | 300 | B |  | 1 | 1945 |  |  |  | WAT |  |  | 0 | 0 | 0 | 0 | RE | 88 | 1985 | 0 | 0 | 0 | 0 | [6 empty] | 0 | 0 | 0 | 10 | 1944 | 0 | 0 | E | [6 empty] | 0
3 |  | 13337 | 2264 | 1 | HC | 1000 |  |  | 99 | 1927 |  |  |  | WAT |  |  | 0 | 0 | 0 | 0 | RE | 99 | 1976 | 0 | 0 | 0 | 0 | [6 empty] | 0 | 0 | 0 | 0 | 1927 | 0 | 0 | E | [6 empty] | 0
3 |  | 13337 | 2265 | 1 | GT | 49700 | P | OP | 1 | 1973 | FO2 |  |  | FO2 |  |  | 13221 | 40000 | 55000 | 0 |  | 0 | 0 | 0 | 0 | 0 | 0 | [6 empty] | 0 | 0 | 0 | 12 | 1972 | 0 | 0 | E | [6 empty] | 0
3 |  | 13337 | 2266 | 1 | GT | 49650 | P | OP | 1 | 1973 | FO2 |  |  | FO2 |  |  | 13161 | 39000 | 54000 | 0 |  | 0 | 0 | 0 | 0 | 0 | 0 | [6 empty] | 0 | 0 | 0 | 12 | 1972 | 0 | 0 | E | [6 empty] | 0
3 |  | 13337 | 2267 | 1 | HC | 1000 |  |  | 99 | 1910 |  |  |  | WAT |  |  | 0 | 0 | 0 | 0 | RE | 99 | 1976 | 0 | 0 | 0 | 0 | [6 empty] | 0 | 0 | 0 | 0 | 1910 | 0 | 0 | E | [6 empty] | 0
3 |  | 13337 | 2267 | 2 | HC | 1000 |  |  | 99 | 1910 |  |  |  | WAT |  |  | 0 | 0 | 0 | 0 | RE | 99 | 1976 | 0 | 0 | 0 | 0 | [6 empty] | 0 | 0 | 0 | 0 | 1910 | 0 | 0 | E | [6 empty] | 0
3 |  | 13337 | 2268 | 1 | HC | 1500 | C | OP | 1 | 1921 |  |  |  | WAT |  |  | 0 | 1000 | 1426 | 0 |  | 0 | 0 | 0 | 0 | 0 | 0 | [6 empty] | 0 | 0 | 0 | 10 | 1920 | 0 | 0 | E |  | E |  |  |  |  | 0
3 |  | 13337 | 2269 | 1 | ST | 45500 | B |  | 1 | 1949 |  |  |  | BIT | NG |  | 12598 | 35000 | 35000 | 0 | RE | 2 | 1991 | 0 | 0 | 0 | 0 | [6 empty] | 0 | 0 | 0 | 12 | 1948 | 0 | 0 | [7 empty] | 0
3 |  | 13337 | 2269 | 2 | ST | 45500 | B |  | 1 | 1949 |  |  |  | BIT | NG |  | 12598 | 35000 | 35000 | 0 | RE | 2 | 1991 | 0 | 0 | 0 | 0 | [6 empty] | 0 | 0 | 0 | 12 | 1948 | 0 | 0 | [7 empty] | 0
3 |  | 13337 | 2269 | 3 | ST | 45500 | B |  | 1 | 1951 |  |  |  | BIT | NG |  | 12598 | 35000 | 35000 | 0 | RE | 2 | 1991 | 0 | 0 | 0 | 0 | [6 empty] | 0 | 0 | 0 | 12 | 1950 | 0 | 0 | 0 | [6 empty] | 0
3 |  | 13337 | 2271 | 1 | GT | 47700 | P | OP | 1 | 1973 | FO2 |  |  | FO2 |  |  | 12612 | 37000 | 52000 | 0 |  | 0 | 0 | 0 | 0 | 0 | 0 | [6 empty] | 0 | 0 | 0 | 12 | 1972 | 0 | 0 | E | [6 empty] | 0
3 |  | 13337 | 2272 | 1 | HC | 200 | B | OP | 1 | 1930 |  |  |  | WAT |  |  | 0 | 120 | 180 | 0 |  | 0 | 0 | 0 | 0 | 0 | 0 | [6 empty] | 0 | 0 | 0 | 10 | 1929 | 0 | 0 | E |  | E |  |  |  |  | 0
3 |  | 13337 | 2273 | 1 | HC | 2613 | C | OP | 1 | 1936 |  |  |  | WAT |  |  | 0 | 2577 | 2520 | 0 |  | 0 | 0 | 0 | 0 | 0 | 0 | [6 empty] | 0 | 0 | 0 | 10 | 1935 | 0 | 0 | E | E | E |  |  |  |  | 0
3 |  | 13337 | 2273 | 2 | HC | 2613 | C | OP | 1 | 1936 |  |  |  | WAT |  |  | 0 | 2577 | 2520 | 0 |  | 0 | 0 | 0 | 0 | 0 | 0 | [6 empty] | 0 | 0 | 0 | 10 | 1935 | 0 | 0 | E | E | E |  |  |  |  | 0
3 |  | 13337 | 2273 | 3 | HC | 2613 | C | OP | 1 | 1936 |  |  |  | WAT |  |  | 0 | 2577 | 2520 | 0 |  | 0 | 0 | 0 | 0 | 0 | 0 | [6 empty] | 0 | 0 | 0 | 10 | 1935 | 0 | 0 | E | E | E |  |  |  |  | 0
3 |  | 13337 | 2274 | 1 | HC | 13050 | B | OP | 1 | 1935 |  |  |  | WAT |  |  | 0 | 12000 | 12000 | 0 |  | 0 | 0 | 0 | 0 | 0 | 0 | [6 empty] | 0 | 0 | 0 | 10 | 1934 | 0 | 0 | E | [6 empty] | 0
3 |  | 13337 | 2274 | 2 | HC | 13050 | B | OP | 1 | 1935 |  |  |  | WAT |  |  | 0 | 12000 | 12000 | 0 |  | 0 | 0 | 0 | 0 | 0 | 0 | [6 empty] | 0 | 0 | 0 | 10 | 1934 | 0 | 0 | E | [6 empty] | 0
3 |  | 13337 | 2275 | 1 | ST | 9400 |  |  | 99 | 1955 |  |  |  | FO2 | NG |  | 0 | 0 | 0 | 0 | RE | 12 | 1982 | 0 | 0 | 0 | 0 | [6 empty] | 0 | 0 | 0 | 0 | 1955 | 0 | 0 | E | [6 empty] | 0
3 |  | 13337 | 2275 | IC1 | IC | 600 |  |  | 99 | 1931 |  |  |  | FO2 | NG |  | 0 | 0 | 0 | 0 | RE | 6 | 1981 | 0 | 0 | 0 | 0 | [6 empty] | 0 | 0 | 0 | 0 | 1931 | 0 | 0 | E | [6 empty] | 0
3 |  | 13337 | 2275 | IC2 | IC | 600 |  |  | 99 | 1938 |  |  |  | FO2 | NG |  | 0 | 0 | 0 | 0 | RE | 6 | 1981 | 0 | 0 | 0 | 0 | [6 empty] | 0 | 0 | 0 | 0 | 1938 | 0 | 0 | E | [6 empty] | 0
3 |  | 13337 | 2275 | IC5 | IC | 1000 |  |  | 99 | 1947 |  |  |  | FO2 | NG |  | 0 | 0 | 0 | 0 | RE | 6 | 1981 | 0 | 0 | 0 | 0 | [6 empty] | 0 | 0 | 0 | 0 | 1947 | 0 | 0 | E | [6 empty] | 0
3 |  | 13337 | 2275 | IC6 | IC | 1000 |  |  | 99 | 1947 |  |  |  | FO2 | NG |  | 0 | 0 | 0 | 0 | RE | 6 | 1981 | 0 | 0 | 0 | 0 | [6 empty] | 0 | 0 | 0 | 0 | 1947 | 0 | 0 | E | [6 empty] | 0
3 |  | 13337 | 2276 | 1 | ST | 2000 |  |  | 99 | 1940 |  |  |  | NG | FO2 |  | 0 | 0 | 0 | 0 | RE | 12 | 1982 | 0 | 0 | 0 | 0 | [6 empty] | 0 | 0 | 0 | 0 | 1940 | 0 | 0 | E | [6 empty] | 0
3 |  | 13337 | 2276 | 2 | ST | 5000 | P |  | 1 | 1946 | NG |  |  | NG | FO2 |  | 12031 | 5500 | 5500 | 0 | RE | 9 | 1989 | 0 | 0 | 0 | 0 | [6 empty] | 0 | 0 | 0 | 12 | 1945 | 0 | 0 | E | [6 empty] | 0
3 |  | 13337 | 2276 | 3 | ST | 7500 | P |  | 1 | 1951 | NG |  |  | NG | FO2 |  | 12031 | 7454 | 7622 | 0 | RE | 9 | 1989 | 0 | 0 | 0 | 0 | [6 empty] | 0 | 0 | 0 | 12 | 1950 | 0 | 0 | E | E | E |  |  |  |  | 0
3 |  | 13337 | 2276 | 4 | ST | 27500 | B |  | 1 | 1963 | NG |  |  | NG | FO6 |  | 12031 | 26500 | 26500 | 0 | RE | 9 | 1989 | 0 | 0 | 0 | 0 | [6 empty] | 0 | 0 | 0 | 11 | 1962 | 0 | 0 | E | [6 empty] | 0
3 |  | 13337 | 2277 | 1 | ST | 108800 | B | OP | 1 | 1961 | NG |  |  | SUB |  |  | 11242 | 105000 | 105000 | 0 |  | 0 | 0 | 0 | 0 | 0 | 0 | [6 empty] | 0 | 0 | 0 | 11 | 1960 | 0 | 0 | E | [6 empty] | 0
3 |  | 13337 | 2277 | 2 | ST | 120000 | B | OP | 1 | 1965 | NG |  |  | SUB |  |  | 10440 | 120000 | 120000 | 0 |  | 0 | 0 | 0 | 0 | 0 | 0 | [6 empty] | 0 | 0 | 0 | 11 | 1964 | 0 | 0 | E | [6 empty] | 0
3 |  | 13337 | 2278 | 1 | HC | 800 | B | OP | 1 | 1927 |  |  |  | WAT |  |  | 0 | 800 | 800 | 0 |  | 0 | 0 | 0 | 0 | 0 | 0 | [6 empty] | 0 | 0 | 0 | 10 | 1926 | 0 | 0 | E | [6 empty] | 0
3 |  | 13337 | 2278 | 2 | HC | 1600 | B | OP | 1 | 1952 |  |  |  | WAT |  |  | 0 | 1000 | 1000 | 0 |  | 0 | 0 | 0 | 0 | 0 | 0 | [6 empty] | 0 | 0 | 0 | 10 | 1951 | 0 | 0 | E | [6 empty] | 0
3 |  | 13337 | 2279 | 1 | IC | 200 |  |  | 88 | 1930 |  |  |  | FO2 |  |  | 0 | 0 | 0 | 0 | RE | 7 | 1983 | 0 | 0 | 0 | 0 | [6 empty] | 0 | 0 | 0 | 0 | 1930 | 0 | 0 | E | [6 empty] | 0
3 |  | 13337 | 2279 | 2 | IC | 300 |  |  | 88 | 1937 |  |  |  | FO2 |  |  | 0 | 0 | 0 | 0 | RE | 7 | 1983 | 0 | 0 | 0 | 0 | [6 empty] | 0 | 0 | 0 | 0 | 1937 | 0 | 0 | E | [6 empty] | 0
3 |  | 13337 | 2279 | 3 | IC | 1100 |  |  | 88 | 1946 |  |  |  | FO2 |  |  | 0 | 0 | 0 | 0 | RE | 7 | 1983 | 0 | 0 | 0 | 0 | [6 empty] | 0 | 0 | 0 | 0 | 1946 | 0 | 0 | E | [6 empty] | 0
3 |  | 13337 | 2294 | 1 | IC | 5000 | P | OP | 1 | 1973 |  |  |  | NG | FO2 |  | 10858 | 4000 | 4000 | 0 |  | 0 | 0 | 0 | 0 | 0 | 0 | [6 empty] | 0 | 0 | 0 | 12 | 1972 | 0 | 0 | E | [6 empty] | 0
3 |  | 13337 | 2294 | 2 | IC | 1500 | P | OP | 1 | 1966 |  |  |  | FO2 | NG |  | 10858 | 1500 | 1500 | 0 |  | 0 | 0 | 0 | 0 | 0 | 0 | [6 empty] | 0 | 0 | 0 | 12 | 1965 | 0 | 0 | E | [6 empty] | 0
3 |  | 13337 | 2294 | 3 | IC | 2400 | P | OP | 1 | 1963 |  |  |  | FO2 | NG |  | 10858 | 2000 | 2000 | 0 |  | 0 | 0 | 0 | 0 | 0 | 0 | [6 empty] | 0 | 0 | 0 | 12 | 1962 | 0 | 0 | E | [6 empty] | 0
3 |  | 13337 | 2294 | 4 | IC | 1000 | P | OP | 1 | 1947 |  |  |  | FO2 | NG |  | 10858 | 800 | 800 | 0 |  | 0 | 0 | 0 | 0 | 0 | 0 | [6 empty] | 0 | 0 | 0 | 12 | 1946 | 0 | 0 | E | [6 empty] | 0
3 |  | 13337 | 2294 | 5 | IC | 1215 | P |  | 1 | 1958 |  |  |  | NG | FO2 |  | 12362 | 1114 | 1264 | 0 | RE | 0 | 1990 | 0 | 0 | 0 | 0 | [6 empty] | 0 | 0 | 0 | 12 | 1957 | 0 | 0 | E | E | E |  |  |  |  | 0
3 |  | 13337 | 2298 | 1 | IC | 1365 | P |  | 1 | 1971 |  |  |  | NG | FO2 |  | 14736 | 1000 | 1000 | 0 | RE | 1 | 1991 | 0 | 0 | 0 | 0 | [6 empty] | 0 | 0 | 0 | 12 | 1970 | 0 | 0 | E | [6 empty] | 0
3 |  | 13337 | 2298 | 2 | IC | 900 | P |  | 1 | 1965 |  |  |  | NG | FO2 |  | 14736 | 537 | 537 | 0 | RE | 1 | 1991 | 0 | 0 | 0 | 0 | [6 empty] | 0 | 0 | 0 | 12 | 1964 | 0 | 0 | E | [6 empty] | 0
3 |  | 13337 | 2298 | 3 | IC | 560 | P |  | 1 | 1956 |  |  |  | NG | FO2 |  | 14736 | 509 | 571 | 0 | RE | 1 | 1991 | 0 | 0 | 0 | 0 | [6 empty] | 0 | 0 | 0 | 12 | 1955 | 0 | 0 | E | E | E |  |  |  |  | 0
3 |  | 13337 | 2298 | 4 | IC | 200 | P |  | 1 | 1948 |  |  |  | FO2 |  |  | 14736 | 180 | 198 | 0 | RE | 1 | 1991 | 0 | 0 | 0 | 0 | [6 empty] | 0 | 0 | 0 | 12 | 1947 | 0 | 0 | E | E | E |  |  |  |  | 0
3 |  | 13337 | 2301 | A | ST | 1000 |  |  | 99 | 1932 |  |  |  | FO2 | NG |  | 0 | 0 | 0 | 0 | RE | 99 | 1958 | 0 | 0 | 0 | 0 | [6 empty] | 0 | 0 | 0 | 0 | 1932 | 0 | 0 | E | [6 empty] | 0
3 |  | 13337 | 2301 | B | ST | 1000 |  |  | 99 | 1940 |  |  |  | FO2 | NG |  | 0 | 0 | 0 | 0 | RE | 99 | 1958 | 0 | 0 | 0 | 0 | [6 empty] | 0 | 0 | 0 | 0 | 1940 | 0 | 0 | E | [6 empty] | 0
3 |  | 13337 | 2301 | 1 | ST | 5000 | P | OP | 1 | 1958 | NG |  |  | NG | FO2 |  | 15074 | 5200 | 5200 | 0 |  | 0 | 0 | 0 | 0 | 0 | 0 | [6 empty] | 0 | 0 | 0 | 12 | 1957 | 0 | 0 | E | [6 empty] | 0
3 |  | 13337 | 2301 | 2 | ST | 2500 | P | OP | 1 | 1955 | NG |  |  | NG | FO2 |  | 15074 | 2800 | 2800 | 0 |  | 0 | 0 | 0 | 0 | 0 | 0 | [6 empty] | 0 | 0 | 0 | 12 | 1954 | 0 | 0 | E | [6 empty] | 0
3 |  | 13337 | 2306 | 1 | IC | 488 | P | OP | 1 | 1952 |  |  |  | NG | FO2 |  | 11222 | 400 | 400 | 0 |  | 0 | 0 | 0 | 0 | 0 | 0 | [6 empty] | 0 | 0 | 0 | 12 | 1951 | 0 | 0 | E | [6 empty] | 0
3 |  | 13337 | 2306 | 2 | IC | 900 | P | OP | 1 | 1959 |  |  |  | NG | FO2 |  | 11222 | 950 | 950 | 0 |  | 0 | 0 | 0 | 0 | 0 | 0 | [6 empty] | 0 | 0 | 0 | 12 | 1958 | 0 | 0 | E | [6 empty] | 0
3 |  | 13337 | 2306 | 3 | IC | 186 | P | OP | 1 | 1935 |  |  |  | FO2 | NG |  | 11222 | 150 | 150 | 0 |  | 0 | 0 | 0 | 0 | 0 | 0 | [6 empty] | 0 | 0 | 0 | 12 | 1934 | 0 | 0 | E | [6 empty] | 0
3 |  | 13337 | 2306 | 4 | IC | 1360 | P | OP | 1 | 1964 |  |  |  | FO2 | NG |  | 11222 | 1200 | 1200 | 0 |  | 0 | 0 | 0 | 0 | 0 | 0 | [6 empty] | 0 | 0 | 0 | 12 | 1963 | 0 | 0 | E | [6 empty] | 0
3 |  | 13337 | 2311 | 5 | IC | 1360 | P | OP | 1 | 1966 |  |  |  | NG | FO2 |  | 15296 | 1000 | 1000 | 0 |  | 0 | 0 | 0 | 0 | 0 | 0 | [6 empty] | 0 | 0 | 0 | 12 | 1965 | 0 | 0 | E | [6 empty] | 0
3 |  | 13337 | 2311 | 6 | IC | 1365 | P | OP | 1 | 1971 |  |  |  | NG | FO2 |  | 15296 | 1000 | 1000 | 0 |  | 0 | 0 | 0 | 0 | 0 | 0 | [6 empty] | 0 | 0 | 0 | 12 | 1970 | 0 | 0 | E | [6 empty] | 0
3 |  | 13337 | 2311 | IC3 | IC | 200 | P |  | 1 | 1941 |  |  |  | NG | FO2 |  | 13755 | 180 | 198 | 0 | RE | 0 | 1990 | 0 | 0 | 0 | 0 | [6 empty] | 0 | 0 | 0 | 12 | 1940 | 0 | 0 | E | E | E |  |  |  |  | 0
3 |  | 13337 | 2311 | IC4 | IC | 900 | P | OP | 1 | 1961 |  |  |  | NG | FO2 |  | 15296 | 500 | 500 | 0 |  | 0 | 0 | 0 | 0 | 0 | 0 | [6 empty] | 0 | 0 | 0 | 12 | 1960 | 0 | 0 | E | [6 empty] | 0
3 |  | 13337 | 5056 | PS1 | HR | 0 |  |  | 0 | 0 | [6 empty] | 0 | 0 | 0 | 167000 | CN | 99 | 9999 | 5 | 1982 | 5 | 1982 |  |  |  | WAT |  |  | 0 | 0 | 0 | 0 | 0 | 171000 | 415000 | [7 empty] | 0
3 |  | 13337 | 5056 | PS2 | HR | 0 |  |  | 0 | 0 | [6 empty] | 0 | 0 | 0 | 167000 | CN | 99 | 9999 | 5 | 1982 | 5 | 1982 |  |  |  | WAT |  |  | 0 | 0 | 0 | 0 | 0 | 171000 | 415000 | [7 empty] | 0
3 |  | 13337 | 5056 | PS3 | HR | 0 |  |  | 0 | 0 | [6 empty] | 0 | 0 | 0 | 167000 | CN | 99 | 9999 | 5 | 1983 | 5 | 1983 |  |  |  | WAT |  |  | 0 | 0 | 0 | 0 | 0 | 171000 | 415000 | [7 empty] | 0
3 |  | 13337 | 5056 | PS4 | HR | 0 |  |  | 0 | 0 | [6 empty] | 0 | 0 | 0 | 167000 | CN | 99 | 9999 | 5 | 1983 | 5 | 1983 |  |  |  | WAT |  |  | 0 | 0 | 0 | 0 | 0 | 171000 | 415000 | [7 empty] | 0
3 |  | 13337 | 5056 | PS5 | HR | 0 |  |  | 0 | 0 | [6 empty] | 0 | 0 | 0 | 167000 | CN | 99 | 9999 | 5 | 1983 | 5 | 1983 |  |  |  | WAT |  |  | 0 | 0 | 0 | 0 | 0 | 171000 | 415000 | [7 empty] | 0
3 |  | 13337 | 5056 | PS6 | HR | 0 |  |  | 0 | 0 | [6 empty] | 0 | 0 | 0 | 167000 | CN | 99 | 9999 | 5 | 1983 | 5 | 1983 |  |  |  | WAT |  |  | 0 | 0 | 0 | 0 | 0 | 171000 | 415000 | [7 empty] | 0
3 |  | 13337 | 6077 | 1 | ST | 681300 | B | OP | 4 | 1979 | NG | FO2 |  | SUB |  |  | 10895 | 657500 | 657500 | 0 |  | 0 | 0 | 0 | 0 | 0 | 0 | [6 empty] | 0 | 0 | 0 | 1 | 1979 | 0 | 0 | E | [6 empty] | 0
3 |  | 13337 | 6077 | 2 | ST | 681300 | B | OP | 1 | 1982 | NG | FO2 |  | SUB |  |  | 9490 | 700000 | 700000 | 0 |  | 0 | 0 | 0 | 0 | 0 | 0 | [6 empty] | 0 | 0 | 0 | 9 | 1981 | 0 | 0 | E | [6 empty] | 0
3 |  | 13337 | 6229 | 1 | IC | 300 |  | SB | 1 | 1959 |  |  |  | FO2 |  |  | 0 | 300 | 300 | 0 |  | 0 | 0 | 0 | 0 | 0 | 0 | [6 empty] | 0 | 0 | 0 | 12 | 1958 | 0 | 0 | E | [6 empty] | 0
3 |  | 13337 | 6229 | 2 | IC | 300 |  | SB | 1 | 1959 |  |  |  | FO2 |  |  | 0 | 300 | 300 | 0 |  | 0 | 0 | 0 | 0 | 0 | 0 | [6 empty] | 0 | 0 | 0 | 12 | 1958 | 0 | 0 | E | [6 empty] | 0
3 |  | 13337 | 6229 | 3 | IC | 1000 |  | SB | 1 | 1980 |  |  |  | FO2 |  |  | 0 | 800 | 800 | 0 |  | 0 | 0 | 0 | 0 | 0 | 0 | [6 empty] | 0 | 0 | 0 | 12 | 1979 | 0 | 0 | E | [6 empty] | 0
3 |  | 13337 | 6389 | 1 | IC | 1000 |  |  | 99 | 1939 |  |  |  | FO2 |  |  | 0 | 0 | 0 | 0 | RE | 7 | 1982 | 0 | 0 | 0 | 0 | [6 empty] | 0 | 0 | 0 | 0 | 1939 | 0 | 0 | E | [6 empty] | 0
3 |  | 13337 | 6389 | 2 | IC | 1500 |  |  | 99 | 1932 |  |  |  | FO2 |  |  | 0 | 0 | 0 | 0 | RE | 7 | 1982 | 0 | 0 | 0 | 0 | [6 empty] | 0 | 0 | 0 | 0 | 1932 | 0 | 0 | E | [6 empty] | 0
3 |  | 13337 | 6399 | 1 | IC | 1000 |  |  | 99 | 1947 |  |  |  | FO2 |  |  | 0 | 0 | 0 | 0 | RE | 12 | 1978 | 0 | 0 | 0 | 0 | [6 empty] | 0 | 0 | 0 | 0 | 1947 | 0 | 0 | E | [6 empty] | 0
3 |  | 13337 | 6399 | 2 | IC | 1000 |  |  | 99 | 1947 |  |  |  | FO2 |  |  | 0 | 0 | 0 | 0 | RE | 12 | 1978 | 0 | 0 | 0 | 0 | [6 empty] | 0 | 0 | 0 | 0 | 1947 | 0 | 0 | E | [6 empty] | 0
3 |  | 13337 | 8036 | 1 | NB | 835550 | B | OP | 3 | 1974 |  |  |  | UR |  |  | 0 | 778000 | 778000 | 0 |  | 0 | 0 | 0 | 0 | 0 | 0 | [6 empty] | 0 | 0 | 778000 | 1 | 1974 | 0 | 0 | [7 empty] | 0
3 |  | 13380 | 1309 | 1 | IC | 1100 |  |  | 99 | 1946 |  |  |  | FO2 | NG |  | 0 | 0 | 0 | 0 | RE | 99 | 1979 | 0 | 0 | 0 | 0 | [6 empty] | 0 | 0 | 0 | 0 | 1946 | 0 | 0 | E | [6 empty] | 0
3 |  | 13380 | 1309 | 5 | IC | 1250 |  | OP | 99 | 1952 | FO2 |  |  | FO2 | NG |  | 4266 | 1000 | 1000 | 0 |  | 0 | 0 | 0 | 0 | 0 | 0 | [6 empty] | 0 | 0 | 0 | 0 | 1952 | 0 | 0 | E | [6 empty] | 0
3 |  | 13380 | 1309 | 6 | IC | 2250 |  | OP | 99 | 1956 | FO2 |  |  | FO2 | NG |  | 7679 | 2200 | 2200 | 0 |  | 0 | 0 | 0 | 0 | 0 | 0 | [6 empty] | 0 | 0 | 0 | 0 | 1956 | 0 | 0 | E | [6 empty] | 0
3 |  | 13380 | 1309 | 7 | IC | 2000 |  | OP | 99 | 1962 | FO2 |  |  | FO2 | NG |  | 6826 | 1950 | 1950 | 0 |  | 0 | 0 | 0 | 0 | 0 | 0 | [6 empty] | 0 | 0 | 0 | 0 | 1962 | 0 | 0 | E | [6 empty] | 0
3 |  | 13380 | 1309 | 8 | IC | 2650 |  | OP | 10 | 1968 | FO2 |  |  | FO2 | NG |  | 9044 | 2600 | 2600 | 0 |  | 0 | 0 | 0 | 0 | 0 | 0 | [6 empty] | 0 | 0 | 0 | 9 | 1968 | 0 | 0 | E | [6 empty] | 0
3 |  | 13402 | 34 | 1P | HC | 12100 | C | OP | 8 | 1980 | WAT |  |  | WAT |  |  | 0 | 12125 | 12166 | 0 |  | 0 | 0 | 0 | 0 | 0 | 0 | [6 empty] | 0 | 0 | 0 | 5 | 1980 | 0 | 0 | E | [6 empty] | 0
3 |  | 13402 | 412 | 2P | HC | 41500 | C | OP | 11 | 1965 | WAT |  |  | WAT |  |  | 0 | 42000 | 42000 | 0 |  | 0 | 0 | 0 | 0 | 0 | 0 | [6 empty] | 0 | 0 | 0 | 8 | 1965 | 0 | 0 | E | [6 empty] | 0
3 |  | 13402 | 413 | 3P | HC | 26000 | C | OP | 11 | 1965 | WAT |  |  | WAT |  |  | 0 | 26000 | 26000 | 0 |  | 0 | 0 | 0 | 0 | 0 | 0 | [6 empty] | 0 | 0 | 0 | 8 | 1965 | 0 | 0 | E | [6 empty] | 0
3 |  | 13402 | 839 | 7P | HC | 1000 | B | OP | 2 | 1985 | WAT |  |  | WAT |  |  | 0 | 950 | 1000 | 0 |  | 0 | 0 | 1 | 1985 | 4 | 1985 | [6 empty] | 0 | 0 | 0 | 11 | 1984 | 0 | 0 | E | [6 empty] | 0
3 |  | 13402 | 846 | 1 | HC | 500 | B | OP | 4 | 1984 | WAT |  |  | WAT |  |  | 0 | 463 | 500 | 0 |  | 0 | 0 | 0 | 0 | 0 | 0 | [6 empty] | 0 | 0 | 0 | 1 | 1984 | 0 | 0 | E | E | [5 empty] | 0
3 |  | 13402 | 846 | 2 | HC | 500 | B | OP | 4 | 1984 | WAT |  |  | WAT |  |  | 0 | 463 | 500 | 0 |  | 0 | 0 | 0 | 0 | 0 | 0 | [6 empty] | 0 | 0 | 0 | 1 | 1984 | 0 | 0 | E | E | [5 empty] | 0
3 |  | 13402 | 846 | 3 | HC | 500 | B | OP | 4 | 1984 | WAT |  |  | WAT |  |  | 0 | 463 | 500 | 0 |  | 0 | 0 | 0 | 0 | 0 | 0 | [6 empty] | 0 | 0 | 0 | 1 | 1984 | 0 | 0 | E | E | [5 empty] | 0
3 |  | 13402 | 847 | 6P | HC | 300 |  | OP | 10 | 1987 |  |  |  | WAT |  |  | 0 | 272 | 273 | 0 |  | 0 | 0 | 1 | 1985 | 11 | 1987 | [6 empty] | 0 | 0 | 0 | 10 | 1987 | 0 | 0 |  | E | E |  |  |  |  | 0
3 |  | 13402 | 848 | 4N | HC | 3000 |  | OP | 8 | 1986 |  |  |  | WAT |  |  | 0 | 2974 | 2903 | 0 |  | 0 | 0 | 1 | 1986 | 9 | 1986 | [6 empty] | 0 | 0 | 0 | 8 | 1986 | 0 | 0 |  | E | E |  |  |  |  | 0
3 |  | 13402 | 849 | 9N | HL | 0 |  |  | 0 | 0 | [6 empty] | 0 | 0 | 0 | 350 | CN | 6 | 1986 | 6 | 1985 | 10 | 1986 |  |  |  | WAT |  |  | 350 | 350 | 0 | 0 | 0 | 320 | 0 | [7 empty] | 0
3 |  | 13402 | 852 | 8N | HC | 0 |  |  | 0 | 0 | [6 empty] | 0 | 0 | 0 | 3500 | CN | 1 | 1990 | 1 | 1989 | 0 | 0 |  |  |  | WAT |  |  | 3500 | 3500 | 0 | 0 | 0 | 3490 | 3400 | [7 empty] | 0
3 |  | 13402 | 853 | 10N | HL | 0 |  |  | 0 | 0 | [6 empty] | 0 | 0 | 0 | 800 | CN | 6 | 1986 | 1 | 1986 | 7 | 1989 |  |  |  | WAT |  |  | 800 | 800 | 0 | 0 | 0 | 1000 | 1000 | [7 empty] | 0
3 |  | 13402 | 858 | 11N | HL | 0 |  |  | 0 | 0 | [6 empty] | 0 | 0 | 0 | 1100 | CN | 6 | 1986 | 6 | 1986 | 7 | 1989 |  |  |  | WAT |  |  | 0 | 0 | 0 | 0 | 0 | 1000 | 1000 | [7 empty] | 0
3 |  | 13402 | 871 | 12N | HL | 0 |  |  | 0 | 0 | [6 empty] | 0 | 0 | 0 | 300 | CN | 6 | 1986 | 1 | 1987 | 1 | 1990 |  |  |  | WAT |  |  | 300 | 300 | 0 | 0 | 0 | 272 | 0 | [7 empty] | 0
3 |  | 13402 | 872 | 13N | HL | 0 |  |  | 0 | 0 | [6 empty] | 0 | 0 | 0 | 1900 | CN | 6 | 1986 | 6 | 1987 | 6 | 1990 |  |  |  | WAT |  |  | 1900 | 1900 | 0 | 0 | 0 | 2000 | 2000 | [7 empty] | 0
3 |  | 13402 | 875 | 14N | HL | 0 |  |  | 0 | 0 | [6 empty] | 0 | 0 | 0 | 300 | CN | 6 | 1986 | 8 | 1987 | 8 | 1990 |  |  |  | WAT |  |  | 300 | 300 | 0 | 0 | 0 | 272 | 0 | [7 empty] | 0
3 |  | 13402 | 878 | 15N | HL | 0 |  |  | 0 | 0 | [6 empty] | 0 | 0 | 0 | 300 | CN | 6 | 1986 | 1 | 1988 | 1 | 1991 |  |  |  | WAT |  |  | 300 | 300 | 0 | 0 | 0 | 272 | 0 | [7 empty] | 0
3 |  | 13402 | 888 | 16N | HL | 0 |  |  | 0 | 0 | [6 empty] | 0 | 0 | 0 | 200 | CN | 6 | 1986 | 6 | 1988 | 6 | 1991 |  |  |  | WAT |  |  | 200 | 200 | 0 | 0 | 0 | 179 | 0 | [7 empty] | 0
3 |  | 13407 | 929 | 1 | ST | 0 |  |  | 0 | 0 | [6 empty] | 0 | 0 | 0 | 812000 | PL | 0 | 0 | 6 | 1989 | 6 | 2003 | LO |  |  | BIT |  |  | 750000 | 750000 | 0 | 0 | 0 | 749558 | 764720 | [7 empty] | 0
3 |  | 13407 | 929 | 2 | ST | 0 |  |  | 0 | 0 | [6 empty] | 0 | 0 | 0 | 812000 | PL | 0 | 0 | 6 | 1990 | 6 | 2004 | LO |  |  | BIT |  |  | 750000 | 750000 | 0 | 0 | 0 | 749558 | 764720 | [7 empty] | 0
3 |  | 13407 | 929 | 3 | ST | 0 |  |  | 0 | 0 | [6 empty] | 0 | 0 | 0 | 500000 | CN | 99 | 9999 | 0 | 0 | 88 | 1991 |  |  |  | COL |  |  | 0 | 0 | 0 | 0 | 0 | 465000 | 475000 | [7 empty] | 0
3 |  | 13407 | 2322 | 1 | ST | 50000 | P | OP | 12 | 1955 | NG | FO2 | FO6 | NG | FO2 | FO6 | 11100 | 42000 | 42000 | 0 |  | 0 | 0 | 0 | 0 | 0 | 0 | [6 empty] | 0 | 0 | 0 | 11 | 1955 | 0 | 0 | E | [6 empty] | 0
3 |  | 13407 | 2322 | 2 | ST | 65000 | P | OP | 7 | 1957 | NG | FO2 | FO6 | NG | FO2 | FO6 | 10350 | 66000 | 69000 | 0 |  | 0 | 0 | 0 | 0 | 0 | 0 | [6 empty] | 0 | 0 | 0 | 6 | 1957 | 0 | 0 | E | [6 empty] | 0
3 |  | 13407 | 2322 | 3 | ST | 75000 | P | OP | 7 | 1961 | NG | FO2 | FO6 | NG | FO2 | FO6 | 11400 | 67000 | 70000 | 0 |  | 0 | 0 | 0 | 0 | 0 | 0 | [6 empty] | 0 | 0 | 0 | 5 | 1961 | 0 | 0 | E | [6 empty] | 0
3 |  | 13407 | 2322 | 9 | CW | 0 |  |  | 0 | 0 | [6 empty] | 0 | 0 | 0 | 90000 | PL | 0 | 0 | 6 | 1990 | 6 | 1993 | LO |  |  | WH |  |  | 90000 | 90000 | 0 | 0 | 0 | 74587 | 78946 | [7 empty] | 0
3 |  | 13407 | 2322 | 10 | CW | 0 |  |  | 0 | 0 | [6 empty] | 0 | 0 | 0 | 90000 | PL | 0 | 0 | 6 | 1991 | 6 | 1994 |  |  |  | WH |  |  | 90000 | 90000 | 0 | 0 | 0 | 74587 | 78946 | [7 empty] | 0
3 |  | 13407 | 2322 | GT4 | GT | 72400 | P | OP | 6 | 1973 | NG | FO2 |  | NG | FO2 |  | 13000 | 50000 | 59000 | 0 |  | 0 | 0 | 0 | 0 | 0 | 0 | [6 empty] | 0 | 0 | 0 | 5 | 1973 | 0 | 0 | E | [6 empty] | 0
3 |  | 13407 | 2322 | GT5 | CT | 86900 | P | OP | 5 | 1979 | NG | FO2 |  | NG | FO2 |  | 12800 | 70000 | 78000 | 86900 | MO | 0 | 0 | 6 | 1990 | 6 | 1994 |  |  |  | NG | FO2 |  | 73000 | 81000 | 0 | 4 | 1979 | 72121 | 76483 | E | [6 empty] | 0
3 |  | 13407 | 2322 | GT6 | CT | 86900 | P | OP | 5 | 1979 | NG | FO2 |  | NG | FO2 |  | 12800 | 70000 | 78000 | 86900 | MO | 0 | 0 | 6 | 1990 | 6 | 1994 |  |  |  | NG | FO2 |  | 73000 | 81000 | 0 | 4 | 1979 | 72121 | 76483 | E | [6 empty] | 0
3 |  | 13407 | 2322 | GT7 | CT | 86900 | P | OP | 6 | 1980 | NG | FO2 |  | NG | FO2 |  | 12800 | 70000 | 78000 | 86900 | MO | 0 | 0 | 6 | 1991 | 6 | 1993 |  |  |  | NG | FO2 |  | 73000 | 81000 | 0 | 5 | 1980 | 72121 | 76483 | E | [6 empty] | 0
3 |  | 13407 | 2322 | GT8 | CT | 86900 | P | OP | 6 | 1982 | NG | FO2 |  | NG | FO2 |  | 12800 | 70000 | 78000 | 86900 | MO | 0 | 0 | 6 | 1991 | 6 | 1993 |  |  |  | NG | FO2 |  | 73000 | 81000 | 0 | 5 | 1982 | 72121 | 76483 | E | [6 empty] | 0
3 |  | 13407 | 2324 | 1 | ST | 114000 | B | OP | 6 | 1965 | FO2 |  |  | BIT |  |  | 10600 | 110000 | 110000 | 0 |  | 0 | 0 | 0 | 0 | 0 | 0 | [6 empty] | 0 | 0 | 0 | 4 | 1965 | 0 | 0 | E | [6 empty] | 0
3 |  | 13407 | 2324 | 2 | ST | 114000 | B | OP | 6 | 1968 | FO2 |  |  | BIT |  |  | 10400 | 110000 | 110000 | 0 |  | 0 | 0 | 0 | 0 | 0 | 0 | [6 empty] | 0 | 0 | 0 | 4 | 1968 | 0 | 0 | E | [6 empty] | 0
3 |  | 13407 | 2324 | 3 | ST | 114000 | B | OP | 5 | 1976 | FO2 |  |  | BIT |  |  | 10900 | 110000 | 110000 | 0 |  | 0 | 0 | 0 | 0 | 0 | 0 | [6 empty] | 0 | 0 | 0 | 2 | 1976 | 0 | 0 | E | [6 empty] | 0
3 |  | 13407 | 2324 | 4 | ST | 270000 | B | OP | 7 | 1983 | FO2 |  |  | BIT |  |  | 10400 | 250000 | 250000 | 0 |  | 0 | 0 | 0 | 0 | 0 | 0 | [6 empty] | 0 | 0 | 0 | 3 | 1983 | 0 | 0 | E | [6 empty] | 0
3 |  | 13407 | 2324 | 5 | ST | 0 |  |  | 0 | 0 | [6 empty] | 0 | 0 | 0 | 125000 | CN | 99 | 9999 | 0 | 0 | 88 | 1991 |  |  |  | BIT |  |  | 0 | 0 | 0 | 0 | 0 | 119000 | 121000 | [7 empty] | 0
3 |  | 13407 | 2326 | 1 | ST | 82000 | P | OP | 5 | 1964 | NG | FO6 |  | NG | FO6 |  | 10000 | 80000 | 80000 | 0 |  | 0 | 0 | 0 | 0 | 0 | 0 | [6 empty] | 0 | 0 | 0 | 3 | 1964 | 0 | 0 | E | [6 empty] | 0
3 |  | 13407 | 2326 | 2 | GT | 85000 | P | OP | 10 | 1974 | NG | FO2 |  | NG | FO2 |  | 13100 | 69000 | 76000 | 0 |  | 0 | 0 | 0 | 0 | 0 | 0 | [6 empty] | 0 | 0 | 0 | 9 | 1974 | 0 | 0 | E | [6 empty] | 0
3 |  | 13407 | 2327 | IC1 | IC | 2600 |  |  | 9 | 1963 | FO2 |  |  | FO2 |  |  | 0 | 2600 | 2670 | 0 | RE | 2 | 1991 | 0 | 0 | 0 | 0 | [6 empty] | 0 | 0 | 0 | 8 | 1936 | 0 | 0 | E | [6 empty] | 0
3 |  | 13407 | 2327 | IC2 | IC | 2670 |  |  | 9 | 1963 | FO2 |  |  | FO2 |  |  | 0 | 2670 | 2670 | 0 | RE | 2 | 1991 | 0 | 0 | 0 | 0 | [6 empty] | 0 | 0 | 0 | 8 | 1963 | 0 | 0 | E | [6 empty] | 0
3 |  | 13407 | 2327 | IC3 | IC | 2600 | P |  | 9 | 1963 |  |  |  | FO2 |  |  | 11000 | 2670 | 2670 | 0 | RE | 2 | 1991 | 0 | 0 | 0 | 0 | [6 empty] | 0 | 0 | 0 | 8 | 1963 | 0 | 0 | E | [6 empty] | 0
3 |  | 13407 | 2327 | IC4 | IC | 2600 | P |  | 9 | 1963 |  |  |  | FO2 |  |  | 11000 | 2670 | 2670 | 0 | RE | 2 | 1991 | 0 | 0 | 0 | 0 | [6 empty] | 0 | 0 | 0 | 8 | 1963 | 0 | 0 | E | [6 empty] | 0
3 |  | 13407 | 2327 | IC5 | IC | 2600 | P |  | 9 | 1963 |  |  |  | FO2 |  |  | 11000 | 2670 | 2670 | 0 | RE | 2 | 1991 | 0 | 0 | 0 | 0 | [6 empty] | 0 | 0 | 0 | 8 | 1963 | 0 | 0 | E | [6 empty] | 0
3 |  | 13407 | 2327 | IC6 | IC | 2600 | P |  | 9 | 1963 |  |  |  | FO2 |  |  | 11000 | 2670 | 2670 | 0 | RE | 2 | 1991 | 0 | 0 | 0 | 0 | [6 empty] | 0 | 0 | 0 | 8 | 1963 | 0 | 0 | E | [6 empty] | 0
3 |  | 13407 | 2327 | IC7 | IC | 2600 | P |  | 9 | 1963 |  |  |  | FO2 |  |  | 11000 | 2670 | 2670 | 0 | RE | 2 | 1991 | 0 | 0 | 0 | 0 | [6 empty] | 0 | 0 | 0 | 8 | 1963 | 0 | 0 | E | [6 empty] | 0
3 |  | 13407 | 2327 | IC8 | IC | 2600 | P |  | 9 | 1963 |  |  |  | FO2 |  |  | 11000 | 2670 | 2670 | 0 | RE | 2 | 1991 | 0 | 0 | 0 | 0 | [6 empty] | 0 | 0 | 0 | 8 | 1963 | 0 | 0 | E | [6 empty] | 0
3 |  | 13407 | 2327 | IC9 | IC | 2600 | P |  | 9 | 1963 | FO2 |  |  | FO2 |  |  | 11000 | 2670 | 2670 | 0 | RE | 2 | 1991 | 0 | 0 | 0 | 0 | [6 empty] | 0 | 0 | 0 | 8 | 1963 | 0 | 0 | E | [6 empty] | 0
3 |  | 13407 | 2327 | I10 | IC | 2600 | P |  | 9 | 1963 | FO2 |  |  | FO2 |  |  | 11000 | 2670 | 2670 | 0 | RE | 2 | 1991 | 0 | 0 | 0 | 0 | [6 empty] | 0 | 0 | 0 | 8 | 1963 | 0 | 0 | E | [6 empty] | 0
3 |  | 13407 | 2327 | I11 | IC | 2600 | P |  | 9 | 1963 | FO2 |  |  | FO2 |  |  | 11000 | 2670 | 2670 | 0 | RE | 2 | 1991 | 0 | 0 | 0 | 0 | [6 empty] | 0 | 0 | 0 | 8 | 1963 | 0 | 0 | E | [6 empty] | 0
3 | A186 | 13407 | 6079 | 1 | ST | 0 |  |  | 0 | 0 | [6 empty] | 0 | 0 | 0 | 500000 | CN | 99 | 9999 | 6 | 1979 | 6 | 1994 |  |  |  | BIT | PET |  | 0 | 0 | 0 | 0 | 0 | 0 | 0 | [7 empty] | 0
3 | A186 | 13407 | 6079 | 2 | ST | 0 |  |  | 0 | 0 | [6 empty] | 0 | 0 | 0 | 500000 | CN | 99 | 9999 | 6 | 1979 | 6 | 1995 |  |  |  | BIT | PET |  | 0 | 0 | 0 | 0 | 0 | 0 | 0 | [7 empty] | 0
3 | A186 | 13407 | 6079 | 3 | ST | 0 |  |  | 0 | 0 | [6 empty] | 0 | 0 | 0 | 500000 | CN | 99 | 9999 | 6 | 1988 | 6 | 1996 |  |  |  | BIT | PET |  | 0 | 0 | 0 | 0 | 0 | 0 | 0 | [7 empty] | 0
3 | A186 | 13407 | 6079 | 4 | ST | 0 |  |  | 0 | 0 | [6 empty] | 0 | 0 | 0 | 500000 | CN | 99 | 9999 | 6 | 1989 | 6 | 1997 |  |  |  | BIT | PET |  | 0 | 0 | 0 | 0 | 0 | 0 | 0 | [7 empty] | 0
3 | A186 | 13407 | 6080 | 1 | ST | 0 |  |  | 0 | 0 | [6 empty] | 0 | 0 | 0 | 250000 | CN | 99 | 9999 | 6 | 1978 | 0 | 0 |  |  |  | BIT | FO6 |  | 0 | 0 | 0 | 0 | 0 | 0 | 0 | [7 empty] | 0
3 | A186 | 13407 | 6080 | 2 | ST | 0 |  |  | 0 | 0 | [6 empty] | 0 | 0 | 0 | 250000 | CN | 99 | 9999 | 6 | 1979 | 0 | 0 |  |  |  | BIT | FO6 |  | 0 | 0 | 0 | 0 | 0 | 0 | 0 | [7 empty] | 0
3 |  | 13407 | 7082 | 1 | ST | 0 |  |  | 0 | 0 | [6 empty] | 0 | 0 | 0 | 250000 | PL | 0 | 0 | 6 | 1995 | 6 | 2005 | LO |  |  | BIT | FO2 |  | 250000 | 250000 | 0 | 0 | 0 | 235103 | 239999 | [7 empty] | 0
3 |  | 13407 | 7082 | 2 | ST | 0 |  |  | 0 | 0 | [6 empty] | 0 | 0 | 0 | 250000 | PL | 0 | 0 | 6 | 1998 | 6 | 2006 |  |  |  | BIT | FO2 |  | 250000 | 250000 | 0 | 0 | 0 | 235103 | 239999 | [7 empty] | 0
3 |  | 13407 | 7082 | 3 | ST | 0 |  |  | 0 | 0 | [6 empty] | 0 | 0 | 0 | 250000 | PL | 0 | 0 | 6 | 1999 | 6 | 2007 |  |  |  | BIT | FO2 |  | 250000 | 250000 | 0 | 0 | 0 | 235103 | 239999 | [7 empty] | 0
3 |  | 13407 | 7082 | 4 | ST | 0 |  |  | 0 | 0 | [6 empty] | 0 | 0 | 0 | 250000 | PL | 0 | 0 | 6 | 2000 | 6 | 2008 |  |  |  | BIT | FO2 |  | 250000 | 250000 | 0 | 0 | 0 | 235103 | 239999 | [7 empty] | 0
3 |  | 13407 | 7082 | GT1 | GT | 0 |  |  | 0 | 0 | [6 empty] | 0 | 0 | 0 | 78000 | PL | 0 | 0 | 6 | 1993 | 6 | 1994 | LO |  |  | FO2 | NG |  | 70000 | 78000 | 0 | 0 | 0 | 64077 | 76931 | [7 empty] | 0
3 |  | 13407 | 7082 | GT2 | GT | 0 |  |  | 0 | 0 | [6 empty] | 0 | 0 | 0 | 78000 | PL | 0 | 0 | 6 | 1994 | 6 | 1994 | LO |  |  | FO2 | NG |  | 70000 | 78000 | 0 | 0 | 0 | 64077 | 76931 | [7 empty] | 0
3 |  | 13407 | 7082 | GT3 | GT | 0 |  |  | 0 | 0 | [6 empty] | 0 | 0 | 0 | 78000 | PL | 0 | 0 | 6 | 1996 | 6 | 1995 |  |  |  | FO2 | NG |  | 70000 | 78000 | 0 | 0 | 0 | 64077 | 76931 | [7 empty] | 0
3 |  | 13407 | 7082 | GT4 | GT | 0 |  |  | 0 | 0 | [6 empty] | 0 | 0 | 0 | 78000 | PL | 0 | 0 | 6 | 1996 | 6 | 1995 |  |  |  | FO2 | NG |  | 70000 | 78000 | 0 | 0 | 0 | 64077 | 76931 | [7 empty] | 0
3 |  | 13407 | 7082 | GT5 | GT | 0 |  |  | 0 | 0 | [6 empty] | 0 | 0 | 0 | 78000 | PL | 0 | 0 | 6 | 1996 | 6 | 1996 |  |  |  | FO2 | NG |  | 70000 | 78000 | 0 | 0 | 0 | 64077 | 76931 | [7 empty] | 0
3 |  | 13407 | 7082 | GT6 | GT | 0 |  |  | 0 | 0 | [6 empty] | 0 | 0 | 0 | 78000 | PL | 0 | 0 | 6 | 1996 | 6 | 1996 |  |  |  | FO2 | NG |  | 70000 | 78000 | 0 | 0 | 0 | 64077 | 76931 | [7 empty] | 0
3 |  | 13407 | 7082 | GT7 | GT | 0 |  |  | 0 | 0 | [6 empty] | 0 | 0 | 0 | 78000 | PL | 0 | 0 | 6 | 1997 | 6 | 1997 |  |  |  | FO2 | NG |  | 70000 | 78000 | 0 | 0 | 0 | 64077 | 76931 | [7 empty] | 0
3 |  | 13407 | 7082 | GT8 | GT | 0 |  |  | 0 | 0 | [6 empty] | 0 | 0 | 0 | 78000 | PL | 0 | 0 | 6 | 1997 | 6 | 1997 |  |  |  | FO2 | NG |  | 70000 | 78000 | 0 | 0 | 0 | 64077 | 76931 | [7 empty] | 0
3 |  | 13407 | 7082 | GT9 | GT | 0 |  |  | 0 | 0 | [6 empty] | 0 | 0 | 0 | 130000 | PL | 0 | 0 | 6 | 2000 | 6 | 2000 |  |  |  | FO2 | NG |  | 120000 | 130000 | 0 | 0 | 0 | 105624 | 126838 | [7 empty] | 0
3 |  | 13407 | 7082 | GT10 | GT | 0 |  |  | 0 | 0 | [6 empty] | 0 | 0 | 0 | 130000 | PL | 0 | 0 | 6 | 2001 | 6 | 2001 |  |  |  | FO2 | NG |  | 120000 | 130000 | 0 | 0 | 0 | 105624 | 126838 | [7 empty] | 0
3 |  | 13407 | 7082 | GT11 | GT | 0 |  |  | 0 | 0 | [6 empty] | 0 | 0 | 0 | 130000 | PL | 0 | 0 | 6 | 2002 | 6 | 2002 |  |  |  | FO2 | NG |  | 120000 | 130000 | 0 | 0 | 0 | 105624 | 126838 | [7 empty] | 0
3 |  | 13407 | 7082 | GT12 | GT | 0 |  |  | 0 | 0 | [6 empty] | 0 | 0 | 0 | 130000 | PL | 0 | 0 | 6 | 2003 | 6 | 2003 |  |  |  | FO2 | NG |  | 120000 | 130000 | 0 | 0 | 0 | 105624 | 126838 | [7 empty] | 0
3 |  | 13407 | 7293 | GT3 | GT | 90030 |  | OP | 6 | 1991 | FO2 | NG |  | FO2 | NG |  | 12300 | 70000 | 70000 | 0 |  | 0 | 0 | 0 | 0 | 0 | 0 | [6 empty] | 0 | 0 | 0 | 5 | 1991 | 0 | 0 | [7 empty] | 0
3 |  | 13407 | 7293 | GT4 | GT | 90030 |  | OP | 6 | 1991 | FO2 | NG |  | FO2 | NG |  | 12300 | 70000 | 70000 | 0 |  | 0 | 0 | 0 | 0 | 0 | 0 | [6 empty] | 0 | 0 | 0 | 5 | 1991 | 0 | 0 | [7 empty] | 0
3 |  | 13407 | 7293 | GT5 | GT | 90030 |  | OP | 6 | 1991 | FO2 | NG |  | FO2 | NG |  | 12300 | 70000 | 70000 | 0 |  | 0 | 0 | 0 | 0 | 0 | 0 | [6 empty] | 0 | 0 | 0 | 5 | 1991 | 0 | 0 | [7 empty] | 0
3 |  | 13433 | 1619 | 1 | ST | 241020 | B | OP | 8 | 1963 | FO2 |  |  | BIT | FO6 |  | 9330 | 231000 | 242000 | 0 |  | 0 | 0 | 0 | 0 | 0 | 0 | [6 empty] | 0 | 0 | 0 | 6 | 1963 | 0 | 0 | E | [6 empty] | 0
3 |  | 13433 | 1619 | 2 | ST | 241000 | B | OP | 7 | 1964 | FO2 |  |  | BIT | FO6 |  | 9473 | 250000 | 250000 | 0 |  | 0 | 0 | 0 | 0 | 0 | 0 | [6 empty] | 0 | 0 | 0 | 5 | 1964 | 0 | 0 | E | [6 empty] | 0
3 |  | 13433 | 1619 | 3 | ST | 642600 | B | OP | 7 | 1969 | FO2 | BIT |  | BIT | FO6 |  | 8809 | 585000 | 585000 | 0 |  | 0 | 0 | 0 | 0 | 0 | 0 | [6 empty] | 0 | 0 | 0 | 5 | 1969 | 0 | 0 | E | [6 empty] | 0
3 |  | 13433 | 1619 | 4 | ST | 475560 | C | OP | 12 | 1974 | FO6 |  |  | FO6 |  |  | 10514 | 432000 | 442000 | 0 |  | 0 | 0 | 0 | 0 | 0 | 0 | [6 empty] | 0 | 0 | 0 | 9 | 1974 | 0 | 0 | E | [6 empty] | 0
3 | A369 | 13433 | 1619 | IC1 | IC | 2750 | P | OP | 3 | 1967 | FO2 |  |  | FO2 |  |  | 10342 | 10500 | 11150 | 0 |  | 0 | 0 | 0 | 0 | 0 | 0 | [6 empty] | 0 | 0 | 0 | 0 | 1967 | 0 | 0 | E | [6 empty] | 0
3 | A369 | 13433 | 1619 | IC2 | IC | 2750 | P | OP | 3 | 1967 | FO2 |  |  | FO2 |  |  | 10342 | 0 | 0 | 0 |  | 0 | 0 | 0 | 0 | 0 | 0 | [6 empty] | 0 | 0 | 0 | 0 | 1967 | 0 | 0 | E | [6 empty] | 0
3 | A369 | 13433 | 1619 | IC3 | IC | 2750 | P | OP | 3 | 1967 | FO2 |  |  | FO2 |  |  | 10342 | 0 | 0 | 0 |  | 0 | 0 | 0 | 0 | 0 | 0 | [6 empty] | 0 | 0 | 0 | 0 | 1967 | 0 | 0 | E | [6 empty] | 0
3 | A369 | 13433 | 1619 | IC4 | IC | 2750 | P | OP | 3 | 1967 | FO2 |  |  | FO2 |  |  | 10342 | 0 | 0 | 0 |  | 0 | 0 | 0 | 0 | 0 | 0 | [6 empty] | 0 | 0 | 0 | 0 | 1967 | 0 | 0 | E | [6 empty] | 0
3 |  | 13433 | 1620 | 1 | HC | 17550 | C | OP | 10 | 1974 | WAT |  |  | WAT |  |  | 0 | 12990 | 13990 | 0 |  | 0 | 0 | 0 | 0 | 0 | 0 | [6 empty] | 0 | 0 | 0 | 7 | 1974 | 0 | 0 | E | [6 empty] | 0
3 | A372 | 13433 | 1624 | 1 | IC | 2000 | P | OP | 12 | 1963 | FO2 |  |  | FO2 |  |  | 10195 | 24000 | 26500 | 0 |  | 0 | 0 | 0 | 0 | 0 | 0 | [6 empty] | 0 | 0 | 0 | 0 | 1963 | 0 | 0 | E | [6 empty] | 0
3 | A372 | 13433 | 1624 | 2 | IC | 2000 | P | OP | 12 | 1963 | FO2 |  |  | FO2 |  |  | 10195 | 0 | 0 | 0 |  | 0 | 0 | 0 | 0 | 0 | 0 | [6 empty] | 0 | 0 | 0 | 0 | 1963 | 0 | 0 | E | [6 empty] | 0
3 | A372 | 13433 | 1624 | 3 | IC | 2000 | P | OP | 6 | 1964 | FO2 |  |  | FO2 |  |  | 10195 | 0 | 0 | 0 |  | 0 | 0 | 0 | 0 | 0 | 0 | [6 empty] | 0 | 0 | 0 | 0 | 1964 | 0 | 0 | E | [6 empty] | 0
3 | A372 | 13433 | 1624 | 4 | IC | 2000 | P | OP | 6 | 1964 | FO2 |  |  | FO2 |  |  | 10195 | 0 | 0 | 0 |  | 0 | 0 | 0 | 0 | 0 | 0 | [6 empty] | 0 | 0 | 0 | 0 | 1964 | 0 | 0 | E | [6 empty] | 0
3 | A372 | 13433 | 1624 | 5 | IC | 2000 | P | OP | 3 | 1964 | FO2 |  |  | FO2 |  |  | 10195 | 0 | 0 | 0 |  | 0 | 0 | 0 | 0 | 0 | 0 | [6 empty] | 0 | 0 | 0 | 0 | 1964 | 0 | 0 | E | [6 empty] | 0
3 | A372 | 13433 | 1624 | 6 | IC | 2750 | P | OP | 11 | 1967 | FO2 |  |  | FO2 |  |  | 10195 | 0 | 0 | 0 |  | 0 | 0 | 0 | 0 | 0 | 0 | [6 empty] | 0 | 0 | 0 | 0 | 1967 | 0 | 0 | E | [6 empty] | 0
3 | A372 | 13433 | 1624 | 7 | IC | 2750 | P | OP | 11 | 1967 | FO2 |  |  | FO2 |  |  | 10195 | 0 | 0 | 0 |  | 0 | 0 | 0 | 0 | 0 | 0 | [6 empty] | 0 | 0 | 0 | 0 | 1967 | 0 | 0 | E | [6 empty] | 0
3 | A372 | 13433 | 1624 | 8 | IC | 2750 | P | OP | 11 | 1967 | FO2 |  |  | FO2 |  |  | 10195 | 0 | 0 | 0 |  | 0 | 0 | 0 | 0 | 0 | 0 | [6 empty] | 0 | 0 | 0 | 0 | 1967 | 0 | 0 | E | [6 empty] | 0
3 | A372 | 13433 | 1624 | 9 | IC | 2750 | P | OP | 11 | 1967 | FO2 |  |  | FO2 |  |  | 10195 | 0 | 0 | 0 |  | 0 | 0 | 0 | 0 | 0 | 0 | [6 empty] | 0 | 0 | 0 | 0 | 1967 | 0 | 0 | E | [6 empty] | 0
3 | A372 | 13433 | 1624 | 10 | IC | 2750 | P | OP | 11 | 1971 | FO2 |  |  | FO2 |  |  | 10195 | 0 | 0 | 0 |  | 0 | 0 | 0 | 0 | 0 | 0 | [6 empty] | 0 | 0 | 0 | 0 | 1971 | 0 | 0 | E | [6 empty] | 0
3 | A372 | 13433 | 1624 | 11 | IC | 2750 | P | OP | 11 | 1971 | FO2 |  |  | FO2 |  |  | 10195 | 0 | 0 | 0 |  | 0 | 0 | 0 | 0 | 0 | 0 | [6 empty] | 0 | 0 | 0 | 0 | 1971 | 0 | 0 | E | [6 empty] | 0
3 | A373 | 13433 | 1625 | 1 | IC | 2750 | P | OP | 9 | 1970 | FO2 |  |  | FO2 |  |  | 10074 | 10000 | 11500 | 0 |  | 0 | 0 | 0 | 0 | 0 | 0 | [6 empty] | 0 | 0 | 0 | 0 | 1970 | 0 | 0 | E | [6 empty] | 0
3 | A373 | 13433 | 1625 | 2 | IC | 2750 | P | OP | 9 | 1970 | FO2 |  |  | FO2 |  |  | 10074 | 0 | 0 | 0 |  | 0 | 0 | 0 | 0 | 0 | 0 | [6 empty] | 0 | 0 | 0 | 0 | 1970 | 0 | 0 | E | [6 empty] | 0
3 | A373 | 13433 | 1625 | 3 | IC | 2750 | P | OP | 9 | 1970 | FO2 |  |  | FO2 |  |  | 10074 | 0 | 0 | 0 |  | 0 | 0 | 0 | 0 | 0 | 0 | [6 empty] | 0 | 0 | 0 | 0 | 1970 | 0 | 0 | E | [6 empty] | 0
3 | A373 | 13433 | 1625 | 4 | IC | 2750 | P | OP | 9 | 1970 | FO2 |  |  | FO2 |  |  | 10074 | 0 | 0 | 0 |  | 0 | 0 | 0 | 0 | 0 | 0 | [6 empty] | 0 | 0 | 0 | 0 | 1970 | 0 | 0 | E | [6 empty] | 0
3 |  | 13433 | 1626 | 1 | ST | 81938 | B | OP | 1 | 1952 | FO6 |  |  | BIT | FO6 |  | 9942 | 83000 | 84000 | 0 |  | 0 | 0 | 0 | 0 | 0 | 0 | [6 empty] | 0 | 0 | 0 | 12 | 1951 | 0 | 0 | E | [6 empty] | 0
3 |  | 13433 | 1626 | 2 | ST | 82000 | B | OP | 9 | 1952 | FO6 |  |  | BIT | FO6 |  | 10710 | 79000 | 80000 | 0 |  | 0 | 0 | 0 | 0 | 0 | 0 | [6 empty] | 0 | 0 | 0 | 8 | 1952 | 0 | 0 | E | [6 empty] | 0
3 |  | 13433 | 1626 | 3 | ST | 165750 | B | OP | 8 | 1958 | FO6 |  |  | BIT | FO6 |  | 9836 | 143000 | 143000 | 0 |  | 0 | 0 | 0 | 0 | 0 | 0 | [6 empty] | 0 | 0 | 0 | 7 | 1958 | 0 | 0 | E | [6 empty] | 0
3 |  | 13433 | 1626 | 4 | ST | 475560 | C | OP | 8 | 1972 | FO6 |  |  | FO6 |  |  | 10360 | 440000 | 443000 | 0 |  | 0 | 0 | 0 | 0 | 0 | 0 | [6 empty] | 0 | 0 | 0 | 5 | 1972 | 0 | 0 | [7 empty] | 0
3 |  | 13433 | 1628 | GT1 | GT | 19500 |  |  | 6 | 1971 |  |  |  | FO2 |  |  | 0 | 0 | 0 | 0 | RE | 8 | 1983 | 0 | 0 | 0 | 0 | [6 empty] | 0 | 0 | 0 | 0 | 1971 | 0 | 0 | E | [6 empty] | 0
3 |  | 13433 | 1628 | GT2 | GT | 19600 |  |  | 6 | 1971 |  |  |  | FO2 |  |  | 0 | 0 | 0 | 0 | RE | 8 | 1983 | 0 | 0 | 0 | 0 | [6 empty] | 0 | 0 | 0 | 0 | 1971 | 0 | 0 | E | [6 empty] | 0
3 | A370 | 13433 | 2349 | 1 | HC | 35100 | P | OP | 10 | 1930 | WAT |  |  | WAT |  |  | 0 | 163420 | 162340 | 0 |  | 0 | 0 | 0 | 0 | 0 | 0 | [6 empty] | 0 | 0 | 0 | 0 | 1930 | 0 | 0 | E | [6 empty] | 0
3 | A370 | 13433 | 2349 | 2 | HC | 35100 | P | OP | 9 | 1930 | WAT |  |  | WAT |  |  | 0 | 0 | 0 | 0 |  | 0 | 0 | 0 | 0 | 0 | 0 | [6 empty] | 0 | 0 | 0 | 0 | 1930 | 0 | 0 | E | [6 empty] | 0
3 | A370 | 13433 | 2349 | 3 | HC | 35100 | P | OP | 9 | 1930 | WAT |  |  | WAT |  |  | 0 | 0 | 0 | 0 |  | 0 | 0 | 0 | 0 | 0 | 0 | [6 empty] | 0 | 0 | 0 | 0 | 1930 | 0 | 0 | E | [6 empty] | 0
3 | A370 | 13433 | 2349 | 4 | HC | 35100 | P | OP | 9 | 1930 | WAT |  |  | WAT |  |  | 0 | 0 | 0 | 0 |  | 0 | 0 | 0 | 0 | 0 | 0 | [6 empty] | 0 | 0 | 0 | 0 | 1930 | 0 | 0 | E | [6 empty] | 0
3 | A374 | 13433 | 2351 | 1 | HC | 35100 | P | OP | 1 | 1957 | WAT |  |  | WAT |  |  | 0 | 191420 | 191340 | 0 |  | 0 | 0 | 0 | 0 | 0 | 0 | [6 empty] | 0 | 0 | 0 | 0 | 1957 | 0 | 0 | E | [6 empty] | 0
3 | A374 | 13433 | 2351 | 2 | HC | 35100 | P | OP | 1 | 1957 | WAT |  |  | WAT |  |  | 0 | 0 | 0 | 0 |  | 0 | 0 | 0 | 0 | 0 | 0 | [6 empty] | 0 | 0 | 0 | 0 | 1957 | 0 | 0 | E | [6 empty] | 0
3 | A374 | 13433 | 2351 | 3 | HC | 35100 | P | OP | 1 | 1957 | WAT |  |  | WAT |  |  | 0 | 0 | 0 | 0 |  | 0 | 0 | 0 | 0 | 0 | 0 | [6 empty] | 0 | 0 | 0 | 0 | 1957 | 0 | 0 | E | [6 empty] | 0
3 | A374 | 13433 | 2351 | 4 | HC | 35100 | P | OP | 1 | 1957 | WAT |  |  | WAT |  |  | 0 | 0 | 0 | 0 |  | 0 | 0 | 0 | 0 | 0 | 0 | [6 empty] | 0 | 0 | 0 | 0 | 1957 | 0 | 0 | E | [6 empty] | 0
3 | A367 | 13433 | 2352 | 1 | HC | 2000 | C | OP | 88 | 1909 | WAT |  |  | WAT |  |  | 0 | 25960 | 25960 | 0 |  | 0 | 0 | 0 | 0 | 0 | 0 | [6 empty] | 0 | 0 | 0 | 0 | 1909 | 0 | 0 | E | [6 empty] | 0
3 | A367 | 13433 | 2352 | 2 | HC | 2000 | C | OP | 88 | 1909 | WAT |  |  | WAT |  |  | 0 | 0 | 0 | 0 |  | 0 | 0 | 0 | 0 | 0 | 0 | [6 empty] | 0 | 0 | 0 | 0 | 1909 | 0 | 0 | E | [6 empty] | 0
3 | A367 | 13433 | 2352 | 3 | HC | 2000 | C | OP | 88 | 1909 | WAT |  |  | WAT |  |  | 0 | 0 | 0 | 0 |  | 0 | 0 | 0 | 0 | 0 | 0 | [6 empty] | 0 | 0 | 0 | 0 | 1909 | 0 | 0 | E | [6 empty] | 0
3 | A367 | 13433 | 2352 | 4 | HC | 2000 | C | OP | 88 | 1909 | WAT |  |  | WAT |  |  | 0 | 0 | 0 | 0 |  | 0 | 0 | 0 | 0 | 0 | 0 | [6 empty] | 0 | 0 | 0 | 0 | 1909 | 0 | 0 | E | [6 empty] | 0
3 | A367 | 13433 | 2352 | 5 | HC | 2000 | C | OP | 88 | 1909 | WAT |  |  | WAT |  |  | 0 | 0 | 0 | 0 |  | 0 | 0 | 0 | 0 | 0 | 0 | [6 empty] | 0 | 0 | 0 | 0 | 1909 | 0 | 0 | E | [6 empty] | 0
3 | A367 | 13433 | 2352 | 6 | HC | 2000 | C | OP | 88 | 1910 | WAT |  |  | WAT |  |  | 0 | 0 | 0 | 0 |  | 0 | 0 | 0 | 0 | 0 | 0 | [6 empty] | 0 | 0 | 0 | 0 | 1910 | 0 | 0 | E | [6 empty] | 0
3 | A367 | 13433 | 2352 | 7 | HC | 2000 | C | OP | 88 | 1910 | WAT |  |  | WAT |  |  | 0 | 0 | 0 | 0 |  | 0 | 0 | 0 | 0 | 0 | 0 | [6 empty] | 0 | 0 | 0 | 0 | 1910 | 0 | 0 | E | [6 empty] | 0
3 | A367 | 13433 | 2352 | 8 | HC | 2000 | C | OP | 88 | 1910 | WAT |  |  | WAT |  |  | 0 | 0 | 0 | 0 |  | 0 | 0 | 0 | 0 | 0 | 0 | [6 empty] | 0 | 0 | 0 | 0 | 1910 | 0 | 0 | E | [6 empty] | 0
3 | A368 | 13433 | 2353 | 2 | HC | 18000 | C | OP | 11 | 1950 | WAT |  |  | WAT |  |  | 0 | 39960 | 41370 | 0 |  | 0 | 0 | 0 | 0 | 0 | 0 | [6 empty] | 0 | 0 | 0 | 0 | 1950 | 0 | 0 | [7 empty] | 0
3 | A368 | 13433 | 2353 | 3 | HC | 3200 |  | OP | 10 | 1987 |  |  |  | WAT |  |  | 0 | 0 | 0 | 0 |  | 0 | 0 | 5 | 1987 | 0 | 0 | [6 empty] | 0 | 0 | 0 | 5 | 1987 | 0 | 0 | [7 empty] | 0
3 |  | 13433 | 3236 | 9 | ST | 40000 | C | OP | 88 | 1941 | FO6 | NG |  | FO6 | NG |  | 12511 | 43000 | 44000 | 0 |  | 0 | 0 | 0 | 0 | 0 | 0 | [6 empty] | 0 | 0 | 0 | 0 | 1941 | 0 | 0 | E | [6 empty] | 0
3 |  | 13433 | 3236 | 10 | ST | 46000 | C | OP | 10 | 1947 | FO6 | NG |  | FO6 | NG |  | 12211 | 45000 | 46000 | 0 |  | 0 | 0 | 0 | 0 | 0 | 0 | [6 empty] | 0 | 0 | 0 | 9 | 1947 | 0 | 0 | [7 empty] | 0
3 |  | 13433 | 3236 | 11 | ST | 46000 | C | OP | 7 | 1949 | FO6 | NG |  | FO6 | NG |  | 12211 | 46000 | 46000 | 0 |  | 0 | 0 | 0 | 0 | 0 | 0 | [6 empty] | 0 | 0 | 0 | 6 | 1949 | 0 | 0 | E | [6 empty] | 0
3 |  | 13433 | 3236 | 12 | GT | 0 |  |  | 0 | 0 | [6 empty] | 0 | 0 | 0 | 119050 | PL | 0 | 0 | 10 | 1995 | 10 | 1995 |  |  |  | NG | FO2 |  | 98300 | 115600 | 0 | 0 | 0 | 96911 | 116371 | [7 empty] | 0
3 |  | 13433 | 3236 | 13 | GT | 0 |  |  | 0 | 0 | [6 empty] | 0 | 0 | 0 | 119050 | PL | 0 | 0 | 9 | 1995 | 9 | 1995 |  |  |  | NG | FO2 |  | 98300 | 115600 | 0 | 0 | 0 | 96911 | 116371 | [7 empty] | 0
3 |  | 13433 | 3236 | 14 | GT | 0 |  |  | 0 | 0 | [6 empty] | 0 | 0 | 0 | 119050 | PL | 0 | 0 | 9 | 1995 | 9 | 1995 |  |  |  | NG | FO2 |  | 98300 | 115600 | 0 | 0 | 0 | 96911 | 116371 | [7 empty] | 0
3 | A365 | 13433 | 3238 | 12 | ST | 62500 | C | SC | 1 | 1955 | NG | FO6 |  | NG | FO6 |  | 12165 | 0 | 0 | 0 |  | 0 | 0 | 0 | 0 | 0 | 0 | [6 empty] | 0 | 0 | 0 | 0 | 1955 | 0 | 0 | E | [6 empty] | 0
3 | A366 | 13433 | 3238 | IC1 | IC | 2800 | P | OP | 5 | 1967 | FO2 |  |  | FO2 |  |  | 10238 | 5500 | 5500 | 0 |  | 0 | 0 | 0 | 0 | 0 | 0 | [6 empty] | 0 | 0 | 0 | 0 | 1967 | 0 | 0 | E | [6 empty] | 0
3 | A366 | 13433 | 3238 | IC2 | IC | 2750 | P | OP | 5 | 1967 | FO2 |  |  | FO2 |  |  | 10238 | 0 | 0 | 0 |  | 0 | 0 | 0 | 0 | 0 | 0 | [6 empty] | 0 | 0 | 0 | 0 | 1967 | 0 | 0 | E | [6 empty] | 0
3 | A365 | 13433 | 3238 | 1HP | ST | 21375 | C | SC | 88 | 1918 | NG |  |  | NG |  |  | 12165 | 99250 | 100000 | 0 |  | 0 | 0 | 0 | 0 | 0 | 0 | [6 empty] | 0 | 0 | 0 | 0 | 1918 | 0 | 0 | E | [6 empty] | 0
3 | A365 | 13433 | 3238 | 1LP | ST | 27000 | C | SC | 88 | 1918 | NG |  |  | NG |  |  | 12165 | 0 | 0 | 0 |  | 0 | 0 | 0 | 0 | 0 | 0 | [6 empty] | 0 | 0 | 0 | 0 | 1918 | 0 | 0 | E | [6 empty] | 0
3 | A375 | 13433 | 3745 | 1 | HC | 13600 | C | OP | 3 | 1928 | WAT |  |  | WAT |  |  | 0 | 48670 | 48920 | 0 |  | 0 | 0 | 0 | 0 | 0 | 0 | [6 empty] | 0 | 0 | 0 | 0 | 1928 | 0 | 0 | E | [6 empty] | 0
3 | A375 | 13433 | 3745 | 2 | HC | 13600 | C | OP | 3 | 1928 | WAT |  |  | WAT |  |  | 0 | 0 | 0 | 0 |  | 0 | 0 | 0 | 0 | 0 | 0 | [6 empty] | 0 | 0 | 0 | 0 | 1928 | 0 | 0 | E | [6 empty] | 0
3 | A375 | 13433 | 3745 | 3 | HC | 13600 | C | OP | 4 | 1928 | WAT |  |  | WAT |  |  | 0 | 0 | 0 | 0 |  | 0 | 0 | 0 | 0 | 0 | 0 | [6 empty] | 0 | 0 | 0 | 0 | 1928 | 0 | 0 | E | [6 empty] | 0
3 | A376 | 13433 | 3746 | 1 | HC | 11200 | P | OP | 5 | 1924 | WAT |  |  | WAT |  |  | 0 | 42490 | 39990 | 0 |  | 0 | 0 | 0 | 0 | 0 | 0 | [6 empty] | 0 | 0 | 0 | 0 | 1924 | 0 | 0 | E | [6 empty] | 0
3 | A376 | 13433 | 3746 | 2 | HC | 11200 | P | OP | 6 | 1924 | WAT |  |  | WAT |  |  | 0 | 0 | 0 | 0 |  | 0 | 0 | 0 | 0 | 0 | 0 | [6 empty] | 0 | 0 | 0 | 0 | 1924 | 0 | 0 | E | [6 empty] | 0
3 | A376 | 13433 | 3746 | 3 | HC | 11200 | P | OP | 11 | 1924 | WAT |  |  | WAT |  |  | 0 | 0 | 0 | 0 |  | 0 | 0 | 0 | 0 | 0 | 0 | [6 empty] | 0 | 0 | 0 | 0 | 1924 | 0 | 0 | E | [6 empty] | 0
3 |  | 13433 | 5057 | 1 | NP | 0 |  |  | 0 | 0 | [6 empty] | 0 | 0 | 0 | 1150000 | CN | 88 | 1979 | 88 | 1988 | 0 | 0 |  |  |  | UR |  |  | 0 | 0 | 0 | 0 | 0 | 0 | 0 | [7 empty] | 0
3 |  | 13433 | 5057 | 2 | NP | 0 |  |  | 0 | 0 | [6 empty] | 0 | 0 | 0 | 1150000 | CN | 88 | 1979 | 88 | 1988 | 0 | 0 |  |  |  | UR |  |  | 0 | 0 | 0 | 0 | 0 | 0 | 0 | [7 empty] | 0
3 |  | 13433 | 6012 | 1 | HC | 7200 | C | OP | 12 | 1926 | WAT |  |  | WAT |  |  | 0 | 6500 | 6490 | 0 |  | 0 | 0 | 0 | 0 | 0 | 0 | [6 empty] | 0 | 0 | 0 | 0 | 1926 | 0 | 0 | E | [6 empty] | 0
3 | A378 | 13433 | 6047 | 1 | HC | 1600 | C | OP | 88 | 1913 | WAT |  |  | WAT |  |  | 0 | 6460 | 6460 | 0 |  | 0 | 0 | 0 | 0 | 0 | 0 | [6 empty] | 0 | 0 | 0 | 0 | 1913 | 0 | 0 | E | [6 empty] | 0
3 | A378 | 13433 | 6047 | 2 | HC | 1600 | C | OP | 88 | 1913 | WAT |  |  | WAT |  |  | 0 | 0 | 0 | 0 |  | 0 | 0 | 0 | 0 | 0 | 0 | [6 empty] | 0 | 0 | 0 | 0 | 1913 | 0 | 0 | E | [6 empty] | 0
3 |  | 13433 | 6047 | 3 | HC | 1600 |  | OP | 88 | 1913 |  |  |  | WAT |  |  | 0 | 1549 | 1523 | 0 |  | 0 | 0 | 0 | 0 | 0 | 0 | [6 empty] | 0 | 0 | 0 | 0 | 1913 | 0 | 0 | E | E | E |  |  |  |  | 0
3 | A379 | 13433 | 6083 | 1 | HC | 1600 | C | OP | 88 | 1912 | WAT |  |  | WAT |  |  | 0 | 6460 | 6960 | 0 |  | 0 | 0 | 0 | 0 | 0 | 0 | [6 empty] | 0 | 0 | 0 | 0 | 1912 | 0 | 0 | E | [6 empty] | 0
3 | A379 | 13433 | 6083 | 2 | HC | 1600 | C | OP | 88 | 1912 | WAT |  |  | WAT |  |  | 0 | 0 | 0 | 0 |  | 0 | 0 | 0 | 0 | 0 | 0 | [6 empty] | 0 | 0 | 0 | 0 | 1912 | 0 | 0 | E | [6 empty] | 0
3 | A379 | 13433 | 6083 | 3 | HC | 1600 | C | OP | 88 | 1912 | WAT |  |  | WAT |  |  | 0 | 0 | 0 | 0 |  | 0 | 0 | 0 | 0 | 0 | 0 | [6 empty] | 0 | 0 | 0 | 0 | 1912 | 0 | 0 | E | [6 empty] | 0
3 | A377 | 13433 | 6119 | 1 | HC | 1600 | C | OP | 88 | 1912 | WAT |  |  | WAT |  |  | 0 | 5960 | 6420 | 0 |  | 0 | 0 | 0 | 0 | 0 | 0 | [6 empty] | 0 | 0 | 0 | 0 | 1912 | 0 | 0 | E | [6 empty] | 0
3 | A377 | 13433 | 6119 | 2 | HC | 1600 |  | OP | 88 | 1912 |  |  |  | WAT |  |  | 0 | 0 | 0 | 0 |  | 0 | 0 | 0 | 0 | 0 | 0 | [6 empty] | 0 | 0 | 0 | 0 | 1912 | 0 | 0 | E | [6 empty] | 0
3 | A377 | 13433 | 6119 | 3 | HC | 1600 | C | OP | 88 | 1913 | WAT |  |  | WAT |  |  | 0 | 0 | 0 | 0 |  | 0 | 0 | 0 | 0 | 0 | 0 | [6 empty] | 0 | 0 | 0 | 0 | 1913 | 0 | 0 | E | [6 empty] | 0
3 | A371 | 13433 | 6483 | 1 | HC | 2650 | C | OP | 88 | 1931 | WAT |  |  | WAT |  |  | 0 | 11480 | 12940 | 0 |  | 0 | 0 | 0 | 0 | 0 | 0 | [6 empty] | 0 | 0 | 0 | 0 | 1931 | 0 | 0 | E | [6 empty] | 0
3 | A371 | 13433 | 6483 | 2 | HC | 2650 | C | OP | 88 | 1931 | WAT |  |  | WAT |  |  | 0 | 0 | 0 | 0 |  | 0 | 0 | 0 | 0 | 0 | 0 | [6 empty] | 0 | 0 | 0 | 0 | 1931 | 0 | 0 | E | [6 empty] | 0
3 | A371 | 13433 | 6483 | 3 | HC | 2650 | C | OP | 88 | 1931 | WAT |  |  | WAT |  |  | 0 | 0 | 0 | 0 |  | 0 | 0 | 0 | 0 | 0 | 0 | [6 empty] | 0 | 0 | 0 | 0 | 1931 | 0 | 0 | E | [6 empty] | 0
3 | A371 | 13433 | 6483 | 4 | HC | 2650 | C | OP | 88 | 1931 | WAT |  |  | WAT |  |  | 0 | 0 | 0 | 0 |  | 0 | 0 | 0 | 0 | 0 | 0 | [6 empty] | 0 | 0 | 0 | 0 | 1931 | 0 | 0 | E | [6 empty] | 0
3 |  | 13433 | 6529 | 1 | HC | 4160 | C | OP | 3 | 1922 | WAT |  |  | WAT |  |  | 0 | 4750 | 5000 | 0 |  | 0 | 0 | 0 | 0 | 0 | 0 | [6 empty] | 0 | 0 | 0 | 12 | 1921 | 0 | 0 | E | [6 empty] | 0
3 |  | 13433 | 8004 | 1 | HC | 11250 | C | OP | 10 | 1974 | WAT |  |  | WAT |  |  | 0 | 9490 | 8450 | 0 |  | 0 | 0 | 0 | 0 | 0 | 0 | [6 empty] | 0 | 0 | 0 | 7 | 1974 | 0 | 0 | E | [6 empty] | 0
3 | C781 | 13433 | 8005 | 1 | HR | 300000 | P | OP | 9 | 1974 | WAT |  |  | WAT |  |  | 0 | 566250 | 588000 | 0 |  | 0 | 0 | 0 | 0 | 0 | 0 | [6 empty] | 0 | 0 | 0 | 6 | 1974 | 0 | 0 | E | [6 empty] | 0
3 | C781 | 13433 | 8005 | 2 | HR | 300000 | P | OP | 10 | 1974 | WAT |  |  | WAT |  |  | 0 | 0 | 0 | 0 |  | 0 | 0 | 0 | 0 | 0 | 0 | [6 empty] | 0 | 0 | 0 | 7 | 1974 | 0 | 0 | E | [6 empty] | 0
3 |  | 13433 | 8904 | 9 | HC | 4200 | C | OP | 0 | 1921 | WAT |  |  | WAT |  |  | 0 | 4216 | 4100 | 0 |  | 0 | 0 | 0 | 0 | 0 | 0 | [6 empty] | 0 | 0 | 0 | 0 | 1921 | 0 | 0 |  | E | E |  |  |  |  | 0
3 |  | 13433 | 8904 | 10 | HC | 4200 | C | OP | 0 | 1921 | WAT |  |  | WAT |  |  | 0 | 4216 | 4100 | 0 |  | 0 | 0 | 0 | 0 | 0 | 0 | [6 empty] | 0 | 0 | 0 | 0 | 1921 | 0 | 0 |  | E | E |  |  |  |  | 0
3 | A368 | 13433 | 8905 | 1 | HC | 16200 | C | OP | 11 | 1950 | WAT |  |  | WAT |  |  | 0 | 0 | 0 | 0 |  | 0 | 0 | 0 | 0 | 0 | 0 | [6 empty] | 0 | 0 | 0 | 0 | 1950 | 0 | 0 | [7 empty] | 0
3 |  | 13433 | 9752 | 1 | IC | 2800 |  |  | 6 | 1968 |  |  |  | FO2 |  |  | 0 | 0 | 0 | 0 | RE | 9 | 1983 | 0 | 0 | 0 | 0 | [6 empty] | 0 | 0 | 0 | 0 | 1968 | 0 | 0 | E | [6 empty] | 0
3 |  | 13433 | 9752 | 2 | IC | 2800 |  |  | 6 | 1968 |  |  |  | FO2 |  |  | 0 | 0 | 0 | 0 | RE | 9 | 1983 | 0 | 0 | 0 | 0 | [6 empty] | 0 | 0 | 0 | 0 | 1968 | 0 | 0 | E | [6 empty] | 0
3 |  | 13433 | 9752 | 3 | IC | 2800 |  |  | 6 | 1968 |  |  |  | FO2 |  |  | 0 | 0 | 0 | 0 | RE | 9 | 1983 | 0 | 0 | 0 | 0 | [6 empty] | 0 | 0 | 0 | 0 | 1968 | 0 | 0 | E | [6 empty] | 0
3 |  | 13433 | 9752 | 4 | IC | 2800 |  |  | 6 | 1968 |  |  |  | FO2 |  |  | 0 | 0 | 0 | 0 | RE | 9 | 1983 | 0 | 0 | 0 | 0 | [6 empty] | 0 | 0 | 0 | 0 | 1968 | 0 | 0 | E | [6 empty] | 0
3 |  | 13433 | 9752 | 5 | IC | 2700 |  |  | 6 | 1968 |  |  |  | FO2 |  |  | 0 | 0 | 0 | 0 | RE | 9 | 1983 | 0 | 0 | 0 | 0 | [6 empty] | 0 | 0 | 0 | 0 | 1968 | 0 | 0 | E | [6 empty] | 0
3 |  | 13433 | 9752 | 6 | IC | 2700 |  |  | 6 | 1968 |  |  |  | FO2 |  |  | 0 | 0 | 0 | 0 | RE | 9 | 1983 | 0 | 0 | 0 | 0 | [6 empty] | 0 | 0 | 0 | 0 | 1968 | 0 | 0 | E | [6 empty] | 0
3 |  | 13433 | 9752 | 7 | IC | 2700 |  |  | 6 | 1968 |  |  |  | FO2 |  |  | 0 | 0 | 0 | 0 | RE | 9 | 1983 | 0 | 0 | 0 | 0 | [6 empty] | 0 | 0 | 0 | 0 | 1968 | 0 | 0 | E | [6 empty] | 0
3 |  | 13433 | 9752 | 8 | IC | 2700 |  |  | 6 | 1968 |  |  |  | FO2 |  |  | 0 | 0 | 0 | 0 | RE | 9 | 1983 | 0 | 0 | 0 | 0 | [6 empty] | 0 | 0 | 0 | 0 | 1968 | 0 | 0 | E | [6 empty] | 0
3 |  | 13441 | 9858 | 1 | HC | 1000 |  |  | 99 | 1953 |  |  |  | WAT |  |  | 0 | 0 | 0 | 0 | RE | 7 | 1975 | 0 | 0 | 0 | 0 | [6 empty] | 0 | 0 | 0 | 0 | 1953 | 0 | 0 | E | [6 empty] | 0
3 |  | 13444 | 1168 | 3 | IC | 3500 | P | OP | 4 | 1967 | FO2 |  |  | NG | FO2 |  | 9800 | 3500 | 3500 | 0 |  | 0 | 0 | 0 | 0 | 0 | 0 | [6 empty] | 0 | 0 | 0 | 3 | 1967 | 0 | 0 | E | [6 empty] | 0
3 |  | 13444 | 1168 | 4 | IC | 6260 | P | OP | 2 | 1973 | FO2 |  |  | NG | FO2 |  | 9800 | 5000 | 5000 | 0 |  | 0 | 0 | 0 | 0 | 0 | 0 | [6 empty] | 0 | 0 | 0 | 1 | 1973 | 0 | 0 | E | [6 empty] | 0
3 |  | 13444 | 1168 | 5 | IC | 6260 | P | OP | 2 | 1973 | FO2 |  |  | NG | FO2 |  | 9800 | 5100 | 5100 | 0 |  | 0 | 0 | 0 | 0 | 0 | 0 | [6 empty] | 0 | 0 | 0 | 1 | 1973 | 0 | 0 | E | [6 empty] | 0
3 |  | 13466 | 4130 | 1 | IC | 75 | P | OP | 88 | 1931 | FO2 |  |  | FO2 |  |  | 0 | 75 | 75 | 0 |  | 0 | 0 | 0 | 0 | 0 | 0 | [6 empty] | 0 | 0 | 0 | 0 | 1931 | 0 | 0 | E | [6 empty] | 0
3 |  | 13466 | 4130 | 2 | IC | 1360 | P | OP | 88 | 1966 | FO2 |  |  | FO2 | NG |  | 0 | 1360 | 1360 | 0 |  | 0 | 0 | 0 | 0 | 0 | 0 | [6 empty] | 0 | 0 | 0 | 0 | 1966 | 0 | 0 | E | [6 empty] | 0
3 |  | 13466 | 4130 | 3 | IC | 200 | P | OP | 88 | 1937 | FO2 |  |  | FO2 | NG |  | 0 | 200 | 200 | 0 |  | 0 | 0 | 0 | 0 | 0 | 0 | [6 empty] | 0 | 0 | 0 | 0 | 1937 | 0 | 0 | E | [6 empty] | 0
3 |  | 13466 | 4130 | 4 | IC | 575 | P | OP | 88 | 1948 | FO2 |  |  | FO2 |  |  | 0 | 575 | 575 | 0 |  | 0 | 0 | 0 | 0 | 0 | 0 | [6 empty] | 0 | 0 | 0 | 0 | 1948 | 0 | 0 | E | [6 empty] | 0
3 |  | 13466 | 4130 | 5 | IC | 2412 | P | OP | 88 | 1977 | FO2 |  |  | FO2 | NG |  | 0 | 2412 | 2412 | 0 |  | 0 | 0 | 0 | 0 | 0 | 0 | [6 empty] | 0 | 0 | 0 | 0 | 1977 | 0 | 0 | E | [6 empty] | 0
3 |  | 13470 | 2147 | 1 | IC | 1100 |  |  | 88 | 1947 |  |  |  | FO2 |  |  | 0 | 0 | 0 | 0 | RE | 1 | 1982 | 0 | 0 | 0 | 0 | [6 empty] | 0 | 0 | 0 | 0 | 1947 | 0 | 0 | E | [6 empty] | 0
3 |  | 13470 | 2147 | 2 | IC | 400 |  |  | 88 | 1938 |  |  |  | FO2 |  |  | 0 | 0 | 0 | 0 | RE | 1 | 1982 | 0 | 0 | 0 | 0 | [6 empty] | 0 | 0 | 0 | 0 | 1938 | 0 | 0 | E | [6 empty] | 0
3 |  | 13470 | 2147 | 3 | IC | 700 |  |  | 88 | 1959 |  |  |  | FO2 |  |  | 0 | 0 | 0 | 0 | RE | 1 | 1982 | 0 | 0 | 0 | 0 | [6 empty] | 0 | 0 | 0 | 0 | 1959 | 0 | 0 | E | [6 empty] | 0
3 |  | 13470 | 2147 | 4 | IC | 2600 |  |  | 88 | 1963 |  |  |  | FO2 |  |  | 0 | 0 | 0 | 0 | RE | 1 | 1982 | 0 | 0 | 0 | 0 | [6 empty] | 0 | 0 | 0 | 0 | 1963 | 0 | 0 | E | [6 empty] | 0
3 |  | 13478 | 1407 | 1 | ST | 45500 | P |  | 8 | 1947 | NG |  |  | NG | FO6 |  | 13250 | 46000 | 47500 | 45500 | RE | 12 | 1984 | 0 | 0 | 0 | 0 | [6 empty] | 0 | 0 | 0 | 0 | 1947 | 0 | 0 | E | [6 empty] | 0
3 |  | 13478 | 1407 | 2 | ST | 45500 |  |  | 9 | 1948 | NG |  |  | NG | FO6 |  | 12373 | 44000 | 45000 | 0 | RE | 12 | 1984 | 0 | 0 | 0 | 0 | [6 empty] | 0 | 0 | 0 | 0 | 1948 | 0 | 0 | E | [6 empty] | 0
3 |  | 13478 | 1407 | 3 | ST | 51750 | P | SC | 4 | 1950 | NG |  |  | NG | FO6 |  | 13400 | 56000 | 56000 | 0 | RT | 12 | 2000 | 0 | 0 | 0 | 0 | [6 empty] | 0 | 0 | 0 | 3 | 1950 | 0 | 0 | E | [6 empty] | 0
3 |  | 13478 | 1407 | 4 | ST | 81250 | P | SC | 11 | 1954 | NG |  |  | NG | FO6 |  | 11620 | 87000 | 87000 | 0 | RT | 12 | 2004 | 0 | 0 | 0 | 0 | [6 empty] | 0 | 0 | 0 | 10 | 1954 | 0 | 0 | E | [6 empty] | 0
3 |  | 13478 | 1407 | 5 | GT | 16000 | P | SB | 8 | 1967 | FO2 |  |  | FO2 |  |  | 14800 | 16000 | 16000 | 0 |  | 0 | 0 | 0 | 0 | 0 | 0 | [6 empty] | 0 | 0 | 0 | 8 | 1967 | 0 | 0 | [7 empty] | 0
3 |  | 13478 | 1408 | 11 | ST | 30000 | P |  | 12 | 1938 | NG |  |  | NG | FO5 |  | 13250 | 36000 | 37500 | 0 | RE | 12 | 1984 | 0 | 0 | 0 | 0 | [6 empty] | 0 | 0 | 0 | 0 | 1938 | 0 | 0 | E | [6 empty] | 0
3 |  | 13478 | 1408 | 12 | ST | 37500 | P |  | 12 | 1943 | NG |  |  | NG | FO5 |  | 12850 | 36000 | 38500 | 0 | RE | 12 | 1984 | 0 | 0 | 0 | 0 | [6 empty] | 0 | 0 | 0 | 0 | 1943 | 0 | 0 | E | [6 empty] | 0
3 |  | 13478 | 1408 | 13 | ST | 28750 | P |  | 4 | 1952 | NG |  |  | NG | FO5 |  | 15750 | 31000 | 33000 | 0 | RE | 12 | 1984 | 0 | 0 | 0 | 0 | [6 empty] | 0 | 0 | 0 | 0 | 1952 | 0 | 0 | E | [6 empty] | 0
3 |  | 13478 | 1409 | 1 | ST | 115200 | C | SC | 4 | 1957 | NG |  |  | NG | FO6 |  | 11427 | 113000 | 113000 | 0 | RT | 12 | 2007 | 0 | 0 | 0 | 0 | [6 empty] | 0 | 0 | 0 | 4 | 1957 | 0 | 0 | [7 empty] | 0
3 |  | 13478 | 1409 | 2 | ST | 261800 | C | OP | 2 | 1963 | NG |  |  | NG | FO6 |  | 10594 | 244000 | 244000 | 0 |  | 0 | 0 | 0 | 0 | 0 | 0 | [6 empty] | 0 | 0 | 0 | 12 | 1962 | 0 | 0 | E | [6 empty] | 0
3 |  | 13478 | 1409 | 3 | ST | 582250 | C | OP | 8 | 1967 | NG |  |  | NG | FO6 |  | 10341 | 561000 | 561000 | 0 |  | 0 | 0 | 0 | 0 | 0 | 0 | [6 empty] | 0 | 0 | 0 | 6 | 1967 | 0 | 0 | E | [6 empty] | 0
3 |  | 13480 | 1999 | 1 | IC | 1400 |  | OP | 88 | 1948 | FO2 |  |  | NG | FO2 |  | 12000 | 1000 | 1000 | 0 |  | 0 | 0 | 0 | 0 | 0 | 0 | [6 empty] | 0 | 0 | 0 | 0 | 1948 | 0 | 0 | E | [6 empty] | 0
3 |  | 13480 | 1999 | 2 | IC | 4400 |  | OP | 88 | 1978 | FO2 |  |  | NG | FO2 |  | 8712 | 4400 | 4400 | 0 |  | 0 | 0 | 0 | 0 | 0 | 0 | [6 empty] | 0 | 0 | 0 | 0 | 1978 | 0 | 0 | E | [6 empty] | 0
3 |  | 13480 | 1999 | 3 | IC | 2400 |  | OP | 88 | 1962 | FO2 |  |  | NG | FO2 |  | 8703 | 2500 | 2500 | 0 |  | 0 | 0 | 0 | 0 | 0 | 0 | [6 empty] | 0 | 0 | 0 | 0 | 1962 | 0 | 0 | E | [6 empty] | 0
3 |  | 13480 | 1999 | 4 | IC | 3500 |  | OP | 88 | 1968 | FO2 |  |  | NG | FO2 |  | 8700 | 3600 | 3600 | 0 |  | 0 | 0 | 0 | 0 | 0 | 0 | [6 empty] | 0 | 0 | 0 | 0 | 1968 | 0 | 0 | E | [6 empty] | 0
3 |  | 13480 | 1999 | 5 | IC | 600 |  | OP | 88 | 1944 | NG |  |  | NG |  |  | 13000 | 600 | 600 | 0 |  | 0 | 0 | 0 | 0 | 0 | 0 | [6 empty] | 0 | 0 | 0 | 0 | 1944 | 0 | 0 | E | [6 empty] | 0
3 |  | 13480 | 1999 | 6 | IC | 6000 |  | OP | 6 | 1982 | FO2 |  |  | NG | FO2 |  | 8653 | 5900 | 5900 | 0 |  | 0 | 0 | 0 | 0 | 0 | 0 | [6 empty] | 0 | 0 | 0 | 5 | 1982 | 0 | 0 | E | [6 empty] | 0
3 |  | 13482 | 2774 | 1 | HC | 200 |  |  | 99 | 1971 |  |  |  | WAT |  |  | 0 | 0 | 0 | 0 | RE | 99 | 1982 | 0 | 0 | 0 | 0 | [6 empty] | 0 | 0 | 0 | 0 | 1971 | 0 | 0 | E | [6 empty] | 0
3 |  | 13483 | 1453 | 1 | IC | 2310 | B | OP | 88 | 1965 | FO2 |  |  | NG | FO2 |  | 10500 | 2100 | 2300 | 0 |  | 0 | 0 | 0 | 0 | 0 | 0 | [6 empty] | 0 | 0 | 0 | 0 | 1965 | 0 | 0 | E | [6 empty] | 0
3 |  | 13483 | 1453 | 2 | IC | 675 | B | OP | 88 | 1953 | FO2 |  |  | NG | FO2 |  | 11100 | 600 | 600 | 0 |  | 0 | 0 | 0 | 0 | 0 | 0 | [6 empty] | 0 | 0 | 0 | 0 | 1953 | 0 | 0 | E | [6 empty] | 0
3 |  | 13483 | 1453 | 3 | IC | 1130 | B | OP | 88 | 1957 | FO2 |  |  | NG | FO2 |  | 10500 | 1000 | 1100 | 0 |  | 0 | 0 | 0 | 0 | 0 | 0 | [6 empty] | 0 | 0 | 0 | 0 | 1957 | 0 | 0 | E | [6 empty] | 0
3 |  | 13483 | 1453 | 4 | IC | 1710 | B | OP | 88 | 1957 | FO2 |  |  | NG | FO2 |  | 10600 | 1600 | 1700 | 0 |  | 0 | 0 | 0 | 0 | 0 | 0 | [6 empty] | 0 | 0 | 0 | 0 | 1957 | 0 | 0 | E | [6 empty] | 0
3 |  | 13483 | 1453 | 5 | IC | 1700 | B | OP | 88 | 1951 | FO2 |  |  | NG | FO2 |  | 10500 | 1600 | 1700 | 0 |  | 0 | 0 | 0 | 0 | 0 | 0 | [6 empty] | 0 | 0 | 0 | 0 | 1951 | 0 | 0 | E | [6 empty] | 0
3 |  | 13483 | 1453 | 6 | IC | 2000 | B | OP | 88 | 1971 | FO2 |  |  | NG | FO2 |  | 11000 | 1800 | 2000 | 0 |  | 0 | 0 | 0 | 0 | 0 | 0 | [6 empty] | 0 | 0 | 0 | 0 | 1971 | 0 | 0 | E | [6 empty] | 0
3 |  | 13485 | 570 | 1 | IC | 750 | P | OP | 2 | 1982 | FO2 |  |  | FO2 |  |  | 10500 | 750 | 750 | 0 |  | 0 | 0 | 0 | 0 | 0 | 0 | [6 empty] | 0 | 0 | 0 | 1 | 1982 | 0 | 0 | E | [6 empty] | 0
3 |  | 13485 | 572 | 1 | IC | 750 | P | OP | 7 | 1981 | FO2 |  |  | FO2 |  |  | 10500 | 750 | 750 | 0 |  | 0 | 0 | 0 | 0 | 0 | 0 | [6 empty] | 0 | 0 | 0 | 6 | 1981 | 0 | 0 | E | [6 empty] | 0
3 |  | 13485 | 679 | 3 | IC | 840 | P | OP | 1 | 1946 | FO2 |  |  | FO2 |  |  | 10500 | 700 | 700 | 0 |  | 0 | 0 | 0 | 0 | 0 | 0 | [6 empty] | 0 | 0 | 0 | 12 | 1945 | 0 | 0 | E | [6 empty] | 0
3 |  | 13485 | 679 | 4 | IC | 1000 | P | OP | 1 | 1950 | FO2 |  |  | FO2 |  |  | 10500 | 1000 | 1000 | 0 |  | 0 | 0 | 0 | 0 | 0 | 0 | [6 empty] | 0 | 0 | 0 | 12 | 1949 | 0 | 0 | E | [6 empty] | 0
3 |  | 13485 | 679 | 6 | IC | 1800 | P | OP | 1 | 1955 | FO2 |  |  | FO2 |  |  | 10500 | 1650 | 1650 | 0 |  | 0 | 0 | 0 | 0 | 0 | 0 | [6 empty] | 0 | 0 | 0 | 12 | 1954 | 1800 | 1800 | E | [6 empty] | 0
3 |  | 13485 | 679 | 7 | IC | 1800 | P | OP | 1 | 1956 | FO2 |  |  | FO2 |  |  | 10500 | 1650 | 1650 | 0 |  | 0 | 0 | 0 | 0 | 0 | 0 | [6 empty] | 0 | 0 | 0 | 12 | 1955 | 0 | 0 | E | [6 empty] | 0
3 |  | 13485 | 679 | 8 | IC | 1100 | P | OP | 1 | 1960 | FO2 |  |  | FO2 |  |  | 10500 | 700 | 700 | 0 |  | 0 | 0 | 0 | 0 | 0 | 0 | [6 empty] | 0 | 0 | 0 | 12 | 1959 | 0 | 0 | E | [6 empty] | 0
3 |  | 13485 | 679 | 9 | IC | 2000 | P | OP | 1 | 1967 | FO2 |  |  | FO2 |  |  | 10500 | 2200 | 2200 | 0 |  | 0 | 0 | 0 | 0 | 0 | 0 | [6 empty] | 0 | 0 | 0 | 12 | 1966 | 0 | 0 | E | [6 empty] | 0
3 |  | 13485 | 679 | 10 | IC | 2000 | P | OP | 1 | 1967 | FO2 |  |  | FO2 |  |  | 10500 | 2200 | 2200 | 0 |  | 0 | 0 | 0 | 0 | 0 | 0 | [6 empty] | 0 | 0 | 0 | 12 | 1966 | 0 | 0 | E | [6 empty] | 0
3 |  | 13485 | 679 | 11 | IC | 2000 | P | OP | 1 | 1967 | FO2 |  |  | FO2 |  |  | 10500 | 2200 | 2200 | 0 |  | 0 | 0 | 0 | 0 | 0 | 0 | [6 empty] | 0 | 0 | 0 | 12 | 1966 | 0 | 0 | E | [6 empty] | 0
3 |  | 13485 | 681 | 1 | ST | 7500 |  |  | 2 | 1964 |  |  |  | NG | FO6 |  | 0 | 8000 | 9000 | 0 | RE | 2 | 1984 | 0 | 0 | 0 | 0 | [6 empty] | 0 | 0 | 0 | 0 | 1964 | 0 | 0 | E | [6 empty] | 0
3 |  | 13485 | 681 | 2 | IC | 910 | C | OP | 11 | 1981 | FO2 |  |  | NG | FO2 |  | 9500 | 800 | 800 | 0 |  | 0 | 0 | 0 | 0 | 0 | 0 | [6 empty] | 0 | 0 | 0 | 10 | 1981 | 0 | 0 | E | [6 empty] | 0
3 |  | 13485 | 681 | 3 | IC | 2050 | C | OP | 12 | 1982 | FO2 |  |  | NG | FO2 |  | 9500 | 1800 | 2000 | 0 |  | 0 | 0 | 0 | 0 | 0 | 0 | [6 empty] | 0 | 0 | 0 | 11 | 1982 | 0 | 0 | E | [6 empty] | 0
3 |  | 13485 | 681 | 4 | IC | 2275 | C | OP | 12 | 1982 | FO2 |  |  | NG | FO2 |  | 9500 | 1800 | 2000 | 0 |  | 0 | 0 | 0 | 0 | 0 | 0 | [6 empty] | 0 | 0 | 0 | 11 | 1982 | 0 | 0 | E | [6 empty] | 0
3 |  | 13488 | 2001 | 1 | ST | 2500 |  |  | 88 | 1937 | NG |  |  | NG |  |  | 13000 | 2500 | 2500 | 0 | RE | 1 | 1984 | 0 | 0 | 0 | 0 | [6 empty] | 0 | 0 | 0 | 0 | 1937 | 0 | 0 | E | [6 empty] | 0
3 |  | 13488 | 2001 | 2 | ST | 6000 |  |  | 88 | 1946 | WD | BIT | NG | BIT | NG |  | 0 | 6000 | 6000 | 0 | RE | 1 | 1984 | 0 | 0 | 0 | 0 | [6 empty] | 0 | 0 | 0 | 0 | 1946 | 0 | 0 | E | [6 empty] | 0
3 |  | 13488 | 2001 | 3 | ST | 6000 | B | OP | 88 | 1957 | WD | BIT | NG | BIT | NG |  | 12950 | 6000 | 6000 | 0 |  | 0 | 0 | 0 | 0 | 0 | 0 | [6 empty] | 0 | 0 | 0 | 0 | 1957 | 0 | 0 | E | [6 empty] | 0
3 |  | 13488 | 2001 | 4 | ST | 15000 | B | OP | 88 | 1964 | WD | NG | BIT | BIT | NG |  | 11660 | 15000 | 15000 | 0 |  | 0 | 0 | 0 | 0 | 0 | 0 | [6 empty] | 0 | 0 | 0 | 0 | 1964 | 0 | 0 | E | [6 empty] | 0
3 |  | 13488 | 2001 | 5 | GT | 24000 | P | OP | 5 | 1975 | FO2 |  |  | FO2 |  |  | 0 | 24000 | 24000 | 0 |  | 0 | 0 | 0 | 0 | 0 | 0 | [6 empty] | 0 | 0 | 0 | 4 | 1975 | 0 | 0 | E | [6 empty] | 0
3 |  | 13511 | 74 | 1 | NP | 0 |  |  | 0 | 0 | [6 empty] | 0 | 0 | 0 | 1250000 | CN | 88 | 1979 | 88 | 1985 | 5 | 1992 |  |  |  | UR |  |  | 0 | 0 | 0 | 0 | 0 | 0 | 0 | [7 empty] | 0
3 |  | 13511 | 74 | 2 | NP | 0 |  |  | 0 | 0 | [6 empty] | 0 | 0 | 0 | 1250000 | CN | 88 | 1979 | 88 | 1985 | 88 | 1988 |  |  |  | UR |  |  | 0 | 0 | 0 | 0 | 0 | 0 | 0 | [7 empty] | 0
3 |  | 13511 | 625 | 1 | HC | 8265 | B | OP | 9 | 1983 | WAT |  |  | WAT |  |  | 0 | 8850 | 9350 | 0 |  | 0 | 0 | 0 | 0 | 0 | 0 | [6 empty] | 0 | 0 | 0 | 6 | 1983 | 0 | 0 | E | [6 empty] | 0
3 |  | 13511 | 625 | 2 | HC | 8265 | B | OP | 9 | 1983 | WAT |  |  | WAT |  |  | 0 | 8850 | 9350 | 0 |  | 0 | 0 | 0 | 0 | 0 | 0 | [6 empty] | 0 | 0 | 0 | 6 | 1983 | 0 | 0 | [7 empty] | 0
3 |  | 13511 | 2522 | 1 | HC | 1200 | B | OS | 88 | 1921 | WAT |  |  | WAT |  |  | 0 | 1149 | 1134 | 0 |  | 0 | 0 | 0 | 0 | 0 | 0 | [6 empty] | 0 | 0 | 0 | 0 | 1921 | 0 | 0 | E | E | E |  |  |  |  | 0
3 |  | 13511 | 2522 | 2 | HC | 1200 | B | OP | 88 | 1921 | WAT |  |  | WAT |  |  | 0 | 900 | 1000 | 0 |  | 0 | 0 | 0 | 0 | 0 | 0 | [6 empty] | 0 | 0 | 0 | 0 | 1921 | 0 | 0 | E | [6 empty] | 0
3 |  | 13511 | 2522 | 3 | HC | 3125 | B | OP | 9 | 1986 | WAT |  |  | WAT |  |  | 0 | 3000 | 3000 | 0 |  | 0 | 0 | 0 | 0 | 0 | 0 | [6 empty] | 0 | 0 | 0 | 9 | 1986 | 0 | 0 | [7 empty] | 0
3 |  | 13511 | 2522 | IC1 | IC | 760 | P |  | 88 | 1947 | FO2 |  |  | FO2 |  |  | 0 | 760 | 760 | 0 | RE | 9 | 1985 | 0 | 0 | 0 | 0 | [6 empty] | 0 | 0 | 0 | 0 | 1947 | 0 | 0 | E | [6 empty] | 0
3 |  | 13511 | 2522 | IC2 | IC | 760 | P |  | 88 | 1947 | FO2 |  |  | FO2 |  |  | 0 | 760 | 760 | 0 | RE | 9 | 1985 | 0 | 0 | 0 | 0 | [6 empty] | 0 | 0 | 0 | 0 | 1947 | 0 | 0 | E | [6 empty] | 0
3 |  | 13511 | 2522 | IC3 | IC | 760 | P |  | 88 | 1947 | FO2 |  |  | FO2 |  |  | 0 | 760 | 760 | 0 | RE | 9 | 1985 | 0 | 0 | 0 | 0 | [6 empty] | 0 | 0 | 0 | 0 | 1947 | 0 | 0 | E | [6 empty] | 0
3 |  | 13511 | 2525 | 1 | IC | 120 | P |  | 88 | 1929 | FO2 |  |  | FO2 |  |  | 0 | 120 | 120 | 0 | RE | 9 | 1985 | 0 | 0 | 0 | 0 | [6 empty] | 0 | 0 | 0 | 0 | 1929 | 0 | 0 | E | [6 empty] | 0
3 |  | 13511 | 2525 | 2 | IC | 120 | P |  | 88 | 1929 | FO2 |  |  | FO2 |  |  | 0 | 120 | 120 | 0 | RE | 9 | 1985 | 0 | 0 | 0 | 0 | [6 empty] | 0 | 0 | 0 | 0 | 1929 | 0 | 0 | E | [6 empty] | 0
3 |  | 13511 | 2525 | 3 | IC | 148 | P |  | 88 | 1939 | FO2 |  |  | FO2 |  |  | 0 | 148 | 148 | 0 | RE | 9 | 1985 | 0 | 0 | 0 | 0 | [6 empty] | 0 | 0 | 0 | 0 | 1939 | 0 | 0 | E | [6 empty] | 0
3 |  | 13511 | 2525 | 4 | IC | 100 | P |  | 88 | 1947 | FO2 |  |  | FO2 |  |  | 0 | 100 | 100 | 0 | RE | 9 | 1985 | 0 | 0 | 0 | 0 | [6 empty] | 0 | 0 | 0 | 0 | 1947 | 0 | 0 | E | [6 empty] | 0
3 |  | 13511 | 2525 | 5 | IC | 200 | P |  | 88 | 1950 | FO2 |  |  | FO2 |  |  | 0 | 200 | 200 | 0 | RE | 9 | 1985 | 0 | 0 | 0 | 0 | [6 empty] | 0 | 0 | 0 | 0 | 1950 | 0 | 0 | E | [6 empty] | 0
3 |  | 13511 | 2526 | 6 | ST | 30000 |  |  | 0 | 1900 |  |  |  | BIT |  |  | 0 | 0 | 0 | 0 | RE | 99 | 1972 | 0 | 0 | 0 | 0 | [6 empty] | 0 | 0 | 0 | 0 | 1900 | 0 | 0 | E | [6 empty] | 0
3 |  | 13511 | 2526 | 7 | ST | 43750 | B | OP | 10 | 1943 | BIT | FO2 |  | BIT |  |  | 12400 | 45000 | 45000 | 0 |  | 0 | 0 | 0 | 0 | 0 | 0 | [6 empty] | 0 | 0 | 0 | 9 | 1943 | 0 | 0 | E | [6 empty] | 0
3 |  | 13511 | 2526 | 8 | ST | 75000 | B | OP | 12 | 1951 | BIT | FO2 |  | BIT |  |  | 9995 | 84000 | 84000 | 0 |  | 0 | 0 | 0 | 0 | 0 | 0 | [6 empty] | 0 | 0 | 0 | 11 | 1951 | 0 | 0 | E | [6 empty] | 0
3 |  | 13511 | 2527 | 1 | ST | 20000 | B |  | 3 | 1938 | BIT | FO2 |  | BIT |  |  | 13807 | 19000 | 21000 | 0 | RE | 5 | 1985 | 0 | 0 | 0 | 0 | [6 empty] | 0 | 0 | 0 | 2 | 1938 | 0 | 0 | E | [6 empty] | 0
3 |  | 13511 | 2527 | 2 | ST | 20000 | B |  | 5 | 1942 | BIT | FO2 |  | BIT |  |  | 12626 | 21000 | 18000 | 0 | RE | 5 | 1985 | 0 | 0 | 0 | 0 | [6 empty] | 0 | 0 | 0 | 4 | 1942 | 0 | 0 | E | [6 empty] | 0
3 |  | 13511 | 2527 | 3 | ST | 50000 | B | OP | 88 | 1950 | BIT | FO2 |  | BIT |  |  | 12200 | 55000 | 55000 | 0 |  | 0 | 0 | 0 | 0 | 0 | 0 | [6 empty] | 0 | 0 | 0 | 4 | 1950 | 0 | 0 | [7 empty] | 0
3 |  | 13511 | 2527 | 4 | ST | 112500 | B | OP | 12 | 1953 | BIT | FO2 |  | BIT |  |  | 9750 | 108000 | 108000 | 0 |  | 0 | 0 | 0 | 0 | 0 | 0 | [6 empty] | 0 | 0 | 0 | 11 | 1953 | 0 | 0 | E | [6 empty] | 0
3 |  | 13511 | 2528 | 1 | IC | 1750 | P | OP | 88 | 1967 | FO2 |  |  | FO2 |  |  | 0 | 2000 | 2000 | 0 |  | 0 | 0 | 0 | 0 | 0 | 0 | [6 empty] | 0 | 0 | 0 | 0 | 1967 | 0 | 0 | E | [6 empty] | 0
3 |  | 13511 | 2529 | 1 | ST | 37500 | B | OP | 10 | 1948 | BIT | WD |  | BIT | WD |  | 14460 | 36000 | 36000 | 0 |  | 0 | 0 | 0 | 0 | 0 | 0 | [6 empty] | 0 | 0 | 0 | 9 | 1948 | 0 | 0 | E | [6 empty] | 0
3 |  | 13511 | 2529 | 2 | ST | 49000 | B | OP | 6 | 1952 | BIT | WD |  | BIT | WD |  | 13500 | 51000 | 51000 | 0 |  | 0 | 0 | 0 | 0 | 0 | 0 | [6 empty] | 0 | 0 | 0 | 5 | 1952 | 0 | 0 | E | [6 empty] | 0
3 |  | 13511 | 2530 | 1 | HC | 4000 | B | OP | 88 | 1948 | WAT |  |  | WAT |  |  | 0 | 4600 | 4600 | 0 |  | 0 | 0 | 0 | 0 | 0 | 0 | [6 empty] | 0 | 0 | 0 | 0 | 1948 | 0 | 0 | E | [6 empty] | 0
3 |  | 13511 | 2530 | 2 | HC | 4000 | B | OP | 88 | 1949 | WAT |  |  | WAT |  |  | 0 | 4600 | 4600 | 0 |  | 0 | 0 | 0 | 0 | 0 | 0 | [6 empty] | 0 | 0 | 0 | 0 | 1949 | 0 | 0 | E | [6 empty] | 0
3 |  | 13511 | 2530 | 3 | HC | 7000 | B | OP | 88 | 1956 | WAT |  |  | WAT |  |  | 0 | 7500 | 7400 | 0 |  | 0 | 0 | 0 | 0 | 0 | 0 | [6 empty] | 0 | 0 | 0 | 0 | 1956 | 0 | 0 | E | [6 empty] | 0
3 |  | 13511 | 2531 | 1 | ST | 37500 | B | OP | 10 | 1945 | BIT | WD |  | BIT | WD | REF | 15415 | 35000 | 35000 | 0 |  | 0 | 0 | 0 | 0 | 0 | 0 | [6 empty] | 0 | 0 | 0 | 9 | 1945 | 0 | 0 | E |  |  |  | Y | REF = Tire Chips |  | 0
3 |  | 13511 | 2531 | 2 | ST | 37500 | B | OP | 5 | 1950 | BIT | WD |  | BIT | WD | REF | 15220 | 38000 | 39000 | 0 |  | 0 | 0 | 0 | 0 | 0 | 0 | [6 empty] | 0 | 0 | 0 | 4 | 1950 | 0 | 0 | E |  |  |  | Y | REF = Tire Chips |  | 0
3 |  | 13511 | 2532 | 1 | HC | 3200 | B | OP | 88 | 1928 | WAT |  |  | WAT |  |  | 0 | 2800 | 3000 | 0 |  | 0 | 0 | 0 | 0 | 0 | 0 | [6 empty] | 0 | 0 | 0 | 0 | 1928 | 0 | 0 | E | [6 empty] | 0
3 |  | 13511 | 2532 | 2 | HC | 3200 | B | OP | 88 | 1928 | WAT |  |  | WAT |  |  | 0 | 2800 | 3000 | 0 |  | 0 | 0 | 0 | 0 | 0 | 0 | [6 empty] | 0 | 0 | 0 | 0 | 1928 | 0 | 0 | E | [6 empty] | 0
3 |  | 13511 | 2532 | 3 | HC | 6000 | B | OP | 7 | 1985 | WAT |  |  | WAT |  |  | 0 | 6000 | 6000 | 0 |  | 0 | 0 | 0 | 0 | 0 | 0 | [6 empty] | 0 | 0 | 0 | 4 | 1985 | 0 | 0 | E | [6 empty] | 0
3 |  | 13511 | 2533 | 1 | HC | 2000 | C | OP | 88 | 1928 | WAT |  |  | WAT |  |  | 0 | 1700 | 1800 | 0 |  | 0 | 0 | 0 | 0 | 0 | 0 | [6 empty] | 0 | 0 | 0 | 0 | 1928 | 0 | 0 | E | [6 empty] | 0
3 |  | 13511 | 2535 | 1 | ST | 155250 | B | OP | 9 | 1955 | BIT | FO2 |  | BIT |  |  | 9425 | 157000 | 157000 | 0 |  | 0 | 0 | 0 | 0 | 0 | 0 | [6 empty] | 0 | 0 | 0 | 8 | 1955 | 0 | 0 | E | [6 empty] | 0
3 |  | 13511 | 2535 | 2 | ST | 167232 | B | OP | 10 | 1958 | BIT | FO2 |  | BIT |  |  | 9400 | 161000 | 161000 | 0 |  | 0 | 0 | 0 | 0 | 0 | 0 | [6 empty] | 0 | 0 | 0 | 9 | 1958 | 0 | 0 | E | [6 empty] | 0
3 |  | 13511 | 2535 | IC1 | IC | 2750 | C | OP | 88 | 1967 | FO2 |  |  | FO2 |  |  | 0 | 2750 | 2750 | 0 |  | 0 | 0 | 0 | 0 | 0 | 0 | [6 empty] | 0 | 0 | 0 | 0 | 1967 | 0 | 0 | E | [6 empty] | 0
3 |  | 13511 | 2535 | IC2 | IC | 2750 | C | OP | 88 | 1967 | FO2 |  |  | FO2 |  |  | 0 | 2750 | 2750 | 0 |  | 0 | 0 | 0 | 0 | 0 | 0 | [6 empty] | 0 | 0 | 0 | 0 | 1967 | 0 | 0 | E | [6 empty] | 0
3 |  | 13511 | 2538 | 1 | HC | 480 | C | OP | 88 | 1915 | WAT |  |  | WAT |  |  | 0 | 450 | 525 | 0 |  | 0 | 0 | 0 | 0 | 0 | 0 | [6 empty] | 0 | 0 | 0 | 0 | 1915 | 0 | 0 | E | [6 empty] | 0
3 |  | 13511 | 2538 | 2 | HC | 480 | C | OP | 88 | 1915 | WAT |  |  | WAT |  |  | 0 | 450 | 525 | 0 |  | 0 | 0 | 0 | 0 | 0 | 0 | [6 empty] | 0 | 0 | 0 | 0 | 1915 | 0 | 0 | E | [6 empty] | 0
3 |  | 13511 | 2538 | 3 | HC | 480 | C | OP | 88 | 1915 | WAT |  |  | WAT |  |  | 0 | 450 | 525 | 0 |  | 0 | 0 | 0 | 0 | 0 | 0 | [6 empty] | 0 | 0 | 0 | 0 | 1915 | 0 | 0 | E | [6 empty] | 0
3 |  | 13511 | 2538 | 4 | HC | 480 | C | OP | 88 | 1915 | WAT |  |  | WAT |  |  | 0 | 450 | 525 | 0 |  | 0 | 0 | 0 | 0 | 0 | 0 | [6 empty] | 0 | 0 | 0 | 0 | 1915 | 0 | 0 | E | [6 empty] | 0
3 |  | 13511 | 6082 | 1 | ST | 691499 | B | OP | 8 | 1984 | BIT | FO2 |  | BIT |  |  | 9425 | 688000 | 686000 | 0 |  | 0 | 0 | 0 | 0 | 0 | 0 | [6 empty] | 0 | 0 | 0 | 4 | 1984 | 0 | 0 | E | [6 empty] | 0
3 |  | 13511 | 6486 | 1 | HC | 1000 | B | OP | 88 | 1944 | WAT |  |  | WAT |  |  | 0 | 750 | 800 | 0 |  | 0 | 0 | 0 | 0 | 0 | 0 | [6 empty] | 0 | 0 | 0 | 0 | 1944 | 0 | 0 | E | [6 empty] | 0
3 |  | 13511 | 6486 | 2 | HC | 1250 | B | OP | 88 | 1943 | WAT |  |  | WAT |  |  | 0 | 750 | 800 | 0 |  | 0 | 0 | 0 | 0 | 0 | 0 | [6 empty] | 0 | 0 | 0 | 0 | 1943 | 0 | 0 | E | [6 empty] | 0
3 |  | 13511 | 6486 | 3 | HC | 3800 | B | OP | 11 | 1984 | WAT |  |  | WAT |  |  | 0 | 3500 | 4000 | 0 |  | 0 | 0 | 0 | 0 | 0 | 0 | [6 empty] | 0 | 0 | 0 | 8 | 1984 | 0 | 0 | E | [6 empty] | 0
3 |  | 13511 | 6525 | 1 | HC | 2000 | C | OP | 88 | 1917 | WAT |  |  | WAT |  |  | 0 | 1650 | 1575 | 0 |  | 0 | 0 | 0 | 0 | 0 | 0 | [6 empty] | 0 | 0 | 0 | 0 | 1917 | 0 | 0 | E | [6 empty] | 0
3 |  | 13511 | 6525 | 2 | HC | 2000 | C | OP | 88 | 1917 | WAT |  |  | WAT |  |  | 0 | 1650 | 1575 | 0 |  | 0 | 0 | 0 | 0 | 0 | 0 | [6 empty] | 0 | 0 | 0 | 0 | 1917 | 0 | 0 | E | [6 empty] | 0
3 |  | 13511 | 6525 | 3 | HC | 2000 | C | OP | 88 | 1917 | WAT |  |  | WAT |  |  | 0 | 1650 | 1575 | 0 |  | 0 | 0 | 0 | 0 | 0 | 0 | [6 empty] | 0 | 0 | 0 | 0 | 1917 | 0 | 0 | E | [6 empty] | 0
3 |  | 13511 | 6525 | 4 | HC | 2000 | C | OP | 88 | 1917 | WAT |  |  | WAT |  |  | 0 | 1650 | 1575 | 0 |  | 0 | 0 | 0 | 0 | 0 | 0 | [6 empty] | 0 | 0 | 0 | 0 | 1917 | 0 | 0 | E | [6 empty] | 0
3 |  | 13511 | 6526 | 1 | HC | 1320 | B | OP | 88 | 1926 | WAT |  |  | WAT |  |  | 0 | 1400 | 1400 | 0 |  | 0 | 0 | 0 | 0 | 0 | 0 | [6 empty] | 0 | 0 | 0 | 0 | 1926 | 0 | 0 | E | [6 empty] | 0
3 |  | 13511 | 6526 | 2 | HC | 1320 | B | OP | 88 | 1927 | WAT |  |  | WAT |  |  | 0 | 1400 | 1400 | 0 |  | 0 | 0 | 0 | 0 | 0 | 0 | [6 empty] | 0 | 0 | 0 | 0 | 1927 | 0 | 0 | E | [6 empty] | 0
3 |  | 13525 | 1846 | 1 | IC | 3080 | P | OP | 6 | 1974 | FO2 |  |  | FO2 |  |  | 10811 | 2500 | 2500 | 0 |  | 0 | 0 | 0 | 0 | 0 | 0 | [6 empty] | 0 | 0 | 0 | 5 | 1974 | 0 | 0 | E | [6 empty] | 0
3 |  | 13525 | 1846 | 2 | IC | 720 | P | OP | 99 | 1948 | FO2 |  |  | FO2 |  |  | 9785 | 500 | 500 | 0 |  | 0 | 0 | 0 | 0 | 0 | 0 | [6 empty] | 0 | 0 | 0 | 0 | 1948 | 0 | 0 | E | [6 empty] | 0
3 |  | 13525 | 1846 | 3 | IC | 740 | P |  | 99 | 1950 | FO2 |  |  | FO2 |  |  | 0 | 740 | 740 | 0 | RE | 1 | 1986 | 0 | 0 | 0 | 0 | [6 empty] | 0 | 0 | 0 | 0 | 1950 | 0 | 0 | E | [6 empty] | 0
3 |  | 13525 | 1846 | 4 | IC | 1800 |  | OP | 7 | 1988 | FO2 |  |  | FO2 |  |  | 13765 | 1500 | 1500 | 0 |  | 0 | 0 | 7 | 1987 | 0 | 0 | [6 empty] | 0 | 0 | 0 | 4 | 1988 | 0 | 0 | [7 empty] | 0
3 |  | 13530 | 2993 | 1 | IC | 2500 |  |  | 99 | 1959 |  |  |  | NG | FO2 |  | 0 | 0 | 0 | 0 | RE | 12 | 1981 | 0 | 0 | 0 | 0 | [6 empty] | 0 | 0 | 0 | 0 | 1959 | 0 | 0 | E | [6 empty] | 0
3 |  | 13530 | 2993 | 2 | IC | 700 |  |  | 99 | 1954 |  |  |  | NG | FO2 |  | 0 | 0 | 0 | 0 | RE | 12 | 1981 | 0 | 0 | 0 | 0 | [6 empty] | 0 | 0 | 0 | 0 | 1954 | 0 | 0 | E | [6 empty] | 0
3 |  | 13530 | 2993 | 3 | IC | 1500 |  |  | 99 | 1964 |  |  |  | NG | FO2 |  | 0 | 0 | 0 | 0 | RE | 12 | 1981 | 0 | 0 | 0 | 0 | [6 empty] | 0 | 0 | 0 | 0 | 1964 | 0 | 0 | E | [6 empty] | 0
3 |  | 13530 | 2993 | 4 | IC | 1600 |  |  | 99 | 1948 |  |  |  | NG | FO2 |  | 0 | 0 | 0 | 0 | RE | 12 | 1981 | 0 | 0 | 0 | 0 | [6 empty] | 0 | 0 | 0 | 0 | 1948 | 0 | 0 | E | [6 empty] | 0
3 |  | 13530 | 2993 | 5 | IC | 1000 |  |  | 99 | 1970 |  |  |  | NG | FO2 |  | 0 | 0 | 0 | 0 | RE | 12 | 1981 | 0 | 0 | 0 | 0 | [6 empty] | 0 | 0 | 0 | 0 | 1970 | 0 | 0 | E | [6 empty] | 0
3 |  | 13530 | 2993 | 6 | IC | 1100 |  |  | 99 | 1974 |  |  |  | NG | FO2 |  | 0 | 0 | 0 | 0 | RE | 12 | 1981 | 0 | 0 | 0 | 0 | [6 empty] | 0 | 0 | 0 | 0 | 1974 | 0 | 0 | E | [6 empty] | 0
3 |  | 13549 | 3240 | 1 | IC | 2750 | P | OP | 11 | 1970 | FO2 |  |  | FO2 |  |  | 10396 | 2750 | 2750 | 0 |  | 0 | 0 | 0 | 0 | 0 | 0 | [6 empty] | 0 | 0 | 0 | 10 | 1970 | 0 | 0 | E | [6 empty] | 0
3 |  | 13549 | 3240 | 2 | IC | 2750 | P | OP | 12 | 1970 | FO2 |  |  | FO2 |  |  | 10396 | 2750 | 2750 | 0 |  | 0 | 0 | 0 | 0 | 0 | 0 | [6 empty] | 0 | 0 | 0 | 11 | 1970 | 0 | 0 | E | [6 empty] | 0
3 |  | 13549 | 3240 | 3 | IC | 2750 | P | OP | 11 | 1978 | FO2 |  |  | FO2 |  |  | 10396 | 2750 | 2750 | 0 |  | 0 | 0 | 0 | 0 | 0 | 0 | [6 empty] | 0 | 0 | 0 | 10 | 1978 | 0 | 0 | E | [6 empty] | 0
3 |  | 13549 | 3241 | 1 | IC | 2000 | P | OP | 10 | 1960 | FO2 |  |  | FO2 |  |  | 10274 | 2000 | 2000 | 0 |  | 0 | 0 | 0 | 0 | 0 | 0 | [6 empty] | 0 | 0 | 0 | 9 | 1960 | 0 | 0 | E | [6 empty] | 0
3 |  | 13549 | 3241 | 2 | IC | 2000 | P | OP | 10 | 1960 | FO2 |  |  | FO2 |  |  | 10274 | 2000 | 2000 | 0 |  | 0 | 0 | 0 | 0 | 0 | 0 | [6 empty] | 0 | 0 | 0 | 9 | 1960 | 0 | 0 | E | [6 empty] | 0
3 |  | 13549 | 3241 | 3 | IC | 2000 | P | OP | 1 | 1961 | FO2 |  |  | FO2 |  |  | 10274 | 2000 | 2000 | 0 |  | 0 | 0 | 0 | 0 | 0 | 0 | [6 empty] | 0 | 0 | 0 | 12 | 1960 | 0 | 0 | E | [6 empty] | 0
3 |  | 13549 | 3241 | 4 | IC | 2000 | P | OP | 9 | 1961 | FO2 |  |  | FO2 |  |  | 10274 | 2000 | 2000 | 0 |  | 0 | 0 | 0 | 0 | 0 | 0 | [6 empty] | 0 | 0 | 0 | 8 | 1961 | 0 | 0 | E | [6 empty] | 0
3 |  | 13549 | 3242 | 1 | ST | 4200 |  |  | 99 | 1937 |  |  |  | FO6 |  |  | 0 | 0 | 0 | 0 | RE | 9 | 1983 | 0 | 0 | 0 | 0 | [6 empty] | 0 | 0 | 0 | 0 | 1937 | 0 | 0 | E | [6 empty] | 0
3 |  | 13549 | 3242 | 2 | ST | 4300 |  |  | 99 | 1937 |  |  |  | FO6 |  |  | 0 | 0 | 0 | 0 | RE | 9 | 1983 | 0 | 0 | 0 | 0 | [6 empty] | 0 | 0 | 0 | 0 | 1937 | 0 | 0 | E | [6 empty] | 0
3 |  | 13549 | 3242 | 3 | ST | 5000 |  |  | 99 | 1941 |  |  |  | FO6 |  |  | 0 | 0 | 0 | 0 | RE | 9 | 1983 | 0 | 0 | 0 | 0 | [6 empty] | 0 | 0 | 0 | 0 | 1941 | 0 | 0 | E | [6 empty] | 0
3 |  | 13549 | 5014 | P4 | IC | 0 |  |  | 0 | 0 | [6 empty] | 0 | 0 | 0 | 3000 | CN | 99 | 9999 | 0 | 0 | 10 | 1980 |  |  |  | FO6 |  |  | 0 | 0 | 0 | 0 | 0 | 3000 | 3000 | [7 empty] | 0
3 |  | 13573 | 623 | 1 | HC | 0 |  |  | 0 | 0 | [6 empty] | 0 | 0 | 0 | 10800 | CN | 12 | 1983 | 1 | 1989 | 0 | 0 |  |  |  | WAT |  |  | 0 | 0 | 0 | 0 | 0 | 11000 | 11000 | [7 empty] | 0
3 |  | 13573 | 2539 | 1 | ST | 80000 | B | OP | 10 | 1952 | NG |  |  | NG | FO6 |  | 10155 | 100000 | 100000 | 0 |  | 0 | 0 | 0 | 0 | 0 | 0 | [6 empty] | 0 | 0 | 0 | 9 | 1952 | 0 | 0 | E | [6 empty] | 0
3 |  | 13573 | 2539 | 2 | ST | 80000 | B | OP | 12 | 1952 | NG |  |  | NG | FO6 |  | 10274 | 100000 | 100000 | 0 |  | 0 | 0 | 0 | 0 | 0 | 0 | [6 empty] | 0 | 0 | 0 | 11 | 1952 | 0 | 0 | E | [6 empty] | 0
3 |  | 13573 | 2539 | 3 | ST | 80000 | B | OP | 10 | 1953 | NG |  |  | NG | FO6 |  | 10255 | 100000 | 100000 | 0 |  | 0 | 0 | 0 | 0 | 0 | 0 | [6 empty] | 0 | 0 | 0 | 9 | 1953 | 0 | 0 | E | [6 empty] | 0
3 |  | 13573 | 2539 | 4 | ST | 80000 | B | OP | 9 | 1954 | NG |  |  | NG | FO6 |  | 10220 | 100000 | 100000 | 0 |  | 0 | 0 | 0 | 0 | 0 | 0 | [6 empty] | 0 | 0 | 0 | 8 | 1954 | 0 | 0 | E | [6 empty] | 0
3 |  | 13573 | 2539 | G11 | GT | 38900 | P | OP | 12 | 1969 | KER |  |  | NG | KER |  | 15915 | 31750 | 41000 | 0 |  | 0 | 0 | 0 | 0 | 0 | 0 | [6 empty] | 0 | 0 | 0 | 11 | 1969 | 0 | 0 | E | [6 empty] | 0
3 |  | 13573 | 2539 | G12 | GT | 38900 | P | OP | 12 | 1969 | KER |  |  | NG | KER |  | 15915 | 31750 | 33000 | 0 |  | 0 | 0 | 0 | 0 | 0 | 0 | [6 empty] | 0 | 0 | 0 | 11 | 1969 | 0 | 0 | E | [6 empty] | 0
3 |  | 13573 | 2539 | G13 | GT | 38900 | P | OP | 12 | 1969 | KER |  |  | NG | KER |  | 15915 | 31750 | 41000 | 0 |  | 0 | 0 | 0 | 0 | 0 | 0 | [6 empty] | 0 | 0 | 0 | 11 | 1969 | 0 | 0 | E | [6 empty] | 0
3 |  | 13573 | 2539 | G14 | GT | 38900 | P | OP | 12 | 1969 | KER |  |  | NG | KER |  | 15915 | 31750 | 41000 | 0 |  | 0 | 0 | 0 | 0 | 0 | 0 | [6 empty] | 0 | 0 | 0 | 11 | 1969 | 0 | 0 | E | [6 empty] | 0
3 |  | 13573 | 2539 | IC1 | IC | 700 | P | SB | 8 | 1967 | KER |  |  | FO2 |  |  | 0 | 638 | 718 | 0 |  | 0 | 0 | 0 | 0 | 0 | 0 | [6 empty] | 0 | 0 | 0 | 7 | 1967 | 0 | 0 | E | E | E |  |  |  |  | 0
3 |  | 13573 | 2540 | 1 | HC | 4400 | B | OP | 88 | 1927 |  |  |  | WAT |  |  | 0 | 3500 | 4000 | 0 |  | 0 | 0 | 0 | 0 | 0 | 0 | [6 empty] | 0 | 0 | 0 | 0 | 1927 | 0 | 0 | E | [6 empty] | 0
3 |  | 13573 | 2541 | 1 | HC | 750 | B | OS | 0 | 1902 | WAT |  |  | WAT |  |  | 0 | 706 | 700 | 0 | RT | 12 | 1994 | 0 | 0 | 0 | 0 | [6 empty] | 0 | 0 | 0 | 0 | 1902 | 0 | 0 |  | E | E |  |  |  |  | 0
3 |  | 13573 | 2541 | 2 | HC | 750 | B | OS | 88 | 1902 |  |  |  | WAT |  |  | 0 | 706 | 700 | 0 | RT | 12 | 1994 | 0 | 0 | 0 | 0 | [6 empty] | 0 | 0 | 0 | 0 | 1902 | 0 | 0 | E | E | E |  |  |  |  | 0
3 |  | 13573 | 2541 | 3 | HC | 750 | B | OS | 88 | 1902 |  |  |  | WAT |  |  | 0 | 706 | 700 | 0 | RT | 12 | 1994 | 0 | 0 | 0 | 0 | [6 empty] | 0 | 0 | 0 | 0 | 1902 | 0 | 0 | E | E | E |  |  |  |  | 0
3 |  | 13573 | 2542 | 1 | HC | 320 | B | OP | 88 | 1927 |  |  |  | WAT |  |  | 0 | 350 | 350 | 0 |  | 0 | 0 | 0 | 0 | 0 | 0 | [6 empty] | 0 | 0 | 0 | 0 | 1927 | 0 | 0 | E | [6 empty] | 0
3 |  | 13573 | 2542 | 2 | HC | 320 | B | OP | 88 | 1927 |  |  |  | WAT |  |  | 0 | 350 | 350 | 0 |  | 0 | 0 | 0 | 0 | 0 | 0 | [6 empty] | 0 | 0 | 0 | 0 | 1927 | 0 | 0 | E | [6 empty] | 0
3 |  | 13573 | 2543 | 1 | HC | 10000 | B | OP | 88 | 1924 |  |  |  | WAT |  |  | 0 | 8000 | 8000 | 0 |  | 0 | 0 | 0 | 0 | 0 | 0 | [6 empty] | 0 | 0 | 0 | 0 | 1924 | 0 | 0 | E | [6 empty] | 0
3 |  | 13573 | 2543 | 2 | HC | 10000 | B | OP | 88 | 1924 |  |  |  | WAT |  |  | 0 | 8000 | 8000 | 0 |  | 0 | 0 | 0 | 0 | 0 | 0 | [6 empty] | 0 | 0 | 0 | 0 | 1924 | 0 | 0 | E | [6 empty] | 0
3 |  | 13573 | 2544 | 1 | HC | 400 | B | OP | 88 | 1903 |  |  |  | WAT |  |  | 0 | 350 | 400 | 0 |  | 0 | 0 | 0 | 0 | 0 | 0 | [6 empty] | 0 | 0 | 0 | 0 | 1903 | 0 | 0 | E | [6 empty] | 0
3 |  | 13573 | 2544 | 2 | HC | 640 | B | OP | 88 | 1915 |  |  |  | WAT |  |  | 0 | 350 | 400 | 0 |  | 0 | 0 | 0 | 0 | 0 | 0 | [6 empty] | 0 | 0 | 0 | 0 | 1915 | 0 | 0 | E | [6 empty] | 0
3 |  | 13573 | 2544 | 3 | HC | 1000 | B | OP | 88 | 1918 |  |  |  | WAT |  |  | 0 | 1000 | 1000 | 0 |  | 0 | 0 | 0 | 0 | 0 | 0 | [6 empty] | 0 | 0 | 0 | 0 | 1918 | 0 | 0 | E | [6 empty] | 0
3 |  | 13573 | 2545 | 1 | HC | 6375 | B | OP | 88 | 1970 |  |  |  | WAT |  |  | 0 | 6500 | 6200 | 0 |  | 0 | 0 | 0 | 0 | 0 | 0 | [6 empty] | 0 | 0 | 0 | 0 | 1970 | 0 | 0 | E | [6 empty] | 0
3 |  | 13573 | 2545 | 2 | HC | 6375 | B | OP | 88 | 1970 |  |  |  | WAT |  |  | 0 | 6500 | 6200 | 0 |  | 0 | 0 | 0 | 0 | 0 | 0 | [6 empty] | 0 | 0 | 0 | 0 | 1970 | 0 | 0 | E | [6 empty] | 0
3 |  | 13573 | 2545 | 3 | HC | 7000 | B | OP | 88 | 1966 |  |  |  | WAT |  |  | 0 | 7000 | 7000 | 0 |  | 0 | 0 | 0 | 0 | 0 | 0 | [6 empty] | 0 | 0 | 0 | 0 | 1966 | 0 | 0 | E | [6 empty] | 0
3 |  | 13573 | 2545 | 4 | HC | 7000 | B | OP | 88 | 1964 |  |  |  | WAT |  |  | 0 | 7000 | 7000 | 0 |  | 0 | 0 | 0 | 0 | 0 | 0 | [6 empty] | 0 | 0 | 0 | 0 | 1964 | 0 | 0 | E | [6 empty] | 0
3 |  | 13573 | 2546 | 1 | HC | 2000 | B | OP | 88 | 1920 |  |  |  | WAT |  |  | 0 | 1670 | 1860 | 0 |  | 0 | 0 | 0 | 0 | 0 | 0 | [6 empty] | 0 | 0 | 0 | 0 | 1920 | 0 | 0 | E | [6 empty] | 0
3 |  | 13573 | 2546 | 2 | HC | 2000 | B | OP | 88 | 1920 |  |  |  | WAT |  |  | 0 | 1670 | 1865 | 0 |  | 0 | 0 | 0 | 0 | 0 | 0 | [6 empty] | 0 | 0 | 0 | 0 | 1920 | 0 | 0 | E | [6 empty] | 0
3 |  | 13573 | 2546 | 3 | HC | 2000 | B | OP | 88 | 1920 |  |  |  | WAT |  |  | 0 | 1670 | 1875 | 0 |  | 0 | 0 | 0 | 0 | 0 | 0 | [6 empty] | 0 | 0 | 0 | 0 | 1920 | 0 | 0 | E | [6 empty] | 0
3 |  | 13573 | 2547 | 1 | HC | 14400 | B | OP | 88 | 1957 |  |  |  | WAT |  |  | 0 | 14000 | 14900 | 0 |  | 0 | 0 | 0 | 0 | 0 | 0 | [6 empty] | 0 | 0 | 0 | 0 | 1957 | 0 | 0 | E | [6 empty] | 0
3 |  | 13573 | 2548 | 1 | HC | 7500 | B | OP | 88 | 1923 |  |  |  | WAT |  |  | 0 | 7400 | 7400 | 0 |  | 0 | 0 | 0 | 0 | 0 | 0 | [6 empty] | 0 | 0 | 0 | 0 | 1923 | 0 | 0 | E | [6 empty] | 0
3 |  | 13573 | 2548 | 2 | HC | 7500 | B | OP | 0 | 1923 |  |  |  | WAT |  |  | 0 | 7400 | 7400 | 0 |  | 0 | 0 | 0 | 0 | 0 | 0 | [6 empty] | 0 | 0 | 0 | 0 | 1923 | 0 | 0 | E | [6 empty] | 0
3 |  | 13573 | 2549 | 63 | ST | 80000 | B | OP | 12 | 1942 | FO2 |  |  | BIT |  |  | 11271 | 85000 | 85000 | 0 |  | 0 | 0 | 0 | 0 | 0 | 0 | [6 empty] | 0 | 0 | 0 | 11 | 1942 | 0 | 0 | E | [6 empty] | 0
3 |  | 13573 | 2549 | 64 | ST | 80000 | B | OP | 12 | 1948 | FO2 |  |  | BIT |  |  | 10950 | 85000 | 85000 | 0 |  | 0 | 0 | 0 | 0 | 0 | 0 | [6 empty] | 0 | 0 | 0 | 11 | 1948 | 0 | 0 | E | [6 empty] | 0
3 |  | 13573 | 2549 | 65 | ST | 80000 | B | OP | 12 | 1953 | FO2 |  |  | BIT |  |  | 10475 | 85000 | 85000 | 0 |  | 0 | 0 | 0 | 0 | 0 | 0 | [6 empty] | 0 | 0 | 0 | 11 | 1953 | 0 | 0 | E | [6 empty] | 0
3 |  | 13573 | 2549 | 66 | ST | 80000 | B | OP | 12 | 1954 | FO2 |  |  | BIT |  |  | 10101 | 85000 | 85000 | 0 |  | 0 | 0 | 0 | 0 | 0 | 0 | [6 empty] | 0 | 0 | 0 | 11 | 1954 | 0 | 0 | E | [6 empty] | 0
3 |  | 13573 | 2549 | 67 | ST | 200000 | B | OP | 12 | 1957 | FO2 |  |  | BIT |  |  | 9372 | 185000 | 185000 | 0 |  | 0 | 0 | 0 | 0 | 0 | 0 | [6 empty] | 0 | 0 | 0 | 11 | 1957 | 0 | 0 | E | [6 empty] | 0
3 |  | 13573 | 2549 | IC1 | IC | 700 | P | SB | 8 | 1967 | KER |  |  | FO2 |  |  | 0 | 638 | 718 | 0 |  | 0 | 0 | 0 | 0 | 0 | 0 | [6 empty] | 0 | 0 | 0 | 7 | 1967 | 0 | 0 | E | E | E |  |  |  |  | 0
3 |  | 13573 | 2549 | S68 | ST | 200000 | B | OP | 10 | 1958 | FO2 |  |  | BIT |  |  | 9675 | 190000 | 190000 | 0 |  | 0 | 0 | 0 | 0 | 0 | 0 | [6 empty] | 0 | 0 | 0 | 9 | 1958 | 0 | 0 | E | [6 empty] | 0
3 |  | 13573 | 2550 | 1 | HC | 1000 | B | OP | 88 | 1913 |  |  |  | WAT |  |  | 0 | 1000 | 1300 | 0 |  | 0 | 0 | 0 | 0 | 0 | 0 | [6 empty] | 0 | 0 | 0 | 0 | 1913 | 0 | 0 | E | [6 empty] | 0
3 |  | 13573 | 2550 | 2 | HC | 1000 | B | OP | 88 | 1913 |  |  |  | WAT |  |  | 0 | 1000 | 1300 | 0 |  | 0 | 0 | 0 | 0 | 0 | 0 | [6 empty] | 0 | 0 | 0 | 0 | 1913 | 0 | 0 | E | [6 empty] | 0
3 |  | 13573 | 2550 | 3 | HC | 1350 | B | OP | 88 | 1926 |  |  |  | WAT |  |  | 0 | 1200 | 1300 | 0 |  | 0 | 0 | 0 | 0 | 0 | 0 | [6 empty] | 0 | 0 | 0 | 0 | 1926 | 0 | 0 | E | [6 empty] | 0
3 |  | 13573 | 2551 | 1 | HC | 10000 | B | OP | 88 | 1962 |  |  |  | WAT |  |  | 0 | 9500 | 9500 | 0 |  | 0 | 0 | 0 | 0 | 0 | 0 | [6 empty] | 0 | 0 | 0 | 0 | 1962 | 0 | 0 | E | [6 empty] | 0
3 |  | 13573 | 2551 | 2 | HC | 10000 | B | OP | 88 | 1918 |  |  |  | WAT |  |  | 0 | 9500 | 9500 | 0 |  | 0 | 0 | 0 | 0 | 0 | 0 | [6 empty] | 0 | 0 | 0 | 0 | 1918 | 0 | 0 | E | [6 empty] | 0
3 |  | 13573 | 2551 | 3 | HC | 10000 | B | OP | 88 | 1928 |  |  |  | WAT |  |  | 0 | 9000 | 9000 | 0 |  | 0 | 0 | 0 | 0 | 0 | 0 | [6 empty] | 0 | 0 | 0 | 0 | 1928 | 0 | 0 | E | [6 empty] | 0
3 |  | 13573 | 2552 | 1 | HC | 3600 | B | OP | 88 | 1925 |  |  |  | WAT |  |  | 0 | 2930 | 3400 | 0 |  | 0 | 0 | 0 | 0 | 0 | 0 | [6 empty] | 0 | 0 | 0 | 0 | 1925 | 0 | 0 | E | [6 empty] | 0
3 |  | 13573 | 2552 | 2 | HC | 3600 | B | OP | 88 | 1925 |  |  |  | WAT |  |  | 0 | 2930 | 3400 | 0 |  | 0 | 0 | 0 | 0 | 0 | 0 | [6 empty] | 0 | 0 | 0 | 0 | 1925 | 0 | 0 | E | [6 empty] | 0
3 |  | 13573 | 2552 | 3 | HC | 3600 | B | OP | 88 | 1925 |  |  |  | WAT |  |  | 0 | 2940 | 3400 | 0 |  | 0 | 0 | 0 | 0 | 0 | 0 | [6 empty] | 0 | 0 | 0 | 0 | 1925 | 0 | 0 | E | [6 empty] | 0
3 |  | 13573 | 2554 | 1 | ST | 80000 | B | OP | 11 | 1950 | FO2 |  |  | BIT |  |  | 10132 | 90000 | 90000 | 0 |  | 0 | 0 | 0 | 0 | 0 | 0 | [6 empty] | 0 | 0 | 0 | 10 | 1950 | 0 | 0 | E | [6 empty] | 0
3 |  | 13573 | 2554 | 2 | ST | 80000 | B | OP | 12 | 1950 | FO2 |  |  | BIT |  |  | 10205 | 90000 | 90000 | 0 |  | 0 | 0 | 0 | 0 | 0 | 0 | [6 empty] | 0 | 0 | 0 | 11 | 1950 | 0 | 0 | E | [6 empty] | 0
3 |  | 13573 | 2554 | 3 | ST | 200000 | B | OP | 9 | 1959 | FO2 |  |  | BIT |  |  | 9358 | 195000 | 195000 | 0 |  | 0 | 0 | 0 | 0 | 0 | 0 | [6 empty] | 0 | 0 | 0 | 8 | 1959 | 0 | 0 | E | [6 empty] | 0
3 |  | 13573 | 2554 | IC1 | IC | 700 | P |  | 99 | 1967 | KER |  |  | FO2 |  |  | 0 | 638 | 718 | 0 | RE | 12 | 1990 | 0 | 0 | 0 | 0 | [6 empty] | 0 | 0 | 0 | 0 | 1967 | 0 | 0 | E | E | E |  |  |  |  | 0
3 |  | 13573 | 2554 | IC2 | IC | 500 | P | SB | 0 | 1990 | KER |  |  | FO2 |  |  | 0 | 454 | 508 | 0 |  | 0 | 0 | 0 | 0 | 0 | 0 | [6 empty] | 0 | 0 | 0 | 0 | 1990 | 0 | 0 |  | E | E |  |  |  |  | 0
3 |  | 13573 | 2554 | ST4 | ST | 200000 | B | OP | 8 | 1960 | FO2 |  |  | BIT |  |  | 9232 | 204000 | 204000 | 0 |  | 0 | 0 | 0 | 0 | 0 | 0 | [6 empty] | 0 | 0 | 0 | 7 | 1960 | 0 | 0 | E | [6 empty] | 0
3 |  | 13573 | 2555 | 1 | HC | 1300 | B | OP | 88 | 1914 | WAT |  |  | WAT |  |  | 0 | 1000 | 1000 | 0 |  | 0 | 0 | 0 | 0 | 0 | 0 | [6 empty] | 0 | 0 | 0 | 0 | 1914 | 0 | 0 | E | [6 empty] | 0
3 |  | 13573 | 2555 | 2 | HC | 1350 | B | OP | 88 | 1915 |  |  |  | WAT |  |  | 0 | 1000 | 1000 | 0 |  | 0 | 0 | 0 | 0 | 0 | 0 | [6 empty] | 0 | 0 | 0 | 0 | 1915 | 0 | 0 | E | [6 empty] | 0
3 |  | 13573 | 2555 | 3 | HC | 1350 | B | OP | 88 | 1919 |  |  |  | WAT |  |  | 0 | 1000 | 1000 | 0 |  | 0 | 0 | 0 | 0 | 0 | 0 | [6 empty] | 0 | 0 | 0 | 0 | 1919 | 0 | 0 | E | [6 empty] | 0
3 |  | 13573 | 2555 | 4 | HC | 2050 | B | OP | 88 | 1925 |  |  |  | WAT |  |  | 0 | 2000 | 2000 | 0 |  | 0 | 0 | 0 | 0 | 0 | 0 | [6 empty] | 0 | 0 | 0 | 0 | 1925 | 0 | 0 | E | [6 empty] | 0
3 |  | 13573 | 2556 | 1 | HC | 500 | B | OP | 88 | 1928 |  |  |  | WAT |  |  | 0 | 300 | 300 | 0 |  | 0 | 0 | 0 | 0 | 0 | 0 | [6 empty] | 0 | 0 | 0 | 0 | 1928 | 0 | 0 | E | [6 empty] | 0
3 |  | 13573 | 2556 | 2 | HC | 1100 | B | OP | 88 | 1938 |  |  |  | WAT |  |  | 0 | 450 | 800 | 0 |  | 0 | 0 | 0 | 0 | 0 | 0 | [6 empty] | 0 | 0 | 0 | 0 | 1938 | 0 | 0 | E | [6 empty] | 0
3 |  | 13573 | 2556 | 3 | HC | 1100 | B | OP | 88 | 1938 |  |  |  | WAT |  |  | 0 | 450 | 800 | 0 |  | 0 | 0 | 0 | 0 | 0 | 0 | [6 empty] | 0 | 0 | 0 | 0 | 1938 | 0 | 0 | E | [6 empty] | 0
3 |  | 13573 | 2557 | 1 | HC | 400 | B | OP | 88 | 1902 |  |  |  | WAT |  |  | 0 | 400 | 400 | 0 |  | 0 | 0 | 0 | 0 | 0 | 0 | [6 empty] | 0 | 0 | 0 | 0 | 1902 | 0 | 0 | E | [6 empty] | 0
3 |  | 13573 | 2557 | 2 | HC | 400 | B | OP | 88 | 1907 |  |  |  | WAT |  |  | 0 | 400 | 400 | 0 |  | 0 | 0 | 0 | 0 | 0 | 0 | [6 empty] | 0 | 0 | 0 | 0 | 1907 | 0 | 0 | E | [6 empty] | 0
3 |  | 13573 | 2557 | 3 | HC | 600 | B | OP | 88 | 1910 |  |  |  | WAT |  |  | 0 | 600 | 600 | 0 |  | 0 | 0 | 0 | 0 | 0 | 0 | [6 empty] | 0 | 0 | 0 | 0 | 1910 | 0 | 0 | E | [6 empty] | 0
3 |  | 13573 | 2557 | 4 | HC | 1560 | B | OP | 88 | 1923 |  |  |  | WAT |  |  | 0 | 1300 | 1300 | 0 |  | 0 | 0 | 0 | 0 | 0 | 0 | [6 empty] | 0 | 0 | 0 | 0 | 1923 | 0 | 0 | E | [6 empty] | 0
3 |  | 13573 | 2559 | 1 | HC | 750 | B | OP | 88 | 1916 |  |  |  | WAT |  |  | 0 | 800 | 800 | 0 |  | 0 | 0 | 0 | 0 | 0 | 0 | [6 empty] | 0 | 0 | 0 | 0 | 1916 | 0 | 0 | E | [6 empty] | 0
3 |  | 13573 | 2559 | 2 | HC | 750 | B | OP | 88 | 1916 |  |  |  | WAT |  |  | 0 | 800 | 800 | 0 |  | 0 | 0 | 0 | 0 | 0 | 0 | [6 empty] | 0 | 0 | 0 | 0 | 1916 | 0 | 0 | E | [6 empty] | 0
3 |  | 13573 | 2560 | 1 | HC | 1350 | B | OP | 88 | 1920 |  |  |  | WAT |  |  | 0 | 450 | 575 | 0 |  | 0 | 0 | 0 | 0 | 0 | 0 | [6 empty] | 0 | 0 | 0 | 0 | 1920 | 0 | 0 | E | [6 empty] | 0
3 |  | 13573 | 2560 | 2 | HC | 1200 | B | OP | 88 | 1911 |  |  |  | WAT |  |  | 0 | 450 | 575 | 0 |  | 0 | 0 | 0 | 0 | 0 | 0 | [6 empty] | 0 | 0 | 0 | 0 | 1911 | 0 | 0 | E | [6 empty] | 0
3 |  | 13573 | 2560 | 3 | HC | 1300 | B | OS | 88 | 1911 |  |  |  | WAT |  |  | 0 | 450 | 575 | 0 |  | 0 | 0 | 0 | 0 | 0 | 0 | [6 empty] | 0 | 0 | 0 | 0 | 1911 | 0 | 0 | E | [6 empty] | 0
3 |  | 13573 | 2560 | 4 | HC | 1300 | B | OP | 88 | 1911 |  |  |  | WAT |  |  | 0 | 450 | 575 | 0 |  | 0 | 0 | 0 | 0 | 0 | 0 | [6 empty] | 0 | 0 | 0 | 0 | 1911 | 0 | 0 | E | [6 empty] | 0
3 |  | 13573 | 2561 | 1 | HC | 3000 | B | OP | 88 | 1928 |  |  |  | WAT |  |  | 0 | 3600 | 3600 | 0 |  | 0 | 0 | 0 | 0 | 0 | 0 | [6 empty] | 0 | 0 | 0 | 0 | 1928 | 0 | 0 | E | [6 empty] | 0
3 |  | 13573 | 2562 | 1 | HC | 22500 | B | OP | 88 | 1955 |  |  |  | WAT |  |  | 0 | 23900 | 23900 | 0 |  | 0 | 0 | 0 | 0 | 0 | 0 | [6 empty] | 0 | 0 | 0 | 0 | 1955 | 0 | 0 | E | [6 empty] | 0
3 |  | 13573 | 2563 | 1 | HC | 3000 | B | OP | 88 | 1924 |  |  |  | WAT |  |  | 0 | 2500 | 2500 | 0 |  | 0 | 0 | 0 | 0 | 0 | 0 | [6 empty] | 0 | 0 | 0 | 0 | 1924 | 0 | 0 | E | [6 empty] | 0
3 |  | 13573 | 2563 | 2 | HC | 3000 | B | OP | 88 | 1924 |  |  |  | WAT |  |  | 0 | 2500 | 2500 | 0 |  | 0 | 0 | 0 | 0 | 0 | 0 | [6 empty] | 0 | 0 | 0 | 0 | 1924 | 0 | 0 | E | [6 empty] | 0
3 |  | 13573 | 2564 | 1 | HC | 1135 | B | OP | 88 | 1911 |  |  |  | WAT |  |  | 0 | 1000 | 1050 | 0 |  | 0 | 0 | 0 | 0 | 0 | 0 | [6 empty] | 0 | 0 | 0 | 0 | 1911 | 0 | 0 | E | [6 empty] | 0
3 |  | 13573 | 2564 | 2 | HC | 1130 | B | OP | 88 | 1926 |  |  |  | WAT |  |  | 0 | 1000 | 1050 | 0 |  | 0 | 0 | 0 | 0 | 0 | 0 | [6 empty] | 0 | 0 | 0 | 0 | 1926 | 0 | 0 | E | [6 empty] | 0
3 |  | 13573 | 2565 | 1 | HC | 1000 |  |  | 99 | 1928 |  |  |  | WAT |  |  | 0 | 0 | 0 | 0 | RE | 0 | 0 | 0 | 0 | 0 | 0 | [6 empty] | 0 | 0 | 0 | 0 | 1928 | 0 | 0 | E | [6 empty] | 0
3 |  | 13573 | 2565 | 2 | HC | 1000 |  |  | 99 | 1928 |  |  |  | WAT |  |  | 0 | 0 | 0 | 0 | RE | 0 | 0 | 0 | 0 | 0 | 0 | [6 empty] | 0 | 0 | 0 | 0 | 1928 | 0 | 0 | E | [6 empty] | 0
3 |  | 13573 | 2565 | 3 | HC | 1000 |  |  | 99 | 1928 |  |  |  | WAT |  |  | 0 | 0 | 0 | 0 | RE | 0 | 0 | 0 | 0 | 0 | 0 | [6 empty] | 0 | 0 | 0 | 0 | 1928 | 0 | 0 | E | [6 empty] | 0
3 |  | 13573 | 2566 | 1 | HC | 800 | B | OP | 88 | 1924 |  |  |  | WAT |  |  | 0 | 500 | 500 | 0 |  | 0 | 0 | 0 | 0 | 0 | 0 | [6 empty] | 0 | 0 | 0 | 0 | 1924 | 0 | 0 | E | [6 empty] | 0
3 |  | 13573 | 2566 | 2 | HC | 450 | B | OP | 88 | 1928 |  |  |  | WAT |  |  | 0 | 500 | 500 | 0 |  | 0 | 0 | 0 | 0 | 0 | 0 | [6 empty] | 0 | 0 | 0 | 0 | 1928 | 0 | 0 | E | [6 empty] | 0
3 |  | 13573 | 2566 | N1 | HC | 0 |  |  | 0 | 0 | [6 empty] | 0 | 0 | 0 | 1400 | CN | 2 | 1989 | 11 | 1991 | 6 | 1998 |  |  |  | WAT |  |  | 1400 | 1400 | 0 | 0 | 0 | 1349 | 1328 | [7 empty] | 0
3 |  | 13573 | 2567 | 1 | HC | 2000 |  | OP | 0 | 1916 |  |  |  | WAT |  |  | 0 | 2000 | 2000 | 0 | RT | 12 | 1994 | 0 | 0 | 0 | 0 | [6 empty] | 0 | 0 | 0 | 0 | 1916 | 0 | 0 | [7 empty] | 0
3 |  | 13573 | 2567 | 2 | HC | 1800 |  | OP | 0 | 1924 |  |  |  | WAT |  |  | 0 | 1500 | 1500 | 0 | RT | 12 | 1994 | 0 | 0 | 0 | 0 | [6 empty] | 0 | 0 | 0 | 0 | 1924 | 0 | 0 | [7 empty] | 0
3 |  | 13573 | 2567 | N1 | HC | 0 |  |  | 0 | 0 | [6 empty] | 0 | 0 | 0 | 13800 | PL | 0 | 0 | 11 | 1989 | 12 | 1994 | AP | FI | LO | WAT |  |  | 10000 | 10000 | 0 | 0 | 0 | 14485 | 13888 | [7 empty] | 0
3 |  | 13573 | 2568 | 1 | HC | 500 | B | OP | 88 | 1950 |  |  |  | WAT |  |  | 0 | 300 | 100 | 0 |  | 0 | 0 | 0 | 0 | 0 | 0 | [6 empty] | 0 | 0 | 0 | 0 | 1950 | 0 | 0 | E | [6 empty] | 0
3 |  | 13573 | 2568 | 2 | HC | 500 | B | OP | 88 | 1950 |  |  |  | WAT |  |  | 0 | 200 | 100 | 0 |  | 0 | 0 | 0 | 0 | 0 | 0 | [6 empty] | 0 | 0 | 0 | 0 | 1950 | 0 | 0 | E | [6 empty] | 0
3 |  | 13573 | 2568 | 3 | HC | 500 | B | OP | 88 | 1950 |  |  |  | WAT |  |  | 0 | 200 | 100 | 0 |  | 0 | 0 | 0 | 0 | 0 | 0 | [6 empty] | 0 | 0 | 0 | 0 | 1950 | 0 | 0 | E | [6 empty] | 0
3 |  | 13573 | 2569 | 1 | HC | 5000 | B | OP | 5 | 1983 |  |  |  | WAT |  |  | 0 | 3500 | 3500 | 0 |  | 0 | 0 | 0 | 0 | 0 | 0 | [6 empty] | 0 | 0 | 0 | 2 | 1983 | 0 | 0 | E | [6 empty] | 0
3 |  | 13573 | 2569 | 2 | HC | 5000 | B | OP | 5 | 1983 |  |  |  | WAT |  |  | 0 | 3500 | 3500 | 0 |  | 0 | 0 | 0 | 0 | 0 | 0 | [6 empty] | 0 | 0 | 0 | 2 | 1983 | 0 | 0 | E | [6 empty] | 0
3 |  | 13573 | 2569 | 3 | HC | 700 |  |  | 88 | 1915 |  |  |  | WAT |  |  | 0 | 0 | 0 | 0 | RE | 12 | 1982 | 0 | 0 | 0 | 0 | [6 empty] | 0 | 0 | 0 | 0 | 1915 | 0 | 0 | E | [6 empty] | 0
3 |  | 13573 | 2569 | 4 | HC | 1000 |  |  | 99 | 1915 |  |  |  | WAT |  |  | 0 | 0 | 0 | 0 | RE | 0 | 0 | 0 | 0 | 0 | 0 | [6 empty] | 0 | 0 | 0 | 0 | 1915 | 0 | 0 | E | [6 empty] | 0
3 |  | 13573 | 2569 | 7 | HC | 800 |  |  | 88 | 1937 |  |  |  | WAT |  |  | 0 | 0 | 0 | 0 | RE | 12 | 1982 | 0 | 0 | 0 | 0 | [6 empty] | 0 | 0 | 0 | 0 | 1937 | 0 | 0 | E | [6 empty] | 0
3 |  | 13573 | 2569 | R1 | HC | 800 |  |  | 88 | 1915 |  |  |  | WAT |  |  | 0 | 0 | 0 | 0 | RE | 12 | 1982 | 0 | 0 | 0 | 0 | [6 empty] | 0 | 0 | 0 | 0 | 1915 | 0 | 0 | E | [6 empty] | 0
3 |  | 13573 | 2569 | R2 | HC | 800 |  |  | 88 | 1915 |  |  |  | WAT |  |  | 0 | 0 | 0 | 0 | RE | 12 | 1982 | 0 | 0 | 0 | 0 | [6 empty] | 0 | 0 | 0 | 0 | 1915 | 0 | 0 | E | [6 empty] | 0
3 |  | 13573 | 2571 | 1 | HC | 3600 | B | OP | 88 | 1914 |  |  |  | WAT |  |  | 0 | 3700 | 3700 | 0 |  | 0 | 0 | 0 | 0 | 0 | 0 | [6 empty] | 0 | 0 | 0 | 0 | 1914 | 0 | 0 | E | [6 empty] | 0
3 |  | 13573 | 2571 | 2 | HC | 3600 | B | OP | 88 | 1920 |  |  |  | WAT |  |  | 0 | 3700 | 3700 | 0 |  | 0 | 0 | 0 | 0 | 0 | 0 | [6 empty] | 0 | 0 | 0 | 0 | 1920 | 0 | 0 | E | [6 empty] | 0
3 |  | 13573 | 2572 | 1 | HC | 1800 | B | OP | 88 | 1924 |  |  |  | WAT |  |  | 0 | 1140 | 1500 | 0 |  | 0 | 0 | 0 | 0 | 0 | 0 | [6 empty] | 0 | 0 | 0 | 0 | 1924 | 0 | 0 | E | [6 empty] | 0
3 |  | 13573 | 2572 | 2 | HC | 1800 | B | OP | 88 | 1924 |  |  |  | WAT |  |  | 0 | 1130 | 1500 | 0 |  | 0 | 0 | 0 | 0 | 0 | 0 | [6 empty] | 0 | 0 | 0 | 0 | 1924 | 0 | 0 | E | [6 empty] | 0
3 |  | 13573 | 2572 | 3 | HC | 1800 | B | OP | 88 | 1924 |  |  |  | WAT |  |  | 0 | 1130 | 1500 | 0 |  | 0 | 0 | 0 | 0 | 0 | 0 | [6 empty] | 0 | 0 | 0 | 0 | 1924 | 0 | 0 | E | [6 empty] | 0
3 |  | 13573 | 2573 | 1 | HC | 520 | B | OP | 88 | 1924 |  |  |  | WAT |  |  | 0 | 350 | 350 | 0 |  | 0 | 0 | 0 | 0 | 0 | 0 | [6 empty] | 0 | 0 | 0 | 0 | 1924 | 0 | 0 | E | [6 empty] | 0
3 |  | 13573 | 2573 | 2 | HC | 520 | B | OP | 88 | 1924 |  |  |  | WAT |  |  | 0 | 350 | 350 | 0 |  | 0 | 0 | 0 | 0 | 0 | 0 | [6 empty] | 0 | 0 | 0 | 0 | 1924 | 0 | 0 | E | [6 empty] | 0
3 |  | 13573 | 2574 | 1 | HC | 1800 | B | OP | 88 | 1928 |  |  |  | WAT |  |  | 0 | 1000 | 1500 | 0 |  | 0 | 0 | 0 | 0 | 0 | 0 | [6 empty] | 0 | 0 | 0 | 0 | 1928 | 0 | 0 | E | [6 empty] | 0
3 |  | 13573 | 2574 | 2 | HC | 1800 | B | OP | 88 | 1928 |  |  |  | WAT |  |  | 0 | 1000 | 1500 | 0 |  | 0 | 0 | 0 | 0 | 0 | 0 | [6 empty] | 0 | 0 | 0 | 0 | 1928 | 0 | 0 | E | [6 empty] | 0
3 |  | 13573 | 2574 | 3 | HC | 1800 | B | OP | 88 | 1928 |  |  |  | WAT |  |  | 0 | 1000 | 1500 | 0 |  | 0 | 0 | 0 | 0 | 0 | 0 | [6 empty] | 0 | 0 | 0 | 0 | 1928 | 0 | 0 | E | [6 empty] | 0
3 |  | 13573 | 2574 | 4 | HC | 2200 | B | OP | 88 | 1949 |  |  |  | WAT |  |  | 0 | 1000 | 2000 | 0 |  | 0 | 0 | 0 | 0 | 0 | 0 | [6 empty] | 0 | 0 | 0 | 0 | 1949 | 0 | 0 | E | [6 empty] | 0
3 |  | 13573 | 2574 | 5 | HC | 0 |  |  | 0 | 0 | [6 empty] | 0 | 0 | 0 | 2500 | PL | 0 | 0 | 11 | 1988 | 12 | 1994 | AP | RE | LO | WAT |  |  | 2500 | 2500 | 0 | 0 | 0 | 2461 | 2408 | [7 empty] | 0
3 |  | 13573 | 2575 | 1 | HC | 1600 | B | OP | 88 | 1925 |  |  |  | WAT |  |  | 0 | 1600 | 1600 | 0 |  | 0 | 0 | 0 | 0 | 0 | 0 | [6 empty] | 0 | 0 | 0 | 0 | 1925 | 0 | 0 | E | [6 empty] | 0
3 |  | 13573 | 2575 | 2 | HC | 1600 | B | OP | 88 | 1925 |  |  |  | WAT |  |  | 0 | 1600 | 1600 | 0 |  | 0 | 0 | 0 | 0 | 0 | 0 | [6 empty] | 0 | 0 | 0 | 0 | 1925 | 0 | 0 | E | [6 empty] | 0
3 |  | 13573 | 2575 | 3 | HC | 1600 | B | OP | 88 | 1925 |  |  |  | WAT |  |  | 0 | 1600 | 1600 | 0 |  | 0 | 0 | 0 | 0 | 0 | 0 | [6 empty] | 0 | 0 | 0 | 0 | 1925 | 0 | 0 | E | [6 empty] | 0
3 |  | 13573 | 2576 | 1 | HC | 1200 | B | OP | 88 | 1913 |  |  |  | WAT |  |  | 0 | 1100 | 1200 | 0 |  | 0 | 0 | 0 | 0 | 0 | 0 | [6 empty] | 0 | 0 | 0 | 0 | 1913 | 0 | 0 | E | [6 empty] | 0
3 |  | 13573 | 2576 | 2 | HC | 1200 | B | OP | 88 | 1913 |  |  |  | WAT |  |  | 0 | 1100 | 1200 | 0 |  | 0 | 0 | 0 | 0 | 0 | 0 | [6 empty] | 0 | 0 | 0 | 0 | 1913 | 0 | 0 | E | [6 empty] | 0
3 |  | 13573 | 2576 | 3 | HC | 2080 | B | OP | 88 | 1943 |  |  |  | WAT |  |  | 0 | 1100 | 1700 | 0 |  | 0 | 0 | 0 | 0 | 0 | 0 | [6 empty] | 0 | 0 | 0 | 0 | 1943 | 0 | 0 | E | [6 empty] | 0
3 |  | 13573 | 2577 | 1 | HC | 700 | B | OP | 88 | 1930 |  |  |  | WAT |  |  | 0 | 400 | 400 | 0 |  | 0 | 0 | 0 | 0 | 0 | 0 | [6 empty] | 0 | 0 | 0 | 0 | 1930 | 0 | 0 | E | [6 empty] | 0
3 |  | 13573 | 2578 | 1 | HC | 4687 | B | OP | 88 | 1942 |  |  |  | WAT |  |  | 0 | 2000 | 4588 | 0 |  | 0 | 0 | 0 | 0 | 0 | 0 | [6 empty] | 0 | 0 | 0 | 0 | 1942 | 0 | 0 | E |  | E |  |  |  |  | 0
3 |  | 13573 | 2579 | 1 | HC | 3200 | B | OP | 88 | 1912 |  |  |  | WAT |  |  | 0 | 2500 | 2500 | 0 |  | 0 | 0 | 0 | 0 | 0 | 0 | [6 empty] | 0 | 0 | 0 | 0 | 1912 | 0 | 0 | E | [6 empty] | 0
3 |  | 13573 | 2579 | 2 | HC | 3200 | B | OP | 88 | 1912 |  |  |  | WAT |  |  | 0 | 2500 | 2500 | 0 |  | 0 | 0 | 0 | 0 | 0 | 0 | [6 empty] | 0 | 0 | 0 | 0 | 1912 | 0 | 0 | E | [6 empty] | 0
3 |  | 13573 | 2580 | 1 | HC | 2400 | B | OP | 88 | 1909 |  |  |  | WAT |  |  | 0 | 1500 | 1500 | 0 |  | 0 | 0 | 0 | 0 | 0 | 0 | [6 empty] | 0 | 0 | 0 | 0 | 1909 | 0 | 0 | E | [6 empty] | 0
3 |  | 13573 | 2580 | 2 | HC | 2400 | B | OP | 88 | 1909 |  |  |  | WAT |  |  | 0 | 1500 | 1500 | 0 |  | 0 | 0 | 0 | 0 | 0 | 0 | [6 empty] | 0 | 0 | 0 | 0 | 1909 | 0 | 0 | E | [6 empty] | 0
3 |  | 13573 | 2581 | 1 | HC | 1800 | B | OP | 88 | 1921 |  |  |  | WAT |  |  | 0 | 1600 | 1600 | 0 |  | 0 | 0 | 0 | 0 | 0 | 0 | [6 empty] | 0 | 0 | 0 | 0 | 1921 | 0 | 0 | E | [6 empty] | 0
3 |  | 13573 | 2581 | 2 | HC | 1800 | B | OP | 88 | 1921 |  |  |  | WAT |  |  | 0 | 1600 | 1600 | 0 |  | 0 | 0 | 0 | 0 | 0 | 0 | [6 empty] | 0 | 0 | 0 | 0 | 1921 | 0 | 0 | E | [6 empty] | 0
3 |  | 13573 | 2581 | 3 | HC | 1800 | B | OP | 88 | 1921 |  |  |  | WAT |  |  | 0 | 1500 | 1500 | 0 |  | 0 | 0 | 0 | 0 | 0 | 0 | [6 empty] | 0 | 0 | 0 | 0 | 1921 | 0 | 0 | E | [6 empty] | 0
3 |  | 13573 | 2582 | 1 | HC | 3750 | B | OP | 88 | 1930 |  |  |  | WAT |  |  | 0 | 3750 | 3750 | 0 |  | 0 | 0 | 0 | 0 | 0 | 0 | [6 empty] | 0 | 0 | 0 | 0 | 1930 | 0 | 0 | E | [6 empty] | 0
3 |  | 13573 | 2582 | 2 | HC | 3750 | B | OP | 88 | 1930 |  |  |  | WAT |  |  | 0 | 3750 | 3750 | 0 |  | 0 | 0 | 0 | 0 | 0 | 0 | [6 empty] | 0 | 0 | 0 | 0 | 1930 | 0 | 0 | E | [6 empty] | 0
3 |  | 13573 | 2583 | 1 | HC | 1000 | B | OP | 88 | 1940 |  |  |  | WAT |  |  | 0 | 900 | 1000 | 0 |  | 0 | 0 | 0 | 0 | 0 | 0 | [6 empty] | 0 | 0 | 0 | 0 | 1940 | 0 | 0 | E | [6 empty] | 0
3 |  | 13573 | 2584 | 1 | HC | 800 | B | OP | 0 | 1898 |  |  |  | WAT |  |  | 0 | 400 | 520 | 0 | RT | 1 | 1994 | 0 | 0 | 0 | 0 | AP | RE |  |  |  |  | 0 | 0 | 0 | 0 | 1898 | 0 | 0 | E | [6 empty] | 0
3 |  | 13573 | 2584 | 2 | HC | 800 | B | OP | 0 | 1898 |  |  |  | WAT |  |  | 0 | 400 | 520 | 0 | RT | 1 | 1994 | 0 | 0 | 0 | 0 | AP | RE |  |  |  |  | 0 | 0 | 0 | 0 | 1898 | 0 | 0 | E | [6 empty] | 0
3 |  | 13573 | 2584 | 3 | HC | 800 | B | OS | 0 | 1898 |  |  |  | WAT |  |  | 0 | 400 | 520 | 0 | RT | 1 | 1994 | 0 | 0 | 0 | 0 | AP | RE |  |  |  |  | 0 | 0 | 0 | 0 | 1898 | 0 | 0 | E | [6 empty] | 0
3 |  | 13573 | 2584 | 4 | HC | 700 | B | OS | 0 | 1898 |  |  |  | WAT |  |  | 0 | 400 | 520 | 0 | RT | 1 | 1994 | 0 | 0 | 0 | 0 | AP | RE |  |  |  |  | 0 | 0 | 0 | 0 | 1898 | 0 | 0 | E | [6 empty] | 0
3 |  | 13573 | 2584 | 5 | HC | 700 | B | OP | 0 | 1898 |  |  |  | WAT |  |  | 0 | 400 | 520 | 0 | RT | 1 | 1994 | 0 | 0 | 0 | 0 | [6 empty] | 0 | 0 | 0 | 0 | 1898 | 0 | 0 | E | [6 empty] | 0
3 |  | 13573 | 2584 | 7 | HC | 700 | B | OP | 0 | 1898 |  |  |  | WAT |  |  | 0 | 400 | 520 | 0 | RT | 1 | 1994 | 0 | 0 | 0 | 0 | AP | RE |  |  |  |  | 0 | 0 | 0 | 0 | 1898 | 0 | 0 | E | [6 empty] | 0
3 |  | 13573 | 2584 | N1 | HC | 0 |  |  | 0 | 0 | [6 empty] | 0 | 0 | 0 | 12000 | PL | 0 | 0 | 5 | 1984 | 12 | 1994 | AP | RE |  | WAT |  |  | 12000 | 12000 | 0 | 0 | 0 | 12530 | 12033 | [7 empty] | 0
3 |  | 13573 | 2586 | N1 | HC | 0 |  |  | 0 | 0 | [6 empty] | 0 | 0 | 0 | 1800 | CN | 12 | 1990 | 11 | 1989 | 1 | 1998 | AP | RE |  | WAT |  |  | 1300 | 1500 | 0 | 0 | 0 | 1750 | 1719 |  |  |  |  | Y | Application withdrawn until relicensing in 1993. |  | 0
3 |  | 13573 | 2586 | HY1 | HC | 1600 | B | OP | 88 | 1915 |  |  |  | WAT |  |  | 0 | 1300 | 1500 | 0 |  | 0 | 0 | 0 | 0 | 0 | 0 | [6 empty] | 0 | 0 | 0 | 0 | 1915 | 0 | 0 | E | [6 empty] | 0
3 |  | 13573 | 2586 | HY2 | HC | 1600 | B | OP | 88 | 1915 |  |  |  | WAT |  |  | 0 | 1300 | 1500 | 0 |  | 0 | 0 | 0 | 0 | 0 | 0 | [6 empty] | 0 | 0 | 0 | 0 | 1915 | 0 | 0 | E | [6 empty] | 0
3 |  | 13573 | 2586 | HY3 | HC | 1600 | B | OP | 88 | 1915 |  |  |  | WAT |  |  | 0 | 1300 | 1500 | 0 |  | 0 | 0 | 0 | 0 | 0 | 0 | [6 empty] | 0 | 0 | 0 | 0 | 1915 | 0 | 0 | E | [6 empty] | 0
3 |  | 13573 | 2586 | HY4 | HC | 1600 | B | OP | 88 | 1975 |  |  |  | WAT |  |  | 0 | 1300 | 1500 | 0 |  | 0 | 0 | 0 | 0 | 0 | 0 | [6 empty] | 0 | 0 | 0 | 0 | 1975 | 0 | 0 | E | [6 empty] | 0
3 |  | 13573 | 2586 | HY5 | HC | 1600 | B | OP | 88 | 1915 |  |  |  | WAT |  |  | 0 | 1300 | 1500 | 0 |  | 0 | 0 | 0 | 0 | 0 | 0 | [6 empty] | 0 | 0 | 0 | 0 | 1915 | 0 | 0 | E | [6 empty] | 0
3 |  | 13573 | 2587 | 1 | HC | 2800 |  | OS | 0 | 1948 |  |  |  | WAT |  |  | 0 | 2800 | 2800 | 0 | RT | 12 | 1994 | 0 | 0 | 0 | 0 | [6 empty] | 0 | 0 | 0 | 0 | 1948 | 0 | 0 | [7 empty] | 0
3 |  | 13573 | 2587 | 2 | HC | 2000 |  | OP | 0 | 1933 |  |  |  | WAT |  |  | 0 | 2200 | 2200 | 0 | RT | 12 | 1994 | 0 | 0 | 0 | 0 | [6 empty] | 0 | 0 | 0 | 0 | 1933 | 0 | 0 | [7 empty] | 0
3 |  | 13573 | 2588 | 1 | HC | 4000 | B | OP | 88 | 1929 |  |  |  | WAT |  |  | 0 | 4300 | 4300 | 0 |  | 0 | 0 | 0 | 0 | 0 | 0 | [6 empty] | 0 | 0 | 0 | 0 | 1929 | 0 | 0 | E | [6 empty] | 0
3 |  | 13573 | 2588 | 2 | HC | 4000 | B | OP | 88 | 1929 |  |  |  | WAT |  |  | 0 | 4300 | 4300 | 0 |  | 0 | 0 | 0 | 0 | 0 | 0 | [6 empty] | 0 | 0 | 0 | 0 | 1929 | 0 | 0 | E | [6 empty] | 0
3 |  | 13573 | 2589 | 1 | NB | 641750 | B | OP | 12 | 1969 | UR |  |  | UR |  |  | 10320 | 605000 | 605000 | 0 | RT | 8 | 2009 | 0 | 0 | 0 | 0 | [6 empty] | 0 | 0 | 620000 | 8 | 1969 | 0 | 0 | [7 empty] | 0
3 |  | 13573 | 2589 | 2 | NB | 1166000 | B | OP | 3 | 1988 |  |  |  | UR |  |  | 10500 | 1080000 | 1080000 | 0 |  | 0 | 0 | 11 | 1983 | 0 | 0 | RE | FI |  |  |  |  | 0 | 0 | 1080000 | 7 | 1987 | 0 | 0 | [7 empty] | 0
3 |  | 13573 | 2589 | IC1 | IC | 2500 | P | SB | 12 | 1969 | FO2 |  |  | FO2 |  |  | 0 | 2308 | 2648 | 0 |  | 0 | 0 | 0 | 0 | 0 | 0 | [6 empty] | 0 | 0 | 0 | 11 | 1969 | 0 | 0 | E | E | E |  |  |  |  | 0
3 |  | 13573 | 2589 | IC2 | IC | 2500 | P | SB | 12 | 1969 | FO2 |  |  | FO2 |  |  | 0 | 2308 | 2648 | 0 |  | 0 | 0 | 0 | 0 | 0 | 0 | [6 empty] | 0 | 0 | 0 | 11 | 1969 | 0 | 0 | E | E | E |  |  |  |  | 0
3 |  | 13573 | 2590 | 1 | HC | 4500 | B | OP | 88 | 1928 |  |  |  | WAT |  |  | 0 | 3800 | 4300 | 0 |  | 0 | 0 | 0 | 0 | 0 | 0 | [6 empty] | 0 | 0 | 0 | 0 | 1928 | 0 | 0 | E | [6 empty] | 0
3 |  | 13573 | 2591 | 1 | HC | 2000 | B | OP | 88 | 1928 |  |  |  | WAT |  |  | 0 | 2000 | 2200 | 0 |  | 0 | 0 | 0 | 0 | 0 | 0 | [6 empty] | 0 | 0 | 0 | 0 | 1928 | 0 | 0 | E | [6 empty] | 0
3 |  | 13573 | 2592 | 1 | HC | 350 | B | OP | 88 | 1941 |  |  |  | WAT |  |  | 0 | 275 | 320 | 0 |  | 0 | 0 | 0 | 0 | 0 | 0 | [6 empty] | 0 | 0 | 0 | 0 | 1941 | 0 | 0 | E |  | E |  |  |  |  | 0
3 |  | 13573 | 2593 | 1 | HC | 560 | B | OP | 88 | 1913 |  |  |  | WAT |  |  | 0 | 400 | 400 | 0 |  | 0 | 0 | 0 | 0 | 0 | 0 | [6 empty] | 0 | 0 | 0 | 0 | 1913 | 0 | 0 | E | [6 empty] | 0
3 |  | 13573 | 2593 | N1 | HC | 240 |  | OP | 6 | 1988 |  |  |  | WAT |  |  | 0 | 216 | 217 | 0 |  | 0 | 0 | 11 | 1990 | 0 | 0 | [6 empty] | 0 | 0 | 0 | 6 | 1988 | 0 | 0 |  | E | E |  |  |  |  | 0
3 |  | 13573 | 2594 | 2 | ST | 92000 | C | SC | 12 | 1941 | FO2 |  |  | FO6 |  |  | 13943 | 87892 | 89768 | 0 |  | 0 | 0 | 0 | 0 | 0 | 0 | [6 empty] | 0 | 0 | 0 | 11 | 1941 | 0 | 0 | E | E | E |  |  |  |  | 0
3 |  | 13573 | 2594 | 3 | ST | 80000 | C | OP | 12 | 1948 | NG |  |  | NG |  |  | 12724 | 75000 | 75000 | 0 |  | 0 | 0 | 0 | 0 | 0 | 0 | [6 empty] | 0 | 0 | 0 | 11 | 1948 | 0 | 0 | E | [6 empty] | 0
3 |  | 13573 | 2594 | 4 | ST | 80000 | C | OP | 8 | 1951 | FO2 |  |  | FO6 |  |  | 10459 | 90000 | 90000 | 0 |  | 0 | 0 | 0 | 0 | 0 | 0 | [6 empty] | 0 | 0 | 0 | 7 | 1951 | 0 | 0 | E | [6 empty] | 0
3 |  | 13573 | 2594 | IC1 | IC | 700 | P | SB | 8 | 1967 | FO2 |  |  | FO2 |  |  | 0 | 638 | 718 | 0 |  | 0 | 0 | 0 | 0 | 0 | 0 | [6 empty] | 0 | 0 | 0 | 7 | 1967 | 0 | 0 | E | E | E |  |  |  |  | 0
3 |  | 13573 | 2594 | IC2 | IC | 800 | P | SB | 2 | 1976 | FO2 |  |  | FO2 |  |  | 0 | 730 | 823 | 0 |  | 0 | 0 | 0 | 0 | 0 | 0 | [6 empty] | 0 | 0 | 0 | 1 | 1976 | 0 | 0 | E | E | E |  |  |  |  | 0
3 |  | 13573 | 2594 | IC3 | IC | 800 | P | SB | 7 | 1980 | FO2 |  |  | FO2 |  |  | 0 | 730 | 823 | 0 |  | 0 | 0 | 0 | 0 | 0 | 0 | [6 empty] | 0 | 0 | 0 | 6 | 1980 | 0 | 0 | E | E | E |  |  |  |  | 0
3 |  | 13573 | 2594 | ST1 | ST | 92000 | C | SC | 12 | 1940 | FO2 |  |  | FO6 |  |  | 12813 | 87892 | 89768 | 0 |  | 0 | 0 | 0 | 0 | 0 | 0 | [6 empty] | 0 | 0 | 0 | 11 | 1940 | 0 | 0 | E | E | E |  |  |  |  | 0
3 |  | 13573 | 2594 | ST5 | ST | 816000 | C | OP | 2 | 1976 | FO2 |  |  | FO6 |  |  | 9579 | 850000 | 850000 | 0 |  | 0 | 0 | 0 | 0 | 0 | 0 | [6 empty] | 0 | 0 | 0 | 11 | 1975 | 0 | 0 | E | [6 empty] | 0
3 |  | 13573 | 2594 | ST6 | ST | 816000 | C | OP | 7 | 1980 | FO2 |  |  | FO6 |  |  | 9543 | 850000 | 841000 | 0 |  | 0 | 0 | 0 | 0 | 0 | 0 | [6 empty] | 0 | 0 | 0 | 3 | 1980 | 0 | 0 | E | [6 empty] | 0
3 |  | 13573 | 2595 | 1 | HC | 1500 | B | OP | 88 | 1914 |  |  |  | WAT |  |  | 0 | 1500 | 1500 | 0 |  | 0 | 0 | 0 | 0 | 0 | 0 | [6 empty] | 0 | 0 | 0 | 0 | 1914 | 0 | 0 | E | [6 empty] | 0
3 |  | 13573 | 2595 | 2 | HC | 1500 | B | OP | 88 | 1914 |  |  |  | WAT |  |  | 0 | 1500 | 1500 | 0 |  | 0 | 0 | 0 | 0 | 0 | 0 | [6 empty] | 0 | 0 | 0 | 0 | 1914 | 0 | 0 | E | [6 empty] | 0
3 |  | 13573 | 2595 | 3 | HC | 1500 | B | OP | 88 | 1914 |  |  |  | WAT |  |  | 0 | 1500 | 1500 | 0 |  | 0 | 0 | 0 | 0 | 0 | 0 | [6 empty] | 0 | 0 | 0 | 0 | 1914 | 0 | 0 | E | [6 empty] | 0
3 |  | 13573 | 2596 | 1 | HC | 800 | B | OS | 88 | 1914 |  |  |  | WAT |  |  | 0 | 280 | 280 | 0 | RT | 12 | 1994 | 0 | 0 | 0 | 0 | [6 empty] | 0 | 0 | 0 | 0 | 1914 | 0 | 0 | E | [6 empty] | 0
3 |  | 13573 | 2596 | 2 | HC | 800 | B | OS | 88 | 1914 |  |  |  | WAT |  |  | 0 | 280 | 280 | 0 | RT | 12 | 1994 | 0 | 0 | 0 | 0 | [6 empty] | 0 | 0 | 0 | 0 | 1914 | 0 | 0 | E | [6 empty] | 0
3 |  | 13573 | 2596 | 3 | HC | 400 | B | OP | 88 | 1914 |  |  |  | WAT |  |  | 0 | 280 | 280 | 0 | RT | 12 | 1994 | 0 | 0 | 0 | 0 | [6 empty] | 0 | 0 | 0 | 0 | 1914 | 0 | 0 | E | [6 empty] | 0
3 |  | 13573 | 2596 | 4 | HC | 928 | B | OP | 88 | 1914 |  |  |  | WAT |  |  | 0 | 280 | 280 | 0 |  | 0 | 0 | 0 | 0 | 0 | 0 | [6 empty] | 0 | 0 | 0 | 0 | 1914 | 0 | 0 | E | [6 empty] | 0
3 |  | 13573 | 2596 | 5 | HC | 928 | B | OP | 88 | 1914 |  |  |  | WAT |  |  | 0 | 280 | 280 | 0 |  | 0 | 0 | 0 | 0 | 0 | 0 | [6 empty] | 0 | 0 | 0 | 0 | 1914 | 0 | 0 | E | [6 empty] | 0
3 |  | 13573 | 2596 | 6 | HC | 0 |  |  | 0 | 0 | [6 empty] | 0 | 0 | 0 | 1850 | CN | 12 | 1990 | 11 | 1987 | 12 | 1994 | AP | RE |  | WAT |  |  | 0 | 0 | 0 | 0 | 0 | 1801 | 1768 | [7 empty] | 0
3 |  | 13573 | 2596 | 7 | HC | 0 |  |  | 0 | 0 | [6 empty] | 0 | 0 | 0 | 1850 | CN | 12 | 1990 | 11 | 1987 | 12 | 1994 | AP | RE |  | WAT |  |  | 0 | 0 | 0 | 0 | 0 | 1801 | 1768 | [7 empty] | 0
3 |  | 13573 | 2596 | 8 | HC | 0 |  |  | 0 | 0 | [6 empty] | 0 | 0 | 0 | 1850 | CN | 12 | 1990 | 11 | 1987 | 12 | 1994 | AP | RE |  | WAT |  |  | 0 | 0 | 0 | 0 | 0 | 1801 | 1768 | [7 empty] | 0
3 |  | 13573 | 2597 | 1 | HC | 2400 | B | OP | 88 | 1925 |  |  |  | WAT |  |  | 0 | 2300 | 2300 | 0 |  | 0 | 0 | 0 | 0 | 0 | 0 | [6 empty] | 0 | 0 | 0 | 0 | 1925 | 0 | 0 | E | [6 empty] | 0
3 |  | 13573 | 2598 | 1 | HC | 1500 | B | OP | 88 | 1957 |  |  |  | WAT |  |  | 0 | 1500 | 800 | 0 |  | 0 | 0 | 0 | 0 | 0 | 0 | [6 empty] | 0 | 0 | 0 | 0 | 1957 | 0 | 0 | E | [6 empty] | 0
3 |  | 13573 | 2598 | 2 | HC | 600 | B | OP | 88 | 1924 |  |  |  | WAT |  |  | 0 | 400 | 800 | 0 |  | 0 | 0 | 0 | 0 | 0 | 0 | [6 empty] | 0 | 0 | 0 | 0 | 1924 | 0 | 0 | E | [6 empty] | 0
3 |  | 13573 | 2598 | 3 | HC | 600 | B | OP | 88 | 1924 |  |  |  | WAT |  |  | 0 | 600 | 800 | 0 |  | 0 | 0 | 0 | 0 | 0 | 0 | [6 empty] | 0 | 0 | 0 | 0 | 1924 | 0 | 0 | E | [6 empty] | 0
3 |  | 13573 | 2599 | 1 | HC | 17325 | B | OP | 88 | 1959 |  |  |  | WAT |  |  | 0 | 18000 | 18000 | 0 |  | 0 | 0 | 0 | 0 | 0 | 0 | [6 empty] | 0 | 0 | 0 | 0 | 1959 | 0 | 0 | E | [6 empty] | 0
3 |  | 13573 | 2600 | 1 | HC | 22500 | B | OP | 88 | 1956 |  |  |  | WAT |  |  | 0 | 23700 | 23700 | 0 |  | 0 | 0 | 0 | 0 | 0 | 0 | [6 empty] | 0 | 0 | 0 | 0 | 1956 | 0 | 0 | E | [6 empty] | 0
3 |  | 13573 | 2601 | 1 | HC | 2000 | B | OP | 88 | 1928 |  |  |  | WAT |  |  | 0 | 2000 | 2000 | 0 |  | 0 | 0 | 0 | 0 | 0 | 0 | [6 empty] | 0 | 0 | 0 | 0 | 1928 | 0 | 0 | E | [6 empty] | 0
3 |  | 13573 | 2602 | 1 | HC | 1000 |  |  | 99 | 1920 |  |  |  | WAT |  |  | 0 | 0 | 0 | 0 | RE | 0 | 0 | 0 | 0 | 0 | 0 | [6 empty] | 0 | 0 | 0 | 0 | 1920 | 0 | 0 | E | [6 empty] | 0
3 |  | 13573 | 2602 | 2 | HC | 1000 |  |  | 99 | 1920 |  |  |  | WAT |  |  | 0 | 0 | 0 | 0 | RE | 0 | 0 | 0 | 0 | 0 | 0 | [6 empty] | 0 | 0 | 0 | 0 | 1920 | 0 | 0 | E | [6 empty] | 0
3 |  | 13573 | 2604 | 1 | HC | 1000 | B | OP | 88 | 1937 |  |  |  | WAT |  |  | 0 | 1200 | 1200 | 0 |  | 0 | 0 | 0 | 0 | 0 | 0 | [6 empty] | 0 | 0 | 0 | 0 | 1937 | 0 | 0 | E | [6 empty] | 0
3 |  | 13573 | 2604 | 2 | HC | 1000 | B | OP | 88 | 1937 |  |  |  | WAT |  |  | 0 | 1200 | 1200 | 0 |  | 0 | 0 | 0 | 0 | 0 | 0 | [6 empty] | 0 | 0 | 0 | 0 | 1937 | 0 | 0 | E | [6 empty] | 0
3 |  | 13573 | 2604 | 3 | HC | 680 | B | OP | 88 | 1921 |  |  |  | WAT |  |  | 0 | 600 | 700 | 0 |  | 0 | 0 | 0 | 0 | 0 | 0 | [6 empty] | 0 | 0 | 0 | 0 | 1921 | 0 | 0 | E | [6 empty] | 0
3 |  | 13573 | 2605 | 1 | HC | 7200 | B | OP | 88 | 1974 |  |  |  | WAT |  |  | 0 | 5200 | 6280 | 0 |  | 0 | 0 | 0 | 0 | 0 | 0 | [6 empty] | 0 | 0 | 0 | 0 | 1974 | 0 | 0 | E | [6 empty] | 0
3 |  | 13573 | 2605 | 2 | HC | 7200 | B | OP | 88 | 1915 |  |  |  | WAT |  |  | 0 | 5200 | 6280 | 0 |  | 0 | 0 | 0 | 0 | 0 | 0 | [6 empty] | 0 | 0 | 0 | 0 | 1915 | 0 | 0 | E | [6 empty] | 0
3 |  | 13573 | 2605 | 3 | HC | 7200 | B | OP | 88 | 1915 |  |  |  | WAT |  |  | 0 | 5200 | 6280 | 0 |  | 0 | 0 | 0 | 0 | 0 | 0 | [6 empty] | 0 | 0 | 0 | 0 | 1915 | 0 | 0 | E | [6 empty] | 0
3 |  | 13573 | 2605 | 4 | HC | 7200 | B | OP | 88 | 1922 |  |  |  | WAT |  |  | 0 | 5200 | 6280 | 0 |  | 0 | 0 | 0 | 0 | 0 | 0 | [6 empty] | 0 | 0 | 0 | 0 | 1922 | 0 | 0 | E | [6 empty] | 0
3 |  | 13573 | 2605 | 5 | HC | 10000 | B | OP | 88 | 1924 |  |  |  | WAT |  |  | 0 | 5200 | 6280 | 0 |  | 0 | 0 | 0 | 0 | 0 | 0 | [6 empty] | 0 | 0 | 0 | 0 | 1924 | 0 | 0 | E | [6 empty] | 0
3 |  | 13573 | 2606 | 1 | HC | 3280 | B | OP | 88 | 1908 |  |  |  | WAT |  |  | 0 | 3000 | 3500 | 0 |  | 0 | 0 | 0 | 0 | 0 | 0 | [6 empty] | 0 | 0 | 0 | 0 | 1908 | 0 | 0 | E | [6 empty] | 0
3 |  | 13573 | 2606 | 2 | HC | 3280 | B | OP | 88 | 1908 |  |  |  | WAT |  |  | 0 | 3000 | 3500 | 0 |  | 0 | 0 | 0 | 0 | 0 | 0 | [6 empty] | 0 | 0 | 0 | 0 | 1908 | 0 | 0 | E | [6 empty] | 0
3 |  | 13573 | 2606 | 3 | HC | 3280 | B | OP | 88 | 1908 |  |  |  | WAT |  |  | 0 | 3000 | 3500 | 0 |  | 0 | 0 | 0 | 0 | 0 | 0 | [6 empty] | 0 | 0 | 0 | 0 | 1908 | 0 | 0 | E | [6 empty] | 0
3 |  | 13573 | 2606 | 4 | HC | 3280 | B | OP | 88 | 1908 |  |  |  | WAT |  |  | 0 | 3000 | 3500 | 0 |  | 0 | 0 | 0 | 0 | 0 | 0 | [6 empty] | 0 | 0 | 0 | 0 | 1908 | 0 | 0 | E | [6 empty] | 0
3 |  | 13573 | 2607 | 1 | HC | 1550 | B | OP | 88 | 1919 |  |  |  | WAT |  |  | 0 | 1300 | 1300 | 0 |  | 0 | 0 | 0 | 1988 | 0 | 0 | [6 empty] | 0 | 0 | 0 | 0 | 1919 | 1000 | 1000 | E | [6 empty] | 0
3 |  | 13573 | 2608 | 1 | HC | 1000 | B | OP | 88 | 1925 |  |  |  | WAT |  |  | 0 | 1000 | 1000 | 0 |  | 0 | 0 | 0 | 0 | 0 | 0 | [6 empty] | 0 | 0 | 0 | 0 | 1925 | 0 | 0 | E | [6 empty] | 0
3 |  | 13573 | 2608 | 2 | HC | 1000 | B | OP | 88 | 1925 |  |  |  | WAT |  |  | 0 | 900 | 900 | 0 |  | 0 | 0 | 0 | 0 | 0 | 0 | [6 empty] | 0 | 0 | 0 | 0 | 1925 | 0 | 0 | E | [6 empty] | 0
3 |  | 13573 | 2609 | 2 | HC | 7200 | B | OP | 88 | 1923 |  |  |  | WAT |  |  | 0 | 7000 | 7000 | 0 |  | 0 | 0 | 0 | 0 | 0 | 0 | [6 empty] | 0 | 0 | 0 | 0 | 1923 | 0 | 0 | E | [6 empty] | 0
3 |  | 13573 | 2609 | 3 | HC | 7200 | B | OP | 88 | 1923 |  |  |  | WAT |  |  | 0 | 7000 | 7000 | 0 |  | 0 | 0 | 0 | 0 | 0 | 0 | [6 empty] | 0 | 0 | 0 | 0 | 1923 | 0 | 0 | E | [6 empty] | 0
3 |  | 13573 | 2609 | 4 | HC | 7200 | B | OP | 88 | 1923 |  |  |  | WAT |  |  | 0 | 7000 | 7000 | 0 |  | 0 | 0 | 0 | 0 | 0 | 0 | [6 empty] | 0 | 0 | 0 | 0 | 1923 | 0 | 0 | E | [6 empty] | 0
3 |  | 13573 | 2609 | 5 | HC | 7200 | B | OP | 88 | 1923 |  |  |  | WAT |  |  | 0 | 7000 | 7000 | 0 |  | 0 | 0 | 0 | 0 | 0 | 0 | [6 empty] | 0 | 0 | 0 | 0 | 1923 | 0 | 0 | E | [6 empty] | 0
3 |  | 13573 | 2610 | 1 | HC | 7500 | B | OP | 88 | 1925 |  |  |  | WAT |  |  | 0 | 6000 | 6000 | 0 |  | 0 | 0 | 0 | 0 | 0 | 0 | [6 empty] | 0 | 0 | 0 | 0 | 1925 | 0 | 0 | E | [6 empty] | 0
3 |  | 13573 | 2610 | 2 | HC | 7500 | B | OP | 88 | 1925 |  |  |  | WAT |  |  | 0 | 6000 | 6000 | 0 |  | 0 | 0 | 0 | 0 | 0 | 0 | [6 empty] | 0 | 0 | 0 | 0 | 1925 | 0 | 0 | E | [6 empty] | 0
3 |  | 13573 | 2611 | 1 | HC | 19350 | B | OP | 88 | 1954 |  |  |  | WAT |  |  | 0 | 18500 | 20000 | 0 |  | 0 | 0 | 0 | 0 | 0 | 0 | [6 empty] | 0 | 0 | 0 | 0 | 1954 | 0 | 0 | E | [6 empty] | 0
3 |  | 13573 | 2612 | 8 | HC | 6800 | B | OP | 88 | 1924 |  |  |  | WAT |  |  | 0 | 3300 | 7300 | 0 |  | 0 | 0 | 0 | 0 | 0 | 0 | [6 empty] | 0 | 0 | 0 | 0 | 1924 | 0 | 0 | E | [6 empty] | 0
3 |  | 13573 | 2612 | 9 | HC | 37600 | B | OP | 88 | 1930 |  |  |  | WAT |  |  | 0 | 40000 | 40000 | 0 |  | 0 | 0 | 0 | 0 | 0 | 0 | [6 empty] | 0 | 0 | 0 | 0 | 1930 | 0 | 0 | E | [6 empty] | 0
3 |  | 13573 | 2613 | 1 | HC | 22500 | B | OP | 88 | 1957 |  |  |  | WAT |  |  | 0 | 23000 | 23000 | 0 |  | 0 | 0 | 0 | 0 | 0 | 0 | [6 empty] | 0 | 0 | 0 | 0 | 1957 | 0 | 0 | E | [6 empty] | 0
3 |  | 13573 | 2614 | 1 | HC | 30000 | B | OP | 88 | 1952 |  |  |  | WAT |  |  | 0 | 29000 | 31200 | 0 |  | 0 | 0 | 0 | 0 | 0 | 0 | [6 empty] | 0 | 0 | 0 | 0 | 1952 | 0 | 0 | E | [6 empty] | 0
3 |  | 13573 | 2615 | 1 | HC | 2800 | B | OP | 88 | 1943 |  |  |  | WAT |  |  | 0 | 1500 | 1800 | 0 |  | 0 | 0 | 0 | 0 | 0 | 0 | [6 empty] | 0 | 0 | 0 | 0 | 1943 | 0 | 0 | E | [6 empty] | 0
3 |  | 13573 | 2616 | 1 | HC | 2400 | B | OP | 88 | 1924 |  |  |  | WAT |  |  | 0 | 2000 | 2000 | 0 |  | 0 | 0 | 0 | 0 | 0 | 0 | [6 empty] | 0 | 0 | 0 | 0 | 1924 | 0 | 0 | E | [6 empty] | 0
3 |  | 13573 | 2616 | 2 | HC | 2400 | B | OP | 88 | 1924 |  |  |  | WAT |  |  | 0 | 2000 | 2000 | 0 |  | 0 | 0 | 0 | 0 | 0 | 0 | [6 empty] | 0 | 0 | 0 | 0 | 1924 | 0 | 0 | E | [6 empty] | 0
3 |  | 13573 | 2616 | 3 | HC | 0 |  |  | 0 | 0 | [6 empty] | 0 | 0 | 0 | 2400 | CN | 12 | 1987 | 11 | 1990 | 0 | 0 | AP | RE |  | WAT |  |  | 0 | 0 | 0 | 0 | 0 | 2000 | 2000 | [7 empty] | 0
3 |  | 13573 | 2617 | 1 | HC | 1100 | B | OP | 88 | 1913 |  |  |  | WAT |  |  | 0 | 1100 | 1100 | 0 |  | 0 | 0 | 0 | 0 | 0 | 0 | [6 empty] | 0 | 0 | 0 | 0 | 1913 | 0 | 0 | E | [6 empty] | 0
3 |  | 13573 | 2617 | 2 | HC | 1100 | B | OP | 88 | 1913 |  |  |  | WAT |  |  | 0 | 1100 | 1100 | 0 |  | 0 | 0 | 0 | 0 | 0 | 0 | [6 empty] | 0 | 0 | 0 | 0 | 1913 | 0 | 0 | E | [6 empty] | 0
3 |  | 13573 | 2617 | 3 | HC | 1100 | B | OP | 88 | 1913 |  |  |  | WAT |  |  | 0 | 1100 | 1100 | 0 |  | 0 | 0 | 0 | 0 | 0 | 0 | [6 empty] | 0 | 0 | 0 | 0 | 1913 | 0 | 0 | E | [6 empty] | 0
3 |  | 13573 | 2617 | 4 | HC | 1200 | B | OP | 88 | 1927 |  |  |  | WAT |  |  | 0 | 1100 | 1100 | 0 |  | 0 | 0 | 0 | 0 | 0 | 0 | [6 empty] | 0 | 0 | 0 | 0 | 1927 | 0 | 0 | E | [6 empty] | 0
3 |  | 13573 | 2619 | 1 | HC | 1000 | B |  | 88 | 1901 |  |  |  | WAT |  |  | 0 | 1000 | 1000 | 0 | RE | 8 | 1988 | 0 | 0 | 0 | 0 | LE | [5 empty] | 0 | 0 | 0 | 0 | 1901 | 0 | 0 | E | [6 empty] | 0
3 |  | 13573 | 2619 | 2 | HC | 1000 | B |  | 88 | 1901 |  |  |  | WAT |  |  | 0 | 1000 | 1000 | 0 | RE | 8 | 1988 | 0 | 0 | 0 | 0 | LE | [5 empty] | 0 | 0 | 0 | 0 | 1901 | 0 | 0 | E | [6 empty] | 0
3 |  | 13573 | 2619 | 3 | HC | 1000 | B |  | 88 | 1901 |  |  |  | WAT |  |  | 0 | 1000 | 1000 | 0 | RE | 8 | 1988 | 0 | 0 | 0 | 0 | LE | [5 empty] | 0 | 0 | 0 | 0 | 1901 | 0 | 0 | E | [6 empty] | 0
3 |  | 13573 | 2619 | 4 | HC | 1000 | B |  | 88 | 1901 |  |  |  | WAT |  |  | 0 | 1000 | 1000 | 0 | RE | 8 | 1988 | 0 | 0 | 0 | 0 | LE | [5 empty] | 0 | 0 | 0 | 0 | 1901 | 0 | 0 | E | [6 empty] | 0
3 |  | 13573 | 2619 | 5 | HC | 6800 | B | OP | 88 | 1919 |  |  |  | WAT |  |  | 0 | 7000 | 7000 | 0 |  | 0 | 0 | 0 | 0 | 0 | 0 | [6 empty] | 0 | 0 | 0 | 0 | 1919 | 0 | 0 | E | [6 empty] | 0
3 |  | 13573 | 2619 | 6 | HC | 6400 | B | OP | 88 | 1919 |  |  |  | WAT |  |  | 0 | 6500 | 6500 | 0 |  | 0 | 0 | 0 | 0 | 0 | 0 | [6 empty] | 0 | 0 | 0 | 0 | 1919 | 0 | 0 | E | [6 empty] | 0
3 |  | 13573 | 2619 | 7 | HC | 6400 | B | OP | 88 | 1922 |  |  |  | WAT |  |  | 0 | 6400 | 6400 | 0 |  | 0 | 0 | 0 | 0 | 0 | 0 | [6 empty] | 0 | 0 | 0 | 0 | 1922 | 0 | 0 | E | [6 empty] | 0
3 |  | 13573 | 2619 | 8 | HC | 100 | B |  | 88 | 1902 |  |  |  | WAT |  |  | 0 | 100 | 100 | 0 | RE | 12 | 1989 | 0 | 0 | 0 | 0 | [6 empty] | 0 | 0 | 0 | 0 | 1902 | 0 | 0 | E | [6 empty] | 0
3 |  | 13573 | 2619 | 9 | HC | 0 |  |  | 0 | 0 | [6 empty] | 0 | 0 | 0 | 10000 | CN | 12 | 1989 | 0 | 1983 | 0 | 0 | AP | LE |  | WAT |  |  | 10000 | 10000 | 0 | 0 | 0 | 10371 | 9981 | [7 empty] | 0
3 |  | 13573 | 2620 | 1 | HC | 1200 | B |  | 88 | 1907 |  |  |  | WAT |  |  | 0 | 1149 | 1134 | 0 | SD | 5 | 1986 | 0 | 0 | 0 | 0 | [6 empty] | 0 | 0 | 0 | 0 | 1907 | 0 | 0 | E | E | E |  |  |  |  | 0
3 |  | 13573 | 2620 | 2 | HC | 1200 | B |  | 88 | 1923 |  |  |  | WAT |  |  | 0 | 1000 | 1000 | 0 | SD | 5 | 1986 | 0 | 0 | 0 | 0 | OT | FI |  |  |  |  | 0 | 0 | 0 | 0 | 1923 | 0 | 0 | E | E | E |  |  |  |  | 0
3 |  | 13573 | 2620 | 3 | HC | 0 |  |  | 0 | 0 | [6 empty] | 0 | 0 | 0 | 2500 | CN | 12 | 1984 | 11 | 1984 | 1 | 1989 |  |  |  | WAT |  |  | 0 | 0 | 0 | 0 | 0 | 2000 | 2000 | [7 empty] | 0
3 |  | 13573 | 2621 | 1 | HC | 0 |  |  | 0 | 0 | [6 empty] | 0 | 0 | 0 | 4600 | CN | 12 | 1990 | 11 | 1990 | 1 | 1998 | AP | RE |  | WAT |  |  | 4600 | 4600 | 0 | 0 | 0 | 4634 | 4501 | [7 empty] | 0
3 |  | 13573 | 2621 | 2 | HC | 2200 | B | OP | 88 | 1926 |  |  |  | WAT |  |  | 0 | 1000 | 1250 | 0 |  | 0 | 0 | 0 | 0 | 0 | 0 | [6 empty] | 0 | 0 | 0 | 0 | 1926 | 0 | 0 | E | [6 empty] | 0
3 |  | 13573 | 2621 | 3 | HC | 2200 | B | OP | 88 | 1926 |  |  |  | WAT |  |  | 0 | 1000 | 1250 | 0 |  | 0 | 0 | 0 | 0 | 0 | 0 | [6 empty] | 0 | 0 | 0 | 0 | 1926 | 0 | 0 | E | [6 empty] | 0
3 |  | 13573 | 2621 | 4 | HC | 2200 | B | OP | 88 | 1926 |  |  |  | WAT |  |  | 0 | 1000 | 1250 | 0 |  | 0 | 0 | 0 | 0 | 0 | 0 | [6 empty] | 0 | 0 | 0 | 0 | 1926 | 0 | 0 | E | [6 empty] | 0
3 |  | 13573 | 2621 | 5 | HC | 2200 | B | OP | 88 | 1926 |  |  |  | WAT |  |  | 0 | 1000 | 1250 | 0 |  | 0 | 0 | 0 | 0 | 0 | 0 | [6 empty] | 0 | 0 | 0 | 0 | 1926 | 0 | 0 | E | [6 empty] | 0
3 |  | 13573 | 2622 | 1 | HC | 500 | B |  | 88 | 1913 |  |  |  | WAT |  |  | 0 | 420 | 420 | 0 | SD | 4 | 1986 | 0 | 0 | 0 | 0 | [6 empty] | 0 | 0 | 0 | 0 | 1913 | 0 | 0 | E | [6 empty] | 0
3 |  | 13573 | 2622 | 2 | HC | 780 | B |  | 88 | 1905 |  |  |  | WAT |  |  | 0 | 680 | 680 | 0 | SD | 4 | 1986 | 0 | 0 | 0 | 0 | OT | [5 empty] | 0 | 0 | 0 | 0 | 1905 | 0 | 0 | E | [6 empty] | 0
3 |  | 13573 | 2623 | 1 | HC | 2250 | B | OP | 88 | 1941 |  |  |  | WAT |  |  | 0 | 650 | 350 | 0 |  | 0 | 0 | 0 | 0 | 0 | 0 | [6 empty] | 0 | 0 | 0 | 0 | 1941 | 0 | 0 | E | [6 empty] | 0
3 |  | 13573 | 2623 | 2 | HC | 2400 | B | OP | 88 | 1968 |  |  |  | WAT |  |  | 0 | 650 | 350 | 0 |  | 0 | 0 | 0 | 0 | 0 | 0 | [6 empty] | 0 | 0 | 0 | 0 | 1968 | 0 | 0 | E | [6 empty] | 0
3 |  | 13573 | 2624 | 1 | HC | 500 | B | OP | 88 | 1940 |  |  |  | WAT |  |  | 0 | 300 | 300 | 0 |  | 0 | 0 | 0 | 0 | 0 | 0 | [6 empty] | 0 | 0 | 0 | 0 | 1940 | 0 | 0 | E | [6 empty] | 0
3 |  | 13573 | 2624 | 2 | HC | 225 | B | OS | 0 | 1940 |  |  |  | WAT |  |  | 0 | 200 | 200 | 0 |  | 0 | 0 | 0 | 0 | 0 | 0 | [6 empty] | 0 | 0 | 0 | 0 | 1940 | 1000 | 1000 | E | [6 empty] | 0
3 |  | 13573 | 2624 | 3 | HC | 0 |  |  | 0 | 0 | [6 empty] | 0 | 0 | 0 | 1000 | PL | 0 | 0 | 9 | 1993 | 12 | 1994 | RE | AP |  | WAT |  |  | 800 | 800 | 0 | 0 | 0 | 951 | 941 | [7 empty] | 0
3 |  | 13573 | 2666 | 1 | HC | 1200 | B | OP | 88 | 1924 |  |  |  | WAT |  |  | 0 | 920 | 920 | 0 |  | 0 | 0 | 0 | 0 | 0 | 0 | [6 empty] | 0 | 0 | 0 | 0 | 1924 | 0 | 0 | E | [6 empty] | 0
3 |  | 13573 | 2666 | 2 | HC | 1200 | B | OP | 88 | 1924 |  |  |  | WAT |  |  | 0 | 920 | 920 | 0 |  | 0 | 0 | 0 | 0 | 0 | 0 | [6 empty] | 0 | 0 | 0 | 0 | 1924 | 0 | 0 | E | [6 empty] | 0
3 |  | 13573 | 2666 | 3 | HC | 1200 | B | OP | 88 | 1924 |  |  |  | WAT |  |  | 0 | 920 | 920 | 0 |  | 0 | 0 | 0 | 0 | 0 | 0 | [6 empty] | 0 | 0 | 0 | 0 | 1924 | 0 | 0 | E | [6 empty] | 0
3 |  | 13573 | 2666 | 4 | HC | 1200 | B | OP | 88 | 1924 |  |  |  | WAT |  |  | 0 | 920 | 920 | 0 |  | 0 | 0 | 0 | 0 | 0 | 0 | [6 empty] | 0 | 0 | 0 | 0 | 1924 | 0 | 0 | E | [6 empty] | 0
3 |  | 13573 | 2666 | 5 | HC | 1200 | B | OP | 88 | 1924 |  |  |  | WAT |  |  | 0 | 920 | 920 | 0 |  | 0 | 0 | 0 | 0 | 0 | 0 | [6 empty] | 0 | 0 | 0 | 0 | 1924 | 0 | 0 | E | [6 empty] | 0
3 |  | 13573 | 2666 | 6 | HC | 0 |  |  | 0 | 0 | [6 empty] | 0 | 0 | 0 | 2000 | CN | 6 | 1986 | 0 | 0 | 0 | 0 |  |  |  | WAT |  |  | 0 | 0 | 0 | 0 | 0 | 2000 | 2000 | [7 empty] | 0
3 |  | 13573 | 6259 | 1 | ST | 0 |  |  | 0 | 0 | [6 empty] | 0 | 0 | 0 | 850000 | CN | 99 | 9999 | 11 | 1985 | 11 | 1993 |  |  |  | COL |  |  | 0 | 0 | 0 | 0 | 0 | 784000 | 800000 | [7 empty] | 0
3 |  | 13573 | 6259 | 2 | ST | 0 |  |  | 0 | 0 | [6 empty] | 0 | 0 | 0 | 850000 | CN | 99 | 9999 | 88 | 1982 | 11 | 1984 |  |  |  | BIT |  |  | 0 | 0 | 0 | 0 | 0 | 784000 | 800000 | [7 empty] | 0
3 |  | 13573 | 6434 | 1 | HC | 4000 | B | OP | 88 | 1968 |  |  |  | WAT |  |  | 0 | 3300 | 3300 | 0 |  | 0 | 0 | 0 | 0 | 0 | 0 | [6 empty] | 0 | 0 | 0 | 0 | 1968 | 0 | 0 | E | [6 empty] | 0
3 |  | 13573 | 6434 | 2 | HC | 4000 | B | OP | 88 | 1963 |  |  |  | WAT |  |  | 0 | 3300 | 3300 | 0 |  | 0 | 0 | 0 | 0 | 0 | 0 | [6 empty] | 0 | 0 | 0 | 0 | 1963 | 0 | 0 | E | [6 empty] | 0
3 |  | 13573 | 6527 | 1 | HC | 10000 | B | OP | 88 | 1930 |  |  |  | WAT |  |  | 0 | 7650 | 7650 | 0 |  | 0 | 0 | 0 | 0 | 0 | 0 | [6 empty] | 0 | 0 | 0 | 0 | 1930 | 0 | 0 | E | [6 empty] | 0
3 |  | 13573 | 6527 | 2 | HC | 10000 | B | OP | 88 | 1930 |  |  |  | WAT |  |  | 0 | 7650 | 7650 | 0 |  | 0 | 0 | 0 | 0 | 0 | 0 | [6 empty] | 0 | 0 | 0 | 0 | 1930 | 0 | 0 | E | [6 empty] | 0
3 |  | 13573 | 6528 | 1 | HC | 1500 | B | OP | 88 | 1971 |  |  |  | WAT |  |  | 0 | 1050 | 1350 | 0 |  | 0 | 0 | 0 | 0 | 0 | 0 | [6 empty] | 0 | 0 | 0 | 0 | 1971 | 0 | 0 | E | [6 empty] | 0
3 |  | 13573 | 6528 | 2 | HC | 1500 | B | OP | 88 | 1971 |  |  |  | WAT |  |  | 0 | 1050 | 1350 | 0 |  | 0 | 0 | 0 | 0 | 0 | 0 | [6 empty] | 0 | 0 | 0 | 0 | 1971 | 0 | 0 | E | [6 empty] | 0
3 |  | 13573 | 6528 | 3 | HC | 1500 | B | OP | 88 | 1971 |  |  |  | WAT |  |  | 0 | 1050 | 1350 | 0 |  | 0 | 0 | 0 | 0 | 0 | 0 | [6 empty] | 0 | 0 | 0 | 0 | 1971 | 0 | 0 | E | [6 empty] | 0
3 |  | 13573 | 6528 | 4 | HC | 1500 | B | OP | 88 | 1971 |  |  |  | WAT |  |  | 0 | 1050 | 1350 | 0 |  | 0 | 0 | 0 | 0 | 0 | 0 | [6 empty] | 0 | 0 | 0 | 0 | 1971 | 0 | 0 | E | [6 empty] | 0
3 |  | 13573 | 6779 | 1 | HC | 0 |  |  | 0 | 0 | [6 empty] | 0 | 0 | 0 | 3000 | CN | 99 | 9999 | 11 | 1985 | 11 | 1986 |  |  |  | WAT |  |  | 0 | 0 | 0 | 0 | 0 | 3000 | 3000 | [7 empty] | 0
3 |  | 13573 | 6781 | A | HC | 0 |  |  | 0 | 0 | [6 empty] | 0 | 0 | 0 | 36100 | PL | 0 | 0 | 11 | 1985 | 12 | 1994 | AP | RE |  | WAT |  |  | 35000 | 35000 | 0 | 0 | 0 | 39280 | 37236 | [7 empty] | 0
3 |  | 13573 | 6783 | A | HC | 0 |  |  | 0 | 0 | [6 empty] | 0 | 0 | 0 | 15500 | CN | 9 | 1984 | 11 | 1986 | 1 | 1988 |  |  |  | WAT |  |  | 0 | 0 | 0 | 0 | 0 | 16000 | 16000 | [7 empty] | 0
3 |  | 13604 | 1847 | 1 | HC | 460 | P | OP | 88 | 1928 |  |  |  | WAT |  |  | 0 | 460 | 460 | 0 |  | 0 | 0 | 0 | 0 | 0 | 0 | [6 empty] | 0 | 0 | 0 | 0 | 1928 | 0 | 0 | E | [6 empty] | 0
3 |  | 13642 | 90 | 1 | IC | 600 | C | OP | 0 | 1963 | FO2 |  |  | FO2 |  |  | 0 | 600 | 600 | 0 |  | 0 | 0 | 0 | 0 | 0 | 0 | [6 empty] | 0 | 0 | 0 | 0 | 1963 | 0 | 0 | E | [6 empty] | 0
3 |  | 13642 | 90 | 2 | IC | 600 | C | OP | 0 | 1963 | FO2 |  |  | FO2 |  |  | 0 | 600 | 600 | 0 |  | 0 | 0 | 0 | 0 | 0 | 0 | [6 empty] | 0 | 0 | 0 | 0 | 1963 | 0 | 0 | E | [6 empty] | 0
3 |  | 13642 | 90 | 3 | IC | 600 | C |  | 0 | 1963 | FO2 |  |  | FO2 |  |  | 0 | 600 | 600 | 0 | RE | 1 | 1991 | 0 | 0 | 0 | 0 | [6 empty] | 0 | 0 | 0 | 0 | 1963 | 0 | 0 | [7 empty] | 0
3 |  | 13642 | 90 | 4 | IC | 300 |  |  | 99 | 1963 |  |  |  | FO2 |  |  | 0 | 300 | 300 | 0 | RE | 7 | 1985 | 0 | 0 | 0 | 0 | [6 empty] | 0 | 0 | 0 | 0 | 1963 | 0 | 0 | E | [6 empty] | 0
3 |  | 13642 | 90 | 5 | IC | 1235 | C | OP | 0 | 1974 | FO2 |  |  | FO2 |  |  | 0 | 1235 | 1235 | 0 |  | 0 | 0 | 0 | 0 | 0 | 0 | [6 empty] | 0 | 0 | 0 | 0 | 1974 | 0 | 0 | E | [6 empty] | 0
3 |  | 13642 | 90 | 6 | IC | 1035 | C | OP | 0 | 1972 | FO2 |  |  | FO2 |  |  | 0 | 1035 | 1035 | 0 |  | 0 | 0 | 0 | 0 | 0 | 0 | [6 empty] | 0 | 0 | 0 | 0 | 1972 | 0 | 0 | E | [6 empty] | 0
3 |  | 13642 | 90 | 8 | IC | 2600 | C |  | 0 | 1976 | FO2 |  |  | FO2 |  |  | 0 | 2600 | 2600 | 0 | RE | 1 | 1990 | 0 | 0 | 0 | 0 | [6 empty] | 0 | 0 | 0 | 0 | 1976 | 0 | 0 | [7 empty] | 0
3 |  | 13642 | 90 | 9 | IC | 2865 | C | OP | 12 | 1985 | FO2 |  |  | FO2 |  |  | 0 | 2865 | 2865 | 0 |  | 0 | 0 | 11 | 1985 | 12 | 1985 | [6 empty] | 0 | 0 | 0 | 11 | 1985 | 0 | 0 | E | [6 empty] | 0
3 |  | 13642 | 90 | 10 | IC | 600 | C | SC | 4 | 1987 | FO2 |  |  | FO2 |  |  | 0 | 600 | 600 | 0 |  | 0 | 0 | 0 | 0 | 0 | 0 | [6 empty] | 0 | 0 | 0 | 4 | 1987 | 0 | 0 | [7 empty] | 0
3 |  | 13642 | 90 | 11 | IC | 1500 | C | OP | 3 | 1988 | FO2 |  |  | FO2 |  |  | 0 | 1500 | 1500 | 0 |  | 0 | 0 | 1 | 1988 | 0 | 0 | FI | [5 empty] | 0 | 0 | 0 | 3 | 1988 | 0 | 0 | [7 empty] | 0
3 |  | 13642 | 90 | 12 | IC | 3800 | C | OP | 4 | 1991 | FO2 |  |  | FO2 |  |  | 0 | 3522 | 4068 | 0 |  | 0 | 0 | 0 | 0 | 0 | 0 | [6 empty] | 0 | 0 | 0 | 4 | 1991 | 0 | 0 |  | E | E |  |  |  |  | 0
3 |  | 13664 | 2288 | 1 | HC | 400 |  |  | 5 | 1927 |  |  |  | WAT |  |  | 0 | 400 | 400 | 0 | RE | 12 | 1986 | 0 | 0 | 0 | 0 | [6 empty] | 0 | 0 | 0 | 2 | 1927 | 0 | 0 | E | [6 empty] | 0
3 |  | 13664 | 2288 | 2 | HC | 400 |  |  | 5 | 1927 |  |  |  | WAT |  |  | 0 | 400 | 400 | 0 | RE | 12 | 1986 | 0 | 0 | 0 | 0 | [6 empty] | 0 | 0 | 0 | 2 | 1927 | 0 | 0 | E | [6 empty] | 0
3 |  | 13666 | 4034 | 1 | HC | 189 |  | OP | 88 | 1924 |  |  |  | WAT |  |  | 0 | 187 | 187 | 0 |  | 0 | 0 | 0 | 0 | 0 | 0 | [6 empty] | 0 | 0 | 0 | 0 | 1924 | 0 | 0 | E | [6 empty] | 0
3 |  | 13666 | 4034 | 2 | HC | 63 |  | OP | 88 | 1924 |  |  |  | WAT |  |  | 0 | 62 | 62 | 0 |  | 0 | 0 | 0 | 0 | 0 | 0 | [6 empty] | 0 | 0 | 0 | 0 | 1924 | 0 | 0 | E | [6 empty] | 0
3 |  | 13681 | 2002 | 1 | IC | 900 | P | SB | 10 | 1960 | FO2 | NG |  | FO2 | NG |  | 10000 | 900 | 900 | 0 |  | 0 | 0 | 0 | 0 | 0 | 0 | [6 empty] | 0 | 0 | 0 | 9 | 1960 | 0 | 0 | E | [6 empty] | 0
3 |  | 13681 | 2002 | 3 | IC | 1000 |  |  | 99 | 1946 |  |  |  | FO2 | NG |  | 0 | 0 | 0 | 0 | RE | 12 | 1982 | 0 | 0 | 0 | 0 | [6 empty] | 0 | 0 | 0 | 0 | 1946 | 0 | 0 | E | [6 empty] | 0
3 |  | 13681 | 2002 | 4 | IC | 1400 | P | SB | 1 | 1971 | FO2 | NG |  | FO2 | NG |  | 10000 | 1360 | 1360 | 0 |  | 0 | 0 | 0 | 0 | 0 | 0 | [6 empty] | 0 | 0 | 0 | 12 | 1970 | 0 | 0 | E | [6 empty] | 0
3 |  | 13691 | 7169 | 1 | IC | 250 |  |  | 1 | 1980 |  |  |  | FO2 |  |  | 0 | 240 | 240 | 0 | RE | 8 | 1991 | 0 | 0 | 0 | 0 | [6 empty] | 0 | 0 | 0 | 1 | 1980 | 0 | 0 | [7 empty] | 0
3 |  | 13691 | 7169 | 2 | IC | 250 |  | OP | 1 | 1980 |  |  |  | FO2 |  |  | 0 | 240 | 240 | 0 |  | 0 | 0 | 0 | 0 | 0 | 0 | [6 empty] | 0 | 0 | 0 | 1 | 1980 | 0 | 0 | [7 empty] | 0
3 |  | 13691 | 7169 | 3 | IC | 420 |  | OP | 1 | 1980 |  |  |  | FO2 |  |  | 0 | 370 | 370 | 0 |  | 0 | 0 | 0 | 0 | 0 | 0 | [6 empty] | 0 | 0 | 0 | 1 | 1980 | 0 | 0 | [7 empty] | 0
3 |  | 13691 | 7169 | 4 | IC | 400 |  | OP | 1 | 1980 |  |  |  | FO2 |  |  | 0 | 370 | 370 | 0 |  | 0 | 0 | 0 | 0 | 0 | 0 | [6 empty] | 0 | 0 | 0 | 1 | 1980 | 0 | 0 | [7 empty] | 0
3 |  | 13691 | 7169 | 5 | IC | 350 |  | OP | 8 | 1991 |  |  |  | FO2 |  |  | 0 | 300 | 300 | 0 |  | 0 | 0 | 0 | 0 | 0 | 0 | [6 empty] | 0 | 0 | 0 | 8 | 1991 | 0 | 0 | [7 empty] | 0
3 |  | 13697 | 3995 | 1 | HC | 600 | B | OP | 9 | 1971 | WAT |  |  | WAT |  |  | 0 | 600 | 600 | 0 |  | 0 | 0 | 0 | 0 | 0 | 0 | [6 empty] | 0 | 0 | 0 | 9 | 1971 | 0 | 0 | [7 empty] | 0
3 |  | 13697 | 3995 | 2 | HC | 600 | B | OP | 9 | 1971 | WAT |  |  | WAT |  |  | 0 | 600 | 600 | 0 |  | 0 | 0 | 0 | 0 | 0 | 0 | [6 empty] | 0 | 0 | 0 | 9 | 1971 | 0 | 0 | [7 empty] | 0
3 |  | 13697 | 3995 | 3 | HC | 250 | B | OP | 5 | 1973 | WAT |  |  | WAT |  |  | 0 | 250 | 250 | 0 |  | 0 | 0 | 0 | 0 | 0 | 0 | [6 empty] | 0 | 0 | 0 | 5 | 1973 | 0 | 0 | [7 empty] | 0
3 |  | 13697 | 3996 | 1 | HC | 125 | B | OP | 4 | 1928 | WAT |  |  | WAT |  |  | 0 | 125 | 125 | 0 |  | 0 | 0 | 0 | 0 | 0 | 0 | [6 empty] | 0 | 0 | 0 | 4 | 1928 | 0 | 0 | [7 empty] | 0
3 |  | 13697 | 3996 | 2 | HC | 200 |  |  | 99 | 1932 |  |  |  | WAT |  |  | 0 | 0 | 0 | 0 | RE | 6 | 1981 | 0 | 0 | 0 | 0 | [6 empty] | 0 | 0 | 0 | 0 | 1932 | 0 | 0 | E | [6 empty] | 0
3 |  | 13697 | 3996 | 3 | HC | 268 | B | OP | 4 | 1965 | WAT |  |  | WAT |  |  | 0 | 268 | 268 | 0 |  | 0 | 0 | 0 | 0 | 0 | 0 | [6 empty] | 0 | 0 | 0 | 4 | 1965 | 0 | 0 | [7 empty] | 0
3 |  | 13697 | 3996 | IC1 | IC | 800 | P | OP | 12 | 1951 | FO2 |  |  | FO2 |  |  | 14775 | 692 | 692 | 0 |  | 0 | 0 | 0 | 0 | 0 | 0 | [6 empty] | 0 | 0 | 0 | 12 | 1951 | 0 | 0 | [7 empty] | 0
3 |  | 13697 | 3997 | 1 | HC | 200 | B | OP | 6 | 1973 | WAT |  |  | WAT |  |  | 0 | 200 | 200 | 0 |  | 0 | 0 | 0 | 0 | 0 | 0 | [6 empty] | 0 | 0 | 0 | 6 | 1973 | 0 | 0 | E | [6 empty] | 0
3 |  | 13697 | 3997 | 2 | HC | 400 | B | OP | 9 | 1972 | WAT |  |  | WAT |  |  | 0 | 400 | 400 | 0 |  | 0 | 0 | 0 | 0 | 0 | 0 | [6 empty] | 0 | 0 | 0 | 9 | 1972 | 0 | 0 | [7 empty] | 0
3 |  | 13697 | 3997 | IC1 | IC | 300 | P |  | 12 | 1954 | FO2 |  |  | FO2 |  |  | 17925 | 90 | 90 | 0 | RE | 1 | 1991 | 0 | 0 | 0 | 0 | [6 empty] | 0 | 0 | 0 | 12 | 1954 | 0 | 0 | [7 empty] | 0
3 |  | 13697 | 3997 | IC2 | IC | 300 | P | OP | 12 | 1954 | FO2 |  |  | FO2 |  |  | 17925 | 260 | 260 | 0 |  | 0 | 0 | 0 | 0 | 0 | 0 | [6 empty] | 0 | 0 | 0 | 12 | 1954 | 0 | 0 | [7 empty] | 0
3 |  | 13718 | 7166 | 1 | HC | 21200 | C | OP | 10 | 1988 |  |  |  | WAT |  |  | 0 | 19500 | 19500 | 0 |  | 0 | 0 | 0 | 0 | 0 | 0 | [6 empty] | 0 | 0 | 0 | 10 | 1988 | 0 | 0 | [7 empty] | 0
3 |  | 13718 | 7166 | 2 | HC | 21200 | C | OP | 10 | 1989 |  |  |  | WAT |  |  | 0 | 19500 | 19500 | 0 |  | 0 | 0 | 0 | 0 | 0 | 0 | [6 empty] | 0 | 0 | 0 | 5 | 1989 | 0 | 0 | [7 empty] | 0
3 |  | 13738 | 2173 | 1 | ST | 7500 |  |  | 99 | 1952 |  |  |  | BIT |  |  | 0 | 0 | 0 | 0 | RE | 0 | 0 | 0 | 0 | 0 | 0 | [6 empty] | 0 | 0 | 0 | 0 | 1952 | 0 | 0 | E | [6 empty] | 0
3 |  | 13738 | 2173 | 2 | ST | 7500 |  |  | 99 | 1953 |  |  |  | BIT |  |  | 0 | 0 | 0 | 0 | RE | 0 | 0 | 0 | 0 | 0 | 0 | [6 empty] | 0 | 0 | 0 | 0 | 1953 | 0 | 0 | E | [6 empty] | 0
3 |  | 13738 | 2173 | IC1 | IC | 2440 | P | SB | 1 | 1951 | FO2 | NG |  | FO2 | NG |  | 11000 | 2200 | 2200 | 0 |  | 0 | 0 | 0 | 0 | 0 | 0 | [6 empty] | 0 | 0 | 0 | 8 | 1950 | 0 | 0 | [7 empty] | 0
3 |  | 13738 | 2173 | IC2 | IC | 2440 | P | SB | 1 | 1951 | FO2 | NG |  | FO2 | NG |  | 11000 | 2200 | 2200 | 0 |  | 0 | 0 | 0 | 0 | 0 | 0 | [6 empty] | 0 | 0 | 0 | 10 | 1950 | 0 | 0 | [7 empty] | 0
3 |  | 13738 | 2173 | IC3 | IC | 2440 | P | SB | 1 | 1951 | FO2 | NG |  | FO2 | NG |  | 11000 | 2200 | 2200 | 0 |  | 0 | 0 | 0 | 0 | 0 | 0 | [6 empty] | 0 | 0 | 0 | 10 | 1950 | 0 | 0 | [7 empty] | 0
3 |  | 13756 | 995 | 1 | NB | 0 |  |  | 0 | 0 | [6 empty] | 0 | 0 | 0 | 684000 | CN | 88 | 1981 | 2 | 1976 | 0 | 0 |  |  |  | UR |  |  | 0 | 0 | 0 | 0 | 0 | 0 | 0 | [7 empty] | 0
3 |  | 13756 | 995 | 7 | ST | 194000 | B | OP | 11 | 1962 | NG | BIT |  | BIT | NG |  | 9890 | 160000 | 160000 | 0 |  | 0 | 0 | 0 | 0 | 0 | 0 | [6 empty] | 0 | 0 | 0 | 10 | 1962 | 0 | 0 | [7 empty] | 0
3 |  | 13756 | 995 | 8 | ST | 421600 | B | OP | 7 | 1968 | NG | BIT |  | BIT | NG |  | 9440 | 320000 | 320000 | 0 |  | 0 | 0 | 0 | 0 | 0 | 0 | [6 empty] | 0 | 0 | 0 | 6 | 1968 | 0 | 0 | [7 empty] | 0
3 |  | 13756 | 995 | N1 | NB | 0 |  |  | 0 | 0 | [6 empty] | 0 | 0 | 0 | 684000 | CN | 88 | 1981 | 2 | 1976 | 0 | 0 |  |  |  | UR |  |  | 0 | 0 | 0 | 0 | 0 | 0 | 0 | [7 empty] | 0
3 |  | 13756 | 995 | 10 | GT | 37500 | P | OP | 11 | 1968 | NG | FO2 |  | NG |  |  | 17249 | 31000 | 31000 | 0 |  | 0 | 0 | 0 | 0 | 0 | 0 | [6 empty] | 0 | 0 | 0 | 10 | 1968 | 0 | 0 | E | [6 empty] | 0
3 |  | 13756 | 996 | 4 | ST | 138100 | C | OP | 12 | 1956 | NG |  |  | SUB | BIT | NG | 10360 | 125000 | 125000 | 0 |  | 0 | 0 | 0 | 0 | 0 | 0 | [6 empty] | 0 | 0 | 0 | 11 | 1956 | 0 | 0 | E | [6 empty] | 0
3 |  | 13756 | 996 | 5 | ST | 138100 | C | OP | 5 | 1959 | NG |  |  | SUB | BIT | NG | 9895 | 125000 | 125000 | 0 |  | 0 | 0 | 0 | 0 | 0 | 0 | [6 empty] | 0 | 0 | 0 | 5 | 1959 | 0 | 0 | [7 empty] | 0
3 |  | 13756 | 996 | 6 | ST | 138100 | C | OP | 9 | 1959 | NG |  |  | SUB | BIT | NG | 9820 | 125000 | 125000 | 0 |  | 0 | 0 | 0 | 0 | 0 | 0 | [6 empty] | 0 | 0 | 0 | 9 | 1959 | 0 | 0 | [7 empty] | 0
3 |  | 13756 | 996 | 11 | ST | 115100 | C | OP | 5 | 1970 | NG |  |  | SUB | BIT | NG | 9960 | 110000 | 110000 | 0 |  | 0 | 0 | 0 | 0 | 0 | 0 | [6 empty] | 0 | 0 | 0 | 5 | 1970 | 0 | 0 | [7 empty] | 0
3 |  | 13756 | 996 | 9A | GT | 17400 | P | OP | 12 | 1966 | NG |  |  | NG |  |  | 11786 | 17000 | 17000 | 0 |  | 0 | 0 | 0 | 0 | 0 | 0 | [6 empty] | 0 | 0 | 0 | 11 | 1966 | 0 | 0 | [7 empty] | 0
3 |  | 13756 | 996 | 9B | GT | 17400 | P |  | 2 | 1968 | NG |  |  | NG |  |  | 16021 | 12000 | 15000 | 0 | SD | 7 | 1990 | 0 | 0 | 0 | 0 | [6 empty] | 0 | 0 | 0 | 2 | 1968 | 0 | 0 | [7 empty] | 0
3 |  | 13756 | 996 | 9C | GT | 17400 | P |  | 2 | 1968 | NG |  |  | NG |  |  | 17852 | 15000 | 18000 | 0 | SD | 7 | 1990 | 0 | 0 | 0 | 0 | [6 empty] | 0 | 0 | 0 | 2 | 1968 | 0 | 0 | [7 empty] | 0
3 |  | 13756 | 997 | 1 | ST | 71000 |  |  | 99 | 1930 |  |  |  | NG |  |  | 0 | 0 | 0 | 0 | RE | 99 | 1977 | 0 | 0 | 0 | 0 | [6 empty] | 0 | 0 | 0 | 0 | 1930 | 0 | 0 | E | [6 empty] | 0
3 |  | 13756 | 997 | 2 | ST | 70015 | C | OP | 11 | 1950 | NG |  |  | NG |  |  | 11862 | 60000 | 60000 | 0 |  | 0 | 0 | 0 | 0 | 0 | 0 | [6 empty] | 0 | 0 | 0 | 10 | 1950 | 0 | 0 | E |  |  |  | Y | NG replaced BIT 5/1/88 because of environmental restrictions |  | 0
3 |  | 13756 | 997 | 3 | ST | 70015 | C | OP | 10 | 1951 | NG |  |  | NG |  |  | 11862 | 60000 | 60000 | 0 |  | 0 | 0 | 0 | 0 | 0 | 0 | [6 empty] | 0 | 0 | 0 | 10 | 1951 | 0 | 0 |  |  |  |  | Y | NG replaced BIT 5/1/88 because of environmental restrictions |  | 0
3 |  | 13756 | 997 | 11 | ST | 4000 |  |  | 99 | 1930 |  |  |  | COL |  |  | 13229 | 0 | 0 | 0 | RE | 0 | 1980 | 0 | 0 | 0 | 0 | [6 empty] | 0 | 0 | 0 | 0 | 1930 | 0 | 0 | E | [6 empty] | 0
3 |  | 13756 | 997 | 12 | ST | 540000 | C | OP | 6 | 1974 | NG |  |  | BIT | NG |  | 9620 | 469000 | 469000 | 0 |  | 0 | 0 | 0 | 0 | 0 | 0 | [6 empty] | 0 | 0 | 0 | 4 | 1974 | 0 | 0 | [7 empty] | 0
3 |  | 13756 | 998 | 1 | HC | 2000 | C | OP | 6 | 1923 |  |  |  | WAT |  |  | 0 | 2000 | 2000 | 0 |  | 0 | 0 | 0 | 0 | 0 | 0 | [6 empty] | 0 | 0 | 0 | 3 | 1923 | 0 | 0 | E | [6 empty] | 0
3 |  | 13756 | 998 | 2 | HC | 2000 | C | OP | 6 | 1923 |  |  |  | WAT |  |  | 0 | 2000 | 2000 | 0 |  | 0 | 0 | 0 | 0 | 0 | 0 | [6 empty] | 0 | 0 | 0 | 3 | 1923 | 0 | 0 | E | [6 empty] | 0
3 |  | 13756 | 998 | 3 | HC | 2000 | C | OP | 6 | 1923 |  |  |  | WAT |  |  | 0 | 2000 | 2000 | 0 |  | 0 | 0 | 0 | 0 | 0 | 0 | [6 empty] | 0 | 0 | 0 | 3 | 1923 | 0 | 0 | E | [6 empty] | 0
3 |  | 13756 | 998 | 4 | HC | 1200 | C | OP | 6 | 1923 |  |  |  | WAT |  |  | 0 | 1200 | 1200 | 0 |  | 0 | 0 | 0 | 0 | 0 | 0 | [6 empty] | 0 | 0 | 0 | 3 | 1923 | 0 | 0 | E | [6 empty] | 0
3 |  | 13756 | 999 | 1 | HC | 4400 | C | OP | 11 | 1925 |  |  |  | WAT |  |  | 0 | 4000 | 4000 | 0 |  | 0 | 0 | 0 | 0 | 0 | 0 | [6 empty] | 0 | 0 | 0 | 8 | 1925 | 0 | 0 | E | [6 empty] | 0
3 |  | 13756 | 999 | 2 | HC | 3400 | C | OP | 11 | 1925 |  |  |  | WAT |  |  | 0 | 3000 | 3000 | 0 |  | 0 | 0 | 0 | 0 | 0 | 0 | [6 empty] | 0 | 0 | 0 | 8 | 1925 | 0 | 0 | E | [6 empty] | 0
3 |  | 13756 | 999 | 3 | HC | 1300 | C | OP | 11 | 1925 |  |  |  | WAT |  |  | 0 | 1200 | 1200 | 0 |  | 0 | 0 | 0 | 0 | 0 | 0 | [6 empty] | 0 | 0 | 0 | 8 | 1925 | 0 | 0 | E | [6 empty] | 0
3 |  | 13756 | 6085 | 14 | ST | 540000 | C | OP | 12 | 1976 | NG |  |  | BIT |  |  | 10030 | 431000 | 431000 | 0 |  | 0 | 0 | 0 | 0 | 0 | 0 | [6 empty] | 0 | 0 | 0 | 10 | 1976 | 0 | 0 | [7 empty] | 0
3 |  | 13756 | 6085 | 15 | ST | 556380 | C | OP | 10 | 1979 | NG |  |  | BIT |  |  | 10080 | 472000 | 472000 | 0 |  | 0 | 0 | 0 | 0 | 0 | 0 | [6 empty] | 0 | 0 | 0 | 8 | 1979 | 0 | 0 | [7 empty] | 0
3 |  | 13756 | 6085 | 17 | ST | 423540 | C | OP | 4 | 1983 | NG |  |  | BIT | NG |  | 9977 | 361000 | 361000 | 0 |  | 0 | 0 | 0 | 0 | 0 | 0 | [6 empty] | 0 | 0 | 0 | 3 | 1983 | 0 | 0 | [7 empty] | 0
3 |  | 13756 | 6085 | 18 | ST | 423540 | C | OP | 2 | 1986 | NG |  |  | BIT | NG |  | 9667 | 361000 | 361000 | 0 |  | 0 | 0 | 4 | 1985 | 3 | 1986 | [6 empty] | 0 | 0 | 0 | 12 | 1985 | 0 | 0 | [7 empty] | 0
3 |  | 13756 | 6085 | 16A | GT | 129000 | P | OP | 12 | 1979 | NG |  |  | NG |  |  | 13387 | 78000 | 78000 | 0 |  | 0 | 0 | 0 | 0 | 0 | 0 | [6 empty] | 0 | 0 | 0 | 7 | 1979 | 0 | 0 | [7 empty] | 0
3 |  | 13756 | 6085 | 16B | GT | 129000 | P | OP | 12 | 1979 | NG |  |  | NG |  |  | 13387 | 77000 | 77000 | 0 |  | 0 | 0 | 0 | 0 | 0 | 0 | [6 empty] | 0 | 0 | 0 | 5 | 1979 | 0 | 0 | [7 empty] | 0
3 |  | 13781 | 81 | 1 | ST | 0 |  |  | 0 | 0 | [6 empty] | 0 | 0 | 0 | 137000 | IP | 0 | 1987 | 5 | 1987 | 0 | 0 |  |  |  | COL |  |  | 0 | 0 | 0 | 0 | 0 | 130064 | 132813 | [7 empty] | 0
3 |  | 13781 | 1756 | 1 | HC | 625 | B | OP | 88 | 1913 | WAT |  |  | WAT |  |  | 0 | 750 | 750 | 0 |  | 0 | 0 | 0 | 0 | 0 | 0 | [6 empty] | 0 | 0 | 0 | 0 | 1913 | 0 | 0 | E | [6 empty] | 0
3 |  | 13781 | 1756 | 2 | HC | 625 | B | OP | 88 | 1913 | WAT |  |  | WAT |  |  | 0 | 750 | 750 | 0 |  | 0 | 0 | 0 | 0 | 0 | 0 | [6 empty] | 0 | 0 | 0 | 0 | 1913 | 0 | 0 | E | [6 empty] | 0
3 |  | 13781 | 1757 | 1 | HC | 660 | B | OP | 88 | 1917 |  |  |  | WAT |  |  | 0 | 950 | 950 | 0 |  | 0 | 0 | 0 | 0 | 0 | 0 | [6 empty] | 0 | 0 | 0 | 0 | 1917 | 0 | 0 | E | [6 empty] | 0
3 |  | 13781 | 1757 | 2 | HC | 660 | B | OP | 88 | 1917 |  |  |  | WAT |  |  | 0 | 950 | 950 | 0 |  | 0 | 0 | 0 | 0 | 0 | 0 | [6 empty] | 0 | 0 | 0 | 0 | 1917 | 0 | 0 | E | [6 empty] | 0
3 |  | 13781 | 1815 | 1 | IC | 700 |  |  | 99 | 1940 |  |  |  | FO2 |  |  | 0 | 0 | 0 | 0 | RE | 6 | 1976 | 0 | 0 | 0 | 0 | [6 empty] | 0 | 0 | 0 | 0 | 1940 | 0 | 0 | E | [6 empty] | 0
3 |  | 13781 | 1815 | 3 | IC | 700 |  |  | 88 | 1946 |  |  |  | FO2 |  |  | 0 | 0 | 0 | 0 | RE | 10 | 1983 | 0 | 0 | 0 | 0 | [6 empty] | 0 | 0 | 0 | 0 | 1946 | 0 | 0 | E | [6 empty] | 0
3 |  | 13781 | 1815 | 4 | IC | 1100 |  |  | 88 | 1954 |  |  |  | FO2 | NG |  | 0 | 0 | 0 | 0 | RE | 10 | 1983 | 0 | 0 | 0 | 0 | [6 empty] | 0 | 0 | 0 | 0 | 1954 | 0 | 0 | E | [6 empty] | 0
3 |  | 13781 | 1815 | 5 | IC | 1100 |  |  | 88 | 1961 |  |  |  | FO2 | NG |  | 0 | 0 | 0 | 0 | RE | 10 | 1983 | 0 | 0 | 0 | 0 | [6 empty] | 0 | 0 | 0 | 0 | 1961 | 0 | 0 | E | [6 empty] | 0
3 |  | 13781 | 1815 | 6 | IC | 2100 |  |  | 88 | 1968 |  |  |  | FO2 | NG |  | 0 | 0 | 0 | 0 | RE | 10 | 1983 | 0 | 0 | 0 | 0 | [6 empty] | 0 | 0 | 0 | 0 | 1968 | 0 | 0 | E | [6 empty] | 0
3 |  | 13781 | 1903 | 1 | IC | 2800 |  |  | 11 | 1968 |  |  |  | FO2 |  |  | 0 | 0 | 0 | 0 | RE | 12 | 1983 | 0 | 0 | 0 | 0 | [6 empty] | 0 | 0 | 0 | 0 | 1968 | 0 | 0 | E | [6 empty] | 0
3 |  | 13781 | 1903 | 2 | IC | 2800 |  |  | 11 | 1968 |  |  |  | FO2 |  |  | 0 | 0 | 0 | 0 | RE | 12 | 1983 | 0 | 0 | 0 | 0 | [6 empty] | 0 | 0 | 0 | 0 | 1968 | 0 | 0 | E | [6 empty] | 0
3 |  | 13781 | 1904 | 1 | ST | 81000 | C | OP | 9 | 1952 | BIT | NG |  | BIT | NG |  | 16276 | 77000 | 72000 | 0 |  | 0 | 0 | 0 | 0 | 0 | 0 | [6 empty] | 0 | 0 | 0 | 8 | 1952 | 0 | 0 | E | [6 empty] | 0
3 |  | 13781 | 1904 | 2 | AB | 137000 | C | OP | 11 | 1954 | BIT | NG |  | BIT | NG |  | 14034 | 95000 | 100000 | 0 |  | 0 | 0 | 0 | 0 | 0 | 0 | [6 empty] | 0 | 0 | 0 | 10 | 1954 | 0 | 0 | E | [6 empty] | 0
3 |  | 13781 | 1904 | 3 | ST | 114000 | C | OP | 8 | 1955 | BIT | NG |  | BIT | NG |  | 11960 | 110000 | 93000 | 0 |  | 0 | 0 | 0 | 0 | 0 | 0 | [6 empty] | 0 | 0 | 0 | 7 | 1955 | 0 | 0 | E | [6 empty] | 0
3 |  | 13781 | 1904 | 4 | ST | 180000 | C | OP | 10 | 1960 | BIT | NG |  | BIT | NG |  | 11362 | 178000 | 170000 | 0 |  | 0 | 0 | 0 | 0 | 0 | 0 | [6 empty] | 0 | 0 | 0 | 9 | 1960 | 0 | 0 | E | [6 empty] | 0
3 |  | 13781 | 1905 | 1 | GT | 18000 |  |  | 99 | 1967 |  |  |  | JF | FO2 |  | 0 | 0 | 0 | 0 | RE | 12 | 1982 | 0 | 0 | 0 | 0 | [6 empty] | 0 | 0 | 0 | 0 | 1967 | 0 | 0 | E | [6 empty] | 0
3 |  | 13781 | 1905 | 2 | GT | 18000 |  |  | 99 | 1967 |  |  |  | JF | FO2 |  | 0 | 0 | 0 | 0 | RE | 11 | 1982 | 0 | 0 | 0 | 0 | [6 empty] | 0 | 0 | 0 | 0 | 1967 | 0 | 0 | E | [6 empty] | 0
3 |  | 13781 | 1906 | 1 | IC | 1000 |  |  | 99 | 1947 |  |  |  | FO2 |  |  | 0 | 0 | 0 | 0 | RE | 12 | 1979 | 0 | 0 | 0 | 0 | [6 empty] | 0 | 0 | 0 | 0 | 1947 | 0 | 0 | E | [6 empty] | 0
3 |  | 13781 | 1906 | 2 | IC | 1000 |  |  | 99 | 1947 |  |  |  | FO2 |  |  | 0 | 0 | 0 | 0 | RE | 12 | 1979 | 0 | 0 | 0 | 0 | [6 empty] | 0 | 0 | 0 | 0 | 1947 | 0 | 0 | E | [6 empty] | 0
3 |  | 13781 | 1907 | 1 | IC | 1000 |  |  | 99 | 1947 |  |  |  | FO2 |  |  | 0 | 0 | 0 | 0 | RE | 12 | 1978 | 0 | 0 | 0 | 0 | [6 empty] | 0 | 0 | 0 | 0 | 1947 | 0 | 0 | E | [6 empty] | 0
3 |  | 13781 | 1907 | 2 | IC | 1000 |  |  | 99 | 1947 |  |  |  | FO2 |  |  | 0 | 0 | 0 | 0 | RE | 12 | 1978 | 0 | 0 | 0 | 0 | [6 empty] | 0 | 0 | 0 | 0 | 1947 | 0 | 0 | E | [6 empty] | 0
3 |  | 13781 | 1907 | 3 | IC | 1000 |  |  | 99 | 1947 |  |  |  | FO2 |  |  | 0 | 0 | 0 | 0 | RE | 12 | 1978 | 0 | 0 | 0 | 0 | [6 empty] | 0 | 0 | 0 | 0 | 1947 | 0 | 0 | E | [6 empty] | 0
3 |  | 13781 | 1907 | 4 | IC | 1000 |  |  | 99 | 1947 |  |  |  | FO2 |  |  | 0 | 0 | 0 | 0 | RE | 12 | 1978 | 0 | 0 | 0 | 0 | [6 empty] | 0 | 0 | 0 | 0 | 1947 | 0 | 0 | E | [6 empty] | 0
3 |  | 13781 | 1908 | 1 | IC | 1000 |  |  | 99 | 1947 |  |  |  | FO2 |  |  | 0 | 0 | 0 | 0 | RE | 12 | 1975 | 0 | 0 | 0 | 0 | [6 empty] | 0 | 0 | 0 | 0 | 1947 | 0 | 0 | E | [6 empty] | 0
3 |  | 13781 | 1908 | 2 | IC | 1000 |  |  | 99 | 1947 |  |  |  | FO2 |  |  | 0 | 0 | 0 | 0 | RE | 12 | 1975 | 0 | 0 | 0 | 0 | [6 empty] | 0 | 0 | 0 | 0 | 1947 | 0 | 0 | E | [6 empty] | 0
3 |  | 13781 | 1908 | 3 | IC | 1000 |  |  | 99 | 1947 |  |  |  | FO2 |  |  | 0 | 0 | 0 | 0 | RE | 12 | 1975 | 0 | 0 | 0 | 0 | [6 empty] | 0 | 0 | 0 | 0 | 1947 | 0 | 0 | E | [6 empty] | 0
3 |  | 13781 | 1908 | 4 | IC | 1000 |  |  | 99 | 1947 |  |  |  | FO2 |  |  | 0 | 0 | 0 | 0 | RE | 12 | 1975 | 0 | 0 | 0 | 0 | [6 empty] | 0 | 0 | 0 | 0 | 1947 | 0 | 0 | E | [6 empty] | 0
3 |  | 13781 | 1909 | 1 | IC | 1000 | P |  | 88 | 1947 | F02 |  |  | FO2 |  |  | 0 | 3900 | 3900 | 0 | RE | 12 | 1984 | 0 | 0 | 0 | 0 | [6 empty] | 0 | 0 | 0 | 0 | 1947 | 0 | 0 | E | [6 empty] | 0
3 |  | 13781 | 1909 | 2 | IC | 1000 | P |  | 88 | 1947 | F02 |  |  | FO2 |  |  | 0 | 3900 | 3900 | 1000 | RE | 12 | 1984 | 0 | 0 | 0 | 0 | [6 empty] | 0 | 0 | 0 | 0 | 1947 | 0 | 0 | E | [6 empty] | 0
3 |  | 13781 | 1909 | 3 | IC | 1000 | P |  | 88 | 1947 | FO2 |  |  | FO2 |  |  | 0 | 3900 | 3900 | 1000 | RE | 12 | 1984 | 0 | 0 | 0 | 0 | [6 empty] | 0 | 0 | 0 | 0 | 1947 | 0 | 0 | E | [6 empty] | 0
3 |  | 13781 | 1909 | 4 | IC | 1000 | P |  | 88 | 1947 | [6 empty] | 0 | 0 | 0 | 0 | RE | 12 | 1984 | 0 | 0 | 0 | 0 | [6 empty] | 0 | 0 | 0 | 0 | 1947 | 0 | 0 | E | [6 empty] | 0
3 |  | 13781 | 1910 | 1 | GT | 18000 | P | OP | 6 | 1969 | FO2 | NG |  | FO2 | NG |  | 0 | 15000 | 20000 | 0 |  | 0 | 0 | 0 | 0 | 0 | 0 | [6 empty] | 0 | 0 | 0 | 5 | 1969 | 0 | 0 | E | [6 empty] | 0
3 |  | 13781 | 1910 | 2 | GT | 18000 | P | OP | 6 | 1969 | FO2 | NG |  | FO2 | NG |  | 0 | 15000 | 20000 | 0 |  | 0 | 0 | 0 | 0 | 0 | 0 | [6 empty] | 0 | 0 | 0 | 5 | 1969 | 0 | 0 | E | [6 empty] | 0
3 |  | 13781 | 1910 | 3 | GT | 18000 | P | OP | 6 | 1969 | FO2 | NG |  | FO2 | NG |  | 0 | 15000 | 20000 | 0 |  | 0 | 0 | 0 | 0 | 0 | 0 | [6 empty] | 0 | 0 | 0 | 5 | 1969 | 0 | 0 | [7 empty] | 0
3 |  | 13781 | 1910 | 4 | GT | 18000 | P | OP | 6 | 1969 | FO2 | NG |  | FO2 | NG |  | 0 | 16000 | 20000 | 0 |  | 0 | 0 | 0 | 0 | 0 | 0 | [6 empty] | 0 | 0 | 0 | 5 | 1969 | 0 | 0 | E | [6 empty] | 0
3 |  | 13781 | 1911 | 1 | HC | 2475 | B | OP | 11 | 1954 | WAT |  |  | WAT |  |  | 0 | 2400 | 2400 | 0 |  | 0 | 0 | 0 | 0 | 0 | 0 | [6 empty] | 0 | 0 | 0 | 8 | 1954 | 0 | 0 | E | [6 empty] | 0
3 |  | 13781 | 1911 | 2 | HC | 2475 | B | OP | 4 | 1954 | WAT |  |  | WAT |  |  | 0 | 2400 | 2400 | 0 |  | 0 | 0 | 0 | 0 | 0 | 0 | [6 empty] | 0 | 0 | 0 | 1 | 1954 | 0 | 0 | E | [6 empty] | 0
3 |  | 13781 | 1911 | 3 | HC | 2475 | B | OP | 11 | 1954 | WAT |  |  | WAT |  |  | 0 | 2400 | 2400 | 0 |  | 0 | 0 | 0 | 0 | 0 | 0 | [6 empty] | 0 | 0 | 0 | 8 | 1954 | 0 | 0 | E | [6 empty] | 0
3 |  | 13781 | 1911 | 4 | HC | 2475 | B | OP | 11 | 1954 | WAT |  |  | WAT |  |  | 0 | 2400 | 2400 | 0 |  | 0 | 0 | 0 | 0 | 0 | 0 | [6 empty] | 0 | 0 | 0 | 8 | 1954 | 0 | 0 | E | [6 empty] | 0
3 |  | 13781 | 1911 | 5 | HC | 2500 | B | OP | 12 | 1955 | WAT |  |  | WAT |  |  | 0 | 2400 | 2400 | 0 |  | 0 | 0 | 0 | 0 | 0 | 0 | [6 empty] | 0 | 0 | 0 | 9 | 1955 | 0 | 0 | E | [6 empty] | 0
3 |  | 13781 | 1912 | 1 | ST | 32000 |  |  | 99 | 1924 |  |  |  | BIT | NG |  | 0 | 0 | 0 | 0 | RE | 0 | 0 | 0 | 0 | 0 | 0 | [6 empty] | 0 | 0 | 0 | 0 | 1924 | 0 | 0 | E | [6 empty] | 0
3 |  | 13781 | 1912 | 2 | ST | 35000 |  |  | 99 | 1928 |  |  |  | BIT | NG |  | 0 | 0 | 0 | 0 | RE | 0 | 0 | 0 | 0 | 0 | 0 | [6 empty] | 0 | 0 | 0 | 0 | 1928 | 0 | 0 | E | [6 empty] | 0
3 |  | 13781 | 1912 | 3 | ST | 50000 | C | OS | 1 | 1942 | BIT | NG |  | BIT | NG |  | 0 | 48229 | 49273 | 0 |  | 0 | 0 | 0 | 0 | 0 | 0 | [6 empty] | 0 | 0 | 0 | 12 | 1941 | 55341 | 56535 | E | E | E |  |  |  |  | 0
3 |  | 13781 | 1912 | 4 | ST | 50000 | C | OS | 1 | 1944 | BIT | NG |  | BIT | NG |  | 0 | 41000 | 49273 | 0 |  | 0 | 0 | 0 | 0 | 0 | 0 | [6 empty] | 0 | 0 | 0 | 12 | 1943 | 0 | 0 | E |  | E |  |  |  |  | 0
3 |  | 13781 | 1912 | 5 | ST | 113635 | C | OP | 9 | 1956 | BIT | NG |  | BIT | NG |  | 11893 | 89000 | 92000 | 0 |  | 0 | 0 | 0 | 0 | 0 | 0 | [6 empty] | 0 | 0 | 0 | 8 | 1956 | 0 | 0 | E | [6 empty] | 0
3 |  | 13781 | 1912 | 6 | ST | 163200 | C | OP | 5 | 1959 | BIT | NG |  | BIT | NG |  | 11840 | 179000 | 180000 | 0 |  | 0 | 0 | 0 | 0 | 0 | 0 | [6 empty] | 0 | 0 | 0 | 4 | 1959 | 0 | 0 | E | [6 empty] | 0
3 |  | 13781 | 1913 | 1 | GT | 54400 | P | OP | 5 | 1972 | FO2 |  |  | FO2 |  |  | 0 | 54000 | 69000 | 0 |  | 0 | 0 | 0 | 0 | 0 | 0 | [6 empty] | 0 | 0 | 0 | 4 | 1972 | 0 | 0 | E | [6 empty] | 0
3 |  | 13781 | 1913 | 2 | GT | 54400 | P | OP | 5 | 1972 | FO2 |  |  | FO2 |  |  | 0 | 53000 | 69000 | 0 |  | 0 | 0 | 0 | 0 | 0 | 0 | [6 empty] | 0 | 0 | 0 | 4 | 1972 | 0 | 0 | E | [6 empty] | 0
3 |  | 13781 | 1913 | 3 | GT | 54400 | P | OP | 5 | 1972 | FO2 |  |  | FO2 |  |  | 0 | 55000 | 69000 | 0 |  | 0 | 0 | 0 | 0 | 0 | 0 | [6 empty] | 0 | 0 | 0 | 4 | 1972 | 0 | 0 | E | [6 empty] | 0
3 |  | 13781 | 1913 | 4 | GT | 54400 | P | OP | 5 | 1972 | FO2 |  |  | FO2 |  |  | 0 | 53000 | 70000 | 0 |  | 0 | 0 | 0 | 0 | 0 | 0 | [6 empty] | 0 | 0 | 0 | 4 | 1972 | 0 | 0 | E | [6 empty] | 0
3 |  | 13781 | 1913 | 5 | GT | 54400 | P | OP | 5 | 1972 | FO2 |  |  | FO2 |  |  | 0 | 54000 | 70000 | 0 |  | 0 | 0 | 0 | 0 | 0 | 0 | [6 empty] | 0 | 0 | 0 | 4 | 1972 | 0 | 0 | E | [6 empty] | 0
3 |  | 13781 | 1913 | 6 | GT | 54400 | P | OP | 5 | 1972 | FO2 |  |  | FO2 |  |  | 0 | 54000 | 70000 | 0 |  | 0 | 0 | 0 | 0 | 0 | 0 | [6 empty] | 0 | 0 | 0 | 4 | 1972 | 0 | 0 | E | [6 empty] | 0
3 |  | 13781 | 1914 | 1 | GT | 18000 | P | OP | 6 | 1970 | NG | FO2 |  | NG | FO2 |  | 0 | 16000 | 20000 | 0 |  | 0 | 0 | 0 | 0 | 0 | 0 | [6 empty] | 0 | 0 | 0 | 5 | 1970 | 0 | 0 | E | [6 empty] | 0
3 |  | 13781 | 1914 | 2 | GT | 18000 | P | OP | 6 | 1970 | NG | FO2 |  | NG | FO2 |  | 0 | 16000 | 20000 | 0 |  | 0 | 0 | 0 | 0 | 0 | 0 | [6 empty] | 0 | 0 | 0 | 5 | 1970 | 0 | 0 | E | [6 empty] | 0
3 |  | 13781 | 1914 | 3 | GT | 18000 | P | OP | 6 | 1970 | NG | FO2 |  | NG | FO2 |  | 0 | 16000 | 20000 | 0 |  | 0 | 0 | 0 | 0 | 0 | 0 | [6 empty] | 0 | 0 | 0 | 5 | 1970 | 0 | 0 | E | [6 empty] | 0
3 |  | 13781 | 1914 | 4 | GT | 18000 | P | OP | 6 | 1970 | NG | FO2 |  | NG | FO2 |  | 0 | 17000 | 20000 | 0 |  | 0 | 0 | 0 | 0 | 0 | 0 | [6 empty] | 0 | 0 | 0 | 5 | 1970 | 0 | 0 | E | [6 empty] | 0
3 |  | 13781 | 1915 | 1 | ST | 598400 | B | OP | 4 | 1968 | BIT | WD | NG | BIT | WD | NG | 9718 | 567000 | 581000 | 0 |  | 0 | 0 | 0 | 0 | 0 | 0 | [6 empty] | 0 | 0 | 0 | 2 | 1968 | 0 | 0 | E | [6 empty] | 0
3 |  | 13781 | 1916 | 1 | HC | 800 | B |  | 7 | 1952 | WAT |  |  | WAT |  |  | 0 | 740 | 830 | 0 | RE | 10 | 1988 | 0 | 0 | 0 | 0 | [6 empty] | 0 | 0 | 0 | 4 | 1952 | 0 | 0 | E | [6 empty] | 0
3 |  | 13781 | 1916 | 2 | HC | 800 | B |  | 7 | 1952 | WAT |  |  | WAT |  |  | 0 | 740 | 830 | 0 | RE | 10 | 1988 | 0 | 0 | 0 | 0 | [6 empty] | 0 | 0 | 0 | 4 | 1952 | 0 | 0 | E | [6 empty] | 0
3 |  | 13781 | 1916 | 3 | HC | 800 | B |  | 7 | 1952 | WAT |  |  | WAT |  |  | 0 | 740 | 830 | 0 | RE | 10 | 1988 | 0 | 0 | 0 | 0 | [6 empty] | 0 | 0 | 0 | 4 | 1952 | 0 | 0 | E | [6 empty] | 0
3 |  | 13781 | 1916 | 4 | HC | 800 | B |  | 7 | 1952 | WAT |  |  | WAT |  |  | 0 | 740 | 830 | 0 | RE | 10 | 1988 | 0 | 0 | 0 | 0 | [6 empty] | 0 | 0 | 0 | 4 | 1952 | 0 | 0 | E | [6 empty] | 0
3 |  | 13781 | 1916 | 5 | HC | 800 | B |  | 7 | 1952 | WAT |  |  | WAT |  |  | 0 | 740 | 830 | 0 | RE | 10 | 1988 | 0 | 0 | 0 | 0 | [6 empty] | 0 | 0 | 0 | 4 | 1952 | 0 | 0 | E | [6 empty] | 0
3 |  | 13781 | 1916 | 6 | HC | 800 | B |  | 7 | 1952 | WAT |  |  | WAT |  |  | 0 | 740 | 830 | 0 | RE | 10 | 1988 | 0 | 0 | 0 | 0 | [6 empty] | 0 | 0 | 0 | 4 | 1952 | 0 | 0 | E | [6 empty] | 0
3 |  | 13781 | 1916 | 7 | HC | 800 | B |  | 7 | 1952 | WAT |  |  | WAT |  |  | 0 | 740 | 830 | 0 | RE | 10 | 1988 | 0 | 0 | 0 | 0 | [6 empty] | 0 | 0 | 0 | 4 | 1952 | 0 | 0 | E | [6 empty] | 0
3 |  | 13781 | 1916 | 8 | HC | 800 | B |  | 7 | 1952 | WAT |  |  | WAT |  |  | 0 | 740 | 830 | 0 | RE | 10 | 1988 | 0 | 0 | 0 | 0 | [6 empty] | 0 | 0 | 0 | 4 | 1952 | 0 | 0 | E | [6 empty] | 0
3 |  | 13781 | 1916 | 9 | HC | 800 | B |  | 7 | 1952 | WAT |  |  | WAT |  |  | 0 | 740 | 830 | 0 | RE | 10 | 1988 | 0 | 0 | 0 | 0 | [6 empty] | 0 | 0 | 0 | 4 | 1952 | 0 | 0 | E | [6 empty] | 0
3 |  | 13781 | 1916 | 10 | HC | 800 | B |  | 7 | 1952 | WAT |  |  | WAT |  |  | 0 | 740 | 830 | 0 | RE | 10 | 1988 | 0 | 0 | 0 | 0 | [6 empty] | 0 | 0 | 0 | 4 | 1952 | 0 | 0 | E | [6 empty] | 0
3 |  | 13781 | 1918 | 1 | ST | 10000 |  |  | 0 | 1900 |  |  |  | BIT | NG |  | 0 | 0 | 0 | 0 | RE | 0 | 0 | 0 | 0 | 0 | 0 | [6 empty] | 0 | 0 | 0 | 0 | 1900 | 0 | 0 | E | [6 empty] | 0
3 |  | 13781 | 1918 | 2 | ST | 10000 |  |  | 0 | 1900 |  |  |  | BIT | NG |  | 0 | 0 | 0 | 0 | RE | 0 | 0 | 0 | 0 | 0 | 0 | [6 empty] | 0 | 0 | 0 | 0 | 1900 | 0 | 0 | E | [6 empty] | 0
3 |  | 13781 | 1918 | 3 | ST | 46000 | C | OP | 10 | 1953 | BIT | NG |  | BIT | NG |  | 12990 | 47000 | 47000 | 0 |  | 0 | 0 | 0 | 0 | 0 | 0 | [6 empty] | 0 | 0 | 0 | 9 | 1953 | 0 | 0 | E | [6 empty] | 0
3 |  | 13781 | 1919 | 1 | IC | 1000 |  |  | 99 | 1946 |  |  |  | FO2 |  |  | 0 | 0 | 0 | 0 | RE | 12 | 1982 | 0 | 0 | 0 | 0 | [6 empty] | 0 | 0 | 0 | 0 | 1946 | 0 | 0 | E | [6 empty] | 0
3 |  | 13781 | 1920 | 1 | IC | 1000 |  |  | 99 | 1951 |  |  |  | FO2 |  |  | 0 | 0 | 0 | 0 | RE | 12 | 1982 | 0 | 0 | 0 | 0 | [6 empty] | 0 | 0 | 0 | 0 | 1951 | 0 | 0 | E | [6 empty] | 0
3 |  | 13781 | 1921 | 1 | IC | 200 |  |  | 88 | 1951 |  |  |  | FO2 |  |  | 0 | 0 | 0 | 0 | RE | 12 | 1982 | 0 | 0 | 0 | 0 | [6 empty] | 0 | 0 | 0 | 0 | 1951 | 0 | 0 | E | [6 empty] | 0
3 |  | 13781 | 1922 | 1 | NB | 568800 | B | OP | 6 | 1971 | UR |  |  | UR |  |  | 10644 | 532000 | 547000 | 0 |  | 0 | 0 | 0 | 0 | 0 | 0 | [6 empty] | 0 | 0 | 545000 | 1 | 1971 | 0 | 0 | [7 empty] | 0
3 |  | 13781 | 1923 | 1 | IC | 900 |  |  | 99 | 1947 |  |  |  | FO2 |  |  | 0 | 0 | 0 | 0 | RE | 12 | 1982 | 0 | 0 | 0 | 0 | [6 empty] | 0 | 0 | 0 | 0 | 1947 | 0 | 0 | E | [6 empty] | 0
3 |  | 13781 | 1923 | 2 | IC | 900 |  |  | 99 | 1947 |  |  |  | FO2 |  |  | 0 | 0 | 0 | 0 | RE | 12 | 1982 | 0 | 0 | 0 | 0 | [6 empty] | 0 | 0 | 0 | 0 | 1947 | 0 | 0 | E | [6 empty] | 0
3 |  | 13781 | 1924 | 1 | IC | 1000 |  |  | 99 | 1948 |  |  |  | FO2 |  |  | 0 | 0 | 0 | 0 | RE | 12 | 1982 | 0 | 0 | 0 | 0 | [6 empty] | 0 | 0 | 0 | 0 | 1948 | 0 | 0 | E | [6 empty] | 0
3 |  | 13781 | 1924 | 2 | IC | 1000 |  |  | 99 | 1948 |  |  |  | FO2 |  |  | 0 | 0 | 0 | 0 | RE | 12 | 1982 | 0 | 0 | 0 | 0 | [6 empty] | 0 | 0 | 0 | 0 | 1948 | 0 | 0 | E | [6 empty] | 0
3 |  | 13781 | 1924 | 3 | IC | 1000 |  |  | 99 | 1948 |  |  |  | FO2 |  |  | 0 | 0 | 0 | 0 | RE | 12 | 1982 | 0 | 0 | 0 | 0 | [6 empty] | 0 | 0 | 0 | 0 | 1948 | 0 | 0 | E | [6 empty] | 0
3 |  | 13781 | 1925 | 1 | NP | 593100 | B | OP | 12 | 1973 | UR |  |  | UR |  |  | 10830 | 507000 | 532000 | 0 |  | 0 | 0 | 0 | 0 | 0 | 0 | [6 empty] | 0 | 0 | 530000 | 4 | 1974 | 0 | 0 | [7 empty] | 0
3 |  | 13781 | 1925 | 2 | NP | 593100 | B | OP | 12 | 1974 | UR |  |  | UR |  |  | 10890 | 503000 | 526000 | 0 |  | 0 | 0 | 0 | 0 | 0 | 0 | [6 empty] | 0 | 0 | 530000 | 10 | 1974 | 0 | 0 | [7 empty] | 0
3 |  | 13781 | 1926 | 1 | ST | 11500 | B | OP | 11 | 1949 | REF | NG |  | REF | NG |  | 18561 | 12000 | 12000 | 0 |  | 0 | 0 | 0 | 0 | 0 | 0 | [6 empty] | 0 | 0 | 0 | 10 | 1949 | 0 | 0 | E | [6 empty] | 0
3 |  | 13781 | 1926 | 2 | ST | 11500 | B | OP | 12 | 1949 | REF | NG |  | REF | NG |  | 18561 | 12000 | 12000 | 0 |  | 0 | 0 | 0 | 0 | 0 | 0 | [6 empty] | 0 | 0 | 0 | 11 | 1949 | 0 | 0 | E | [6 empty] | 0
3 |  | 13781 | 1927 | 1 | ST | 35000 | C |  | 8 | 1938 | NG | BIT |  | NG | BIT |  | 11328 | 13000 | 14000 | 0 | RE | 7 | 1987 | 0 | 0 | 0 | 0 | [6 empty] | 0 | 0 | 0 | 7 | 1938 | 0 | 0 | E | [6 empty] | 0
3 |  | 13781 | 1927 | 2 | ST | 35000 | C |  | 8 | 1931 | BIT | NG |  | BIT | NG |  | 0 | 14000 | 14000 | 0 | RE | 7 | 1987 | 0 | 0 | 0 | 0 | [6 empty] | 0 | 0 | 0 | 7 | 1931 | 0 | 0 | E | [6 empty] | 0
3 |  | 13781 | 1927 | 3 | ST | 15000 |  |  | 99 | 1916 |  |  |  | FO2 | NG |  | 0 | 0 | 0 | 0 | RE | 12 | 1976 | 0 | 0 | 0 | 0 | [6 empty] | 0 | 0 | 0 | 0 | 1916 | 0 | 0 | E | [6 empty] | 0
3 |  | 13781 | 1927 | 4 | ST | 29000 |  |  | 99 | 1919 |  |  |  | FO2 | NG |  | 0 | 0 | 0 | 0 | RE | 12 | 1976 | 0 | 0 | 0 | 0 | [6 empty] | 0 | 0 | 0 | 0 | 1919 | 0 | 0 | E | [6 empty] | 0
3 |  | 13781 | 1927 | 5 | ST | 29000 |  |  | 99 | 1922 |  |  |  | FO2 | NG |  | 0 | 0 | 0 | 0 | RE | 12 | 1976 | 0 | 0 | 0 | 0 | [6 empty] | 0 | 0 | 0 | 0 | 1922 | 0 | 0 | E | [6 empty] | 0
3 |  | 13781 | 1927 | 6 | ST | 75000 | C |  | 7 | 1949 | NG | BIT |  | NG | BIT |  | 11328 | 59000 | 62000 | 0 | RE | 7 | 1987 | 0 | 0 | 0 | 0 | [6 empty] | 0 | 0 | 0 | 6 | 1949 | 0 | 0 | E | [6 empty] | 0
3 |  | 13781 | 1927 | 7 | ST | 6000 |  |  | 99 | 1949 |  |  |  | BIT | NG |  | 0 | 0 | 0 | 0 | RE | 0 | 0 | 0 | 0 | 0 | 0 | [6 empty] | 0 | 0 | 0 | 0 | 1949 | 0 | 0 | E | [6 empty] | 0
3 |  | 13781 | 1927 | 8 | ST | 238850 | C | OP | 5 | 1964 | BIT | FO2 |  | BIT |  |  | 10048 | 216000 | 210000 | 0 |  | 0 | 0 | 0 | 0 | 0 | 0 | [6 empty] | 0 | 0 | 0 | 3 | 1964 | 0 | 0 | E | [6 empty] | 0
3 |  | 13781 | 1927 | ST7 | ST | 165000 | C | OP | 7 | 1987 | BIT | NG |  | BIT | NG |  | 11524 | 133000 | 134000 | 0 |  | 0 | 0 | 7 | 1986 | 0 | 0 | [6 empty] | 0 | 0 | 0 | 7 | 1987 | 0 | 0 | [7 empty] | 0
3 |  | 13781 | 1928 | 4 | ST | 17000 |  |  | 99 | 1954 |  |  |  | FO2 | NG |  | 0 | 0 | 0 | 0 | RE | 99 | 1974 | 0 | 0 | 0 | 0 | [6 empty] | 0 | 0 | 0 | 0 | 1954 | 0 | 0 | E | [6 empty] | 0
3 |  | 13781 | 1928 | 5 | ST | 13000 |  |  | 99 | 1954 |  |  |  | FO2 | NG |  | 0 | 0 | 0 | 0 | RE | 99 | 1974 | 0 | 0 | 0 | 0 | [6 empty] | 0 | 0 | 0 | 0 | 1954 | 0 | 0 | E | [6 empty] | 0
3 |  | 13781 | 1929 | 1 | IC | 900 |  |  | 99 | 1947 |  |  |  | FO2 |  |  | 0 | 0 | 0 | 0 | RE | 12 | 1982 | 0 | 0 | 0 | 0 | [6 empty] | 0 | 0 | 0 | 0 | 1947 | 0 | 0 | E | [6 empty] | 0
3 |  | 13781 | 1929 | 2 | IC | 900 |  |  | 99 | 1947 |  |  |  | FO2 |  |  | 0 | 0 | 0 | 0 | RE | 12 | 1982 | 0 | 0 | 0 | 0 | [6 empty] | 0 | 0 | 0 | 0 | 1947 | 0 | 0 | E | [6 empty] | 0
3 |  | 13781 | 1930 | 1 | ST | 20000 |  |  | 99 | 1924 |  |  |  | UNK |  |  | 0 | 0 | 0 | 0 | RE | 0 | 0 | 0 | 0 | 0 | 0 | [6 empty] | 0 | 0 | 0 | 0 | 1924 | 0 | 0 | E | [6 empty] | 0
3 |  | 13781 | 1931 | 1 | IC | 1000 |  |  | 99 | 1948 |  |  |  | FO2 |  |  | 0 | 0 | 0 | 0 | RE | 12 | 1978 | 0 | 0 | 0 | 0 | [6 empty] | 0 | 0 | 0 | 0 | 1948 | 0 | 0 | E | [6 empty] | 0
3 |  | 13781 | 1931 | 2 | IC | 1000 |  |  | 99 | 1948 |  |  |  | FO2 |  |  | 0 | 0 | 0 | 0 | RE | 12 | 1978 | 0 | 0 | 0 | 0 | [6 empty] | 0 | 0 | 0 | 0 | 1948 | 0 | 0 | E | [6 empty] | 0
3 |  | 13781 | 1932 | 1 | GT | 16200 |  |  | 99 | 1965 |  |  |  | NA |  |  | 0 | 0 | 0 | 0 | RE | 99 | 1981 | 0 | 0 | 0 | 0 | [6 empty] | 0 | 0 | 0 | 0 | 1965 | 0 | 0 | E | [6 empty] | 0
3 |  | 13781 | 1932 | 2 | GT | 16200 | P | OP | 6 | 1965 | FO2 | NG |  | NG | FO2 |  | 0 | 17000 | 16519 | 0 |  | 0 | 0 | 0 | 0 | 0 | 0 | [6 empty] | 0 | 0 | 0 | 5 | 1965 | 0 | 0 | E |  | E |  |  |  |  | 0
3 |  | 13781 | 1932 | 3 | GT | 16200 | P | OP | 6 | 1965 | FO2 | NG |  | NG | FO2 |  | 0 | 15000 | 16519 | 0 |  | 0 | 0 | 0 | 0 | 0 | 0 | [6 empty] | 0 | 0 | 0 | 5 | 1965 | 0 | 0 | E |  | E |  |  |  |  | 0
3 |  | 13781 | 1933 | 2 | ST | 13000 |  |  | 99 | 1948 |  |  |  | UNK |  |  | 0 | 0 | 0 | 0 | RE | 0 | 0 | 0 | 0 | 0 | 0 | [6 empty] | 0 | 0 | 0 | 0 | 1948 | 0 | 0 | E | [6 empty] | 0
3 |  | 13781 | 1934 | 1 | ST | 12500 | B | OP | 10 | 1948 | REF | NG |  | REF | NG |  | 18314 | 10000 | 11000 | 0 |  | 0 | 0 | 0 | 0 | 0 | 0 | [6 empty] | 0 | 0 | 0 | 9 | 1948 | 0 | 0 | E | [6 empty] | 0
3 |  | 13781 | 1934 | 2 | ST | 12500 | C | OP | 4 | 1951 | REF | NG |  | REF | NG |  | 18314 | 10000 | 12000 | 0 |  | 0 | 0 | 0 | 0 | 0 | 0 | [6 empty] | 0 | 0 | 0 | 3 | 1951 | 0 | 0 | E | [6 empty] | 0
3 |  | 13781 | 1935 | 3 | ST | 17000 |  |  | 99 | 1951 |  |  |  | UNK |  |  | 0 | 0 | 0 | 0 | RE | 0 | 0 | 0 | 0 | 0 | 0 | [6 empty] | 0 | 0 | 0 | 0 | 1951 | 0 | 0 | E | [6 empty] | 0
3 |  | 13781 | 1936 | 1 | IC | 2800 |  |  | 7 | 1967 |  |  |  | FO2 |  |  | 0 | 0 | 0 | 0 | RE | 12 | 1983 | 0 | 0 | 0 | 0 | [6 empty] | 0 | 0 | 0 | 0 | 1967 | 0 | 0 | E | [6 empty] | 0
3 |  | 13781 | 1936 | 2 | IC | 2800 |  |  | 7 | 1967 |  |  |  | FO2 |  |  | 0 | 0 | 0 | 0 | RE | 12 | 1983 | 0 | 0 | 0 | 0 | [6 empty] | 0 | 0 | 0 | 0 | 1967 | 0 | 0 | E | [6 empty] | 0
3 |  | 13781 | 1936 | 3 | IC | 2800 |  |  | 7 | 1967 |  |  |  | FO2 |  |  | 0 | 0 | 0 | 0 | RE | 12 | 1983 | 0 | 0 | 0 | 0 | [6 empty] | 0 | 0 | 0 | 0 | 1967 | 0 | 0 | E | [6 empty] | 0
3 |  | 13781 | 1936 | 4 | IC | 2800 |  |  | 7 | 1967 |  |  |  | FO2 |  |  | 0 | 0 | 0 | 0 | RE | 12 | 1983 | 0 | 0 | 0 | 0 | [6 empty] | 0 | 0 | 0 | 0 | 1967 | 0 | 0 | E | [6 empty] | 0
3 |  | 13781 | 2793 | 1 | IC | 1000 |  |  | 99 | 1954 |  |  |  | PET |  |  | 0 | 0 | 0 | 0 | RE | 12 | 1975 | 0 | 0 | 0 | 0 | [6 empty] | 0 | 0 | 0 | 0 | 1954 | 0 | 0 | E | [6 empty] | 0
3 |  | 13781 | 2793 | 2 | IC | 1000 |  |  | 99 | 1954 |  |  |  | PET |  |  | 0 | 0 | 0 | 0 | RE | 12 | 1975 | 0 | 0 | 0 | 0 | [6 empty] | 0 | 0 | 0 | 0 | 1954 | 0 | 0 | E | [6 empty] | 0
3 |  | 13781 | 2793 | 3 | IC | 1000 |  |  | 99 | 1954 |  |  |  | PET |  |  | 0 | 0 | 0 | 0 | RE | 12 | 1975 | 0 | 0 | 0 | 0 | [6 empty] | 0 | 0 | 0 | 0 | 1954 | 0 | 0 | E | [6 empty] | 0
3 |  | 13781 | 2795 | 1 | IC | 1000 |  |  | 99 | 1947 |  |  |  | PET |  |  | 0 | 0 | 0 | 0 | RE | 5 | 1975 | 0 | 0 | 0 | 0 | [6 empty] | 0 | 0 | 0 | 0 | 1947 | 0 | 0 | E | [6 empty] | 0
3 |  | 13781 | 2795 | 2 | IC | 1000 |  |  | 99 | 1947 |  |  |  | PET |  |  | 0 | 0 | 0 | 0 | RE | 5 | 1975 | 0 | 0 | 0 | 0 | [6 empty] | 0 | 0 | 0 | 0 | 1947 | 0 | 0 | E | [6 empty] | 0
3 |  | 13781 | 3332 | 1 | IC | 1000 |  |  | 99 | 1948 |  |  |  | UNK |  |  | 0 | 0 | 0 | 0 | RE | 0 | 0 | 0 | 0 | 0 | 0 | [6 empty] | 0 | 0 | 0 | 0 | 1948 | 0 | 0 | E | [6 empty] | 0
3 |  | 13781 | 3332 | 2 | IC | 1000 |  |  | 99 | 1948 |  |  |  | UNK |  |  | 0 | 0 | 0 | 0 | RE | 0 | 0 | 0 | 0 | 0 | 0 | [6 empty] | 0 | 0 | 0 | 0 | 1948 | 0 | 0 | E | [6 empty] | 0
3 |  | 13781 | 3333 | 1 | ST | 12000 |  |  | 99 | 1948 |  |  |  | COL | NG |  | 0 | 0 | 0 | 0 | RE | 9 | 1977 | 0 | 0 | 0 | 0 | [6 empty] | 0 | 0 | 0 | 0 | 1948 | 0 | 0 | E | [6 empty] | 0
3 |  | 13781 | 3333 | 2 | ST | 13000 |  |  | 99 | 1949 |  |  |  | COL | NG |  | 0 | 0 | 0 | 0 | RE | 12 | 1977 | 0 | 0 | 0 | 0 | [6 empty] | 0 | 0 | 0 | 0 | 1949 | 0 | 0 | E | [6 empty] | 0
3 |  | 13781 | 3333 | 3 | ST | 23000 |  |  | 99 | 1951 |  |  |  | COL | NG |  | 0 | 0 | 0 | 0 | RE | 12 | 1977 | 0 | 0 | 0 | 0 | [6 empty] | 0 | 0 | 0 | 0 | 1951 | 0 | 0 | E | [6 empty] | 0
3 |  | 13781 | 3334 | 1 | ST | 75000 | P | OP | 88 | 1969 | NG | FO6 |  | NG | FO6 |  | 17261 | 64000 | 73424 | 0 |  | 0 | 0 | 0 | 0 | 0 | 0 | [6 empty] | 0 | 0 | 0 | 0 | 1969 | 0 | 0 | E |  | E |  |  |  |  | 0
3 |  | 13781 | 3336 | 1 | IC | 1000 |  |  | 99 | 1951 |  |  |  | FO2 |  |  | 0 | 0 | 0 | 0 | RE | 12 | 1981 | 0 | 0 | 0 | 0 | [6 empty] | 0 | 0 | 0 | 0 | 1951 | 0 | 0 | E | [6 empty] | 0
3 |  | 13781 | 3336 | 2 | IC | 1000 |  |  | 99 | 1929 |  |  |  | FO2 |  |  | 0 | 0 | 0 | 0 | RE | 12 | 1981 | 0 | 0 | 0 | 0 | [6 empty] | 0 | 0 | 0 | 0 | 1929 | 0 | 0 | E | [6 empty] | 0
3 |  | 13781 | 3336 | 3 | IC | 1000 |  |  | 99 | 1959 |  |  |  | FO2 |  |  | 0 | 0 | 0 | 0 | RE | 12 | 1981 | 0 | 0 | 0 | 0 | [6 empty] | 0 | 0 | 0 | 0 | 1959 | 0 | 0 | E | [6 empty] | 0
3 |  | 13781 | 3981 | 1 | IC | 1000 | P |  | 88 | 1948 | FO2 |  |  | FO2 |  |  | 0 | 1000 | 1000 | 0 | RE | 10 | 1986 | 0 | 0 | 0 | 0 | [6 empty] | 0 | 0 | 0 | 0 | 1948 | 0 | 0 | E | [6 empty] | 0
3 |  | 13781 | 3981 | 2 | IC | 1000 | P |  | 88 | 1948 | FO2 |  |  | FO2 |  |  | 0 | 1000 | 1000 | 0 | RE | 10 | 1986 | 0 | 0 | 0 | 0 | [6 empty] | 0 | 0 | 0 | 0 | 1948 | 0 | 0 | E | [6 empty] | 0
3 |  | 13781 | 3982 | 1 | ST | 5000 | P |  | 88 | 1917 | WD | SUB |  | WD | SUB |  | 17226 | 3000 | 3000 | 0 | RE | 1 | 1986 | 0 | 0 | 0 | 0 | [6 empty] | 0 | 0 | 0 | 0 | 1917 | 0 | 0 | E | [6 empty] | 0
3 |  | 13781 | 3982 | 2 | ST | 5000 | P |  | 88 | 1922 | WD | SUB |  | WD | SUB |  | 0 | 3000 | 3000 | 0 | RE | 1 | 1986 | 0 | 0 | 0 | 0 | [6 empty] | 0 | 0 | 0 | 0 | 1922 | 0 | 0 | E | [6 empty] | 0
3 |  | 13781 | 3982 | 3 | ST | 5000 | P |  | 88 | 1925 | SUB | NG |  | SUB | NG |  | 17226 | 3000 | 3000 | 0 | RE | 1 | 1986 | 0 | 0 | 0 | 0 | [6 empty] | 0 | 0 | 0 | 0 | 1925 | 0 | 0 | E | [6 empty] | 0
3 |  | 13781 | 3982 | 4 | ST | 20000 | P | OP | 88 | 1949 | WD | SUB | NG | WD | SUB | NG | 17875 | 22000 | 22000 | 0 |  | 0 | 0 | 0 | 0 | 0 | 0 | [6 empty] | 0 | 0 | 0 | 0 | 1949 | 0 | 0 | E | [6 empty] | 0
3 |  | 13781 | 3982 | 5 | ST | 20000 | P | OP | 88 | 1952 | WD | SUB | NG | WD | SUB | NG | 17875 | 23000 | 23000 | 0 |  | 0 | 0 | 0 | 0 | 0 | 0 | [6 empty] | 0 | 0 | 0 | 0 | 1952 | 0 | 0 | E | [6 empty] | 0
3 |  | 13781 | 3982 | 6 | ST | 27000 | P | OP | 88 | 1957 | WD | SUB | NG | WD | SUB | NG | 17875 | 30000 | 30000 | 0 |  | 0 | 0 | 0 | 0 | 0 | 0 | [6 empty] | 0 | 0 | 0 | 0 | 1957 | 0 | 0 | E | [6 empty] | 0
3 |  | 13781 | 3983 | 1 | HC | 3000 | B | OP | 88 | 1922 | WAT |  |  | WAT |  |  | 0 | 3900 | 3900 | 0 |  | 0 | 0 | 0 | 0 | 0 | 0 | [6 empty] | 0 | 0 | 0 | 0 | 1922 | 0 | 0 | E | [6 empty] | 0
3 |  | 13781 | 3983 | 2 | HC | 3000 | B | OP | 88 | 1922 | WAT |  |  | WAT |  |  | 0 | 3900 | 3900 | 0 |  | 0 | 0 | 0 | 0 | 0 | 0 | [6 empty] | 0 | 0 | 0 | 0 | 1922 | 0 | 0 | E | [6 empty] | 0
3 |  | 13781 | 3983 | 3 | HC | 3000 | B | OP | 88 | 1925 | WAT |  |  | WAT |  |  | 0 | 3900 | 3900 | 0 |  | 0 | 0 | 0 | 0 | 0 | 0 | [6 empty] | 0 | 0 | 0 | 0 | 1925 | 0 | 0 | E | [6 empty] | 0
3 |  | 13781 | 3984 | 1 | GT | 16000 | P | OP | 88 | 1969 | NG | FO2 |  | NG | FO2 |  | 0 | 12000 | 17000 | 0 |  | 0 | 0 | 0 | 0 | 0 | 0 | [6 empty] | 0 | 0 | 0 | 0 | 1969 | 0 | 0 | E | [6 empty] | 0
3 |  | 13781 | 3985 | 1 | HC | 200 | B | OP | 88 | 1925 | WAT |  |  | WAT |  |  | 0 | 200 | 200 | 0 |  | 0 | 0 | 0 | 0 | 0 | 0 | [6 empty] | 0 | 0 | 0 | 0 | 1925 | 0 | 0 | E | [6 empty] | 0
3 |  | 13781 | 3985 | IC1 | IC | 1000 |  |  | 88 | 1948 |  |  |  | FO2 |  |  | 0 | 0 | 0 | 0 | RE | 10 | 1983 | 0 | 0 | 0 | 0 | [6 empty] | 0 | 0 | 0 | 0 | 1948 | 0 | 0 | E | [6 empty] | 0
3 |  | 13781 | 3985 | IC2 | IC | 1000 |  |  | 88 | 1948 |  |  |  | FO2 |  |  | 0 | 0 | 0 | 0 | RE | 10 | 1983 | 0 | 0 | 0 | 0 | [6 empty] | 0 | 0 | 0 | 0 | 1948 | 0 | 0 | E | [6 empty] | 0
3 |  | 13781 | 3986 | 1 | HC | 1000 | B | OP | 88 | 1940 | WAT |  |  | WAT |  |  | 0 | 900 | 900 | 0 |  | 0 | 0 | 0 | 0 | 0 | 0 | [6 empty] | 0 | 0 | 0 | 0 | 1940 | 0 | 0 | E | [6 empty] | 0
3 |  | 13781 | 3986 | 2 | HC | 900 | B | OP | 88 | 1940 | WAT |  |  | WAT |  |  | 0 | 900 | 900 | 0 |  | 0 | 0 | 0 | 0 | 0 | 0 | [6 empty] | 0 | 0 | 0 | 0 | 1940 | 0 | 0 | E | [6 empty] | 0
3 |  | 13781 | 3986 | 3 | HC | 2000 | B | OP | 12 | 1983 | WAT |  |  | WAT |  |  | 0 | 1000 | 1000 | 0 |  | 0 | 0 | 0 | 0 | 0 | 0 | [6 empty] | 0 | 0 | 0 | 9 | 1983 | 0 | 0 | E | [6 empty] | 0
3 |  | 13781 | 3987 | 1 | HC | 800 | B |  | 88 | 1946 | WAT |  |  | WAT |  |  | 0 | 800 | 800 | 0 | RE | 7 | 1987 | 0 | 0 | 0 | 0 | [6 empty] | 0 | 0 | 0 | 0 | 1946 | 0 | 0 | E | [6 empty] | 0
3 |  | 13781 | 3988 | 1 | HC | 700 | B | OP | 88 | 1929 | WAT |  |  | WAT |  |  | 0 | 750 | 750 | 0 |  | 0 | 0 | 0 | 0 | 0 | 0 | [6 empty] | 0 | 0 | 0 | 0 | 1929 | 0 | 0 | E | [6 empty] | 0
3 |  | 13781 | 3988 | 2 | HC | 700 | B | OP | 88 | 1929 | WAT |  |  | WAT |  |  | 0 | 750 | 750 | 0 |  | 0 | 0 | 0 | 0 | 0 | 0 | [6 empty] | 0 | 0 | 0 | 0 | 1929 | 0 | 0 | E | [6 empty] | 0
3 |  | 13781 | 3989 | 1 | HC | 500 | B | OP | 88 | 1907 | WAT |  |  | WAT |  |  | 0 | 400 | 400 | 0 |  | 0 | 0 | 0 | 0 | 0 | 0 | [6 empty] | 0 | 0 | 0 | 0 | 1907 | 0 | 0 | E | [6 empty] | 0
3 |  | 13781 | 3989 | 2 | HC | 500 | B | OP | 88 | 1907 | WAT |  |  | WAT |  |  | 0 | 500 | 500 | 0 |  | 0 | 0 | 0 | 0 | 0 | 0 | [6 empty] | 0 | 0 | 0 | 0 | 1907 | 0 | 0 | E | [6 empty] | 0
3 |  | 13781 | 3998 | 1 | HC | 2000 | B | OP | 88 | 1910 | WAT |  |  | WAT |  |  | 0 | 2700 | 2700 | 0 |  | 0 | 0 | 0 | 0 | 0 | 0 | [6 empty] | 0 | 0 | 0 | 0 | 1910 | 0 | 0 | E | [6 empty] | 0
3 |  | 13781 | 3998 | 2 | HC | 2000 | B | OP | 88 | 1911 | WAT |  |  | WAT |  |  | 0 | 2300 | 2300 | 0 |  | 0 | 0 | 0 | 0 | 0 | 0 | [6 empty] | 0 | 0 | 0 | 0 | 1911 | 0 | 0 | E | [6 empty] | 0
3 |  | 13781 | 3998 | 3 | HC | 2000 | B | OP | 88 | 1915 | WAT |  |  | WAT |  |  | 0 | 2200 | 2200 | 0 |  | 0 | 0 | 0 | 0 | 0 | 0 | [6 empty] | 0 | 0 | 0 | 0 | 1915 | 0 | 0 | E | [6 empty] | 0
3 |  | 13781 | 3999 | 1 | IC | 1000 |  |  | 99 | 1947 |  |  |  | FO2 |  |  | 0 | 0 | 0 | 0 | RE | 12 | 1982 | 0 | 0 | 0 | 0 | [6 empty] | 0 | 0 | 0 | 0 | 1947 | 0 | 0 | E | [6 empty] | 0
3 |  | 13781 | 3999 | 2 | IC | 1000 |  |  | 99 | 1947 |  |  |  | FO2 |  |  | 0 | 0 | 0 | 0 | RE | 12 | 1982 | 0 | 0 | 0 | 0 | [6 empty] | 0 | 0 | 0 | 0 | 1947 | 0 | 0 | E | [6 empty] | 0
3 |  | 13781 | 4000 | 1 | HC | 3600 | B | OP | 88 | 1928 | WAT |  |  | WAT |  |  | 0 | 3090 | 3600 | 0 |  | 0 | 0 | 0 | 0 | 0 | 0 | [6 empty] | 0 | 0 | 0 | 0 | 1928 | 0 | 0 | E | [6 empty] | 0
3 |  | 13781 | 4000 | 2 | HC | 3600 | B | OP | 88 | 1928 | WAT |  |  | WAT |  |  | 0 | 3190 | 3600 | 0 |  | 0 | 0 | 0 | 0 | 0 | 0 | [6 empty] | 0 | 0 | 0 | 0 | 1928 | 0 | 0 | E | [6 empty] | 0
3 |  | 13781 | 4000 | 3 | HC | 3600 | B | OP | 88 | 1928 | WAT |  |  | WAT |  |  | 0 | 3090 | 3600 | 0 |  | 0 | 0 | 0 | 0 | 0 | 0 | [6 empty] | 0 | 0 | 0 | 0 | 1928 | 0 | 0 | E | [6 empty] | 0
3 |  | 13781 | 4000 | 4 | HC | 3600 | B | OP | 88 | 1928 | WAT |  |  | WAT |  |  | 0 | 2990 | 3660 | 0 |  | 0 | 0 | 0 | 0 | 0 | 0 | [6 empty] | 0 | 0 | 0 | 0 | 1928 | 0 | 0 | E | [6 empty] | 0
3 |  | 13781 | 4000 | 5 | HC | 3600 | B | OP | 88 | 1928 | WAT |  |  | WAT |  |  | 0 | 2990 | 3660 | 0 |  | 0 | 0 | 0 | 0 | 0 | 0 | [6 empty] | 0 | 0 | 0 | 0 | 1928 | 0 | 0 | E | [6 empty] | 0
3 |  | 13781 | 4000 | 6 | HC | 3600 | B | OP | 88 | 1928 | WAT |  |  | WAT |  |  | 0 | 2890 | 3660 | 0 |  | 0 | 0 | 0 | 0 | 0 | 0 | [6 empty] | 0 | 0 | 0 | 0 | 1928 | 0 | 0 | E | [6 empty] | 0
3 |  | 13781 | 4001 | 1 | IC | 1000 |  |  | 99 | 1941 |  |  |  | FO2 |  |  | 0 | 0 | 0 | 0 | RE | 12 | 1981 | 0 | 0 | 0 | 0 | [6 empty] | 0 | 0 | 0 | 0 | 1941 | 0 | 0 | E | [6 empty] | 0
3 |  | 13781 | 4001 | 2 | IC | 1000 |  |  | 99 | 1944 |  |  |  | FO2 |  |  | 0 | 0 | 0 | 0 | RE | 12 | 1981 | 0 | 0 | 0 | 0 | [6 empty] | 0 | 0 | 0 | 0 | 1944 | 0 | 0 | E | [6 empty] | 0
3 |  | 13781 | 4001 | 3 | IC | 1000 |  |  | 99 | 1948 |  |  |  | FO2 |  |  | 0 | 0 | 0 | 0 | RE | 12 | 1981 | 0 | 0 | 0 | 0 | [6 empty] | 0 | 0 | 0 | 0 | 1948 | 0 | 0 | E | [6 empty] | 0
3 |  | 13781 | 4002 | 1 | HC | 2000 | B | OP | 88 | 1923 | WAT |  |  | WAT |  |  | 0 | 2490 | 2490 | 0 |  | 0 | 0 | 0 | 0 | 0 | 0 | [6 empty] | 0 | 0 | 0 | 0 | 1923 | 0 | 0 | E | [6 empty] | 0
3 |  | 13781 | 4002 | 2 | HC | 1600 | B | OP | 88 | 1924 | WAT |  |  | WAT |  |  | 0 | 1290 | 1290 | 0 |  | 0 | 0 | 0 | 0 | 0 | 0 | [6 empty] | 0 | 0 | 0 | 0 | 1924 | 0 | 0 | E | [6 empty] | 0
3 |  | 13781 | 4002 | 3 | HC | 1600 | B | OP | 88 | 1930 | WAT |  |  | WAT |  |  | 0 | 1290 | 1290 | 0 |  | 0 | 0 | 0 | 0 | 0 | 0 | [6 empty] | 0 | 0 | 0 | 0 | 1930 | 0 | 0 | E | [6 empty] | 0
3 |  | 13781 | 4002 | 4 | HC | 1600 | B | OP | 88 | 1930 | WAT |  |  | WAT |  |  | 0 | 1290 | 1290 | 0 |  | 0 | 0 | 0 | 0 | 0 | 0 | [6 empty] | 0 | 0 | 0 | 0 | 1930 | 0 | 0 | E | [6 empty] | 0
3 |  | 13781 | 4002 | 5 | HC | 1600 | B | OP | 88 | 1930 | WAT |  |  | WAT |  |  | 0 | 1290 | 1290 | 0 |  | 0 | 0 | 0 | 0 | 0 | 0 | [6 empty] | 0 | 0 | 0 | 0 | 1930 | 0 | 0 | E | [6 empty] | 0
3 |  | 13781 | 4002 | 6 | HC | 500 | B | OP | 88 | 1916 | WAT |  |  | WAT |  |  | 0 | 690 | 690 | 0 |  | 0 | 0 | 0 | 0 | 0 | 0 | [6 empty] | 0 | 0 | 0 | 0 | 1916 | 0 | 0 | E | [6 empty] | 0
3 |  | 13781 | 4002 | 7 | HC | 600 | B | OP | 88 | 1907 | WAT |  |  | WAT |  |  | 0 | 600 | 600 | 0 |  | 0 | 0 | 0 | 0 | 0 | 0 | [6 empty] | 0 | 0 | 0 | 0 | 1907 | 0 | 0 | E | [6 empty] | 0
3 |  | 13781 | 4005 | 1 | ST | 15300 | C | OP | 10 | 1940 | WD | REF | NG | WD | REF | NG | 20140 | 15000 | 15000 | 0 |  | 0 | 0 | 0 | 0 | 0 | 0 | [6 empty] | 0 | 0 | 0 | 9 | 1940 | 0 | 0 | E | [6 empty] | 0
3 |  | 13781 | 4005 | 2 | ST | 12500 | C | OP | 4 | 1948 | WD | NG |  | WD | NG |  | 20140 | 14000 | 14000 | 0 |  | 0 | 0 | 0 | 0 | 0 | 0 | [6 empty] | 0 | 0 | 0 | 3 | 1948 | 0 | 0 | E | [6 empty] | 0
3 |  | 13781 | 4005 | 3 | GT | 78800 | P | OP | 10 | 1974 | FO2 |  |  | FO2 |  |  | 0 | 71000 | 96000 | 0 |  | 0 | 0 | 0 | 0 | 0 | 0 | [6 empty] | 0 | 0 | 0 | 9 | 1974 | 0 | 0 | E | [6 empty] | 0
3 |  | 13781 | 4005 | 4 | GT | 78800 | P | OP | 10 | 1974 | FO2 |  |  | FO2 |  |  | 0 | 71000 | 96000 | 0 |  | 0 | 0 | 0 | 0 | 0 | 0 | [6 empty] | 0 | 0 | 0 | 9 | 1974 | 0 | 0 | E | [6 empty] | 0
3 |  | 13781 | 4006 | 1 | HC | 2400 | B |  | 88 | 1908 | WAT |  |  | WAT |  |  | 0 | 2700 | 2700 | 0 | SD | 6 | 1988 | 0 | 0 | 0 | 0 | [6 empty] | 0 | 0 | 0 | 0 | 1908 | 0 | 0 | E | [6 empty] | 0
3 |  | 13781 | 4006 | 2 | HC | 2400 | B |  | 88 | 1908 | WAT |  |  | WAT |  |  | 0 | 2700 | 2700 | 0 | SD | 6 | 1988 | 0 | 0 | 0 | 0 | [6 empty] | 0 | 0 | 0 | 0 | 1908 | 0 | 0 | E | [6 empty] | 0
3 |  | 13781 | 4007 | 1 | HC | 11300 | B | OP | 88 | 1950 | WAT |  |  | WAT |  |  | 0 | 11600 | 11600 | 0 |  | 0 | 0 | 0 | 0 | 0 | 0 | [6 empty] | 0 | 0 | 0 | 0 | 1950 | 0 | 0 | E | [6 empty] | 0
3 |  | 13781 | 4007 | 2 | HC | 11300 | B | OP | 88 | 1950 | WAT |  |  | WAT |  |  | 0 | 11600 | 11600 | 0 |  | 0 | 0 | 0 | 0 | 0 | 0 | [6 empty] | 0 | 0 | 0 | 0 | 1950 | 0 | 0 | E | [6 empty] | 0
3 |  | 13781 | 4007 | 3 | HC | 11300 | B | OP | 88 | 1950 | WAT |  |  | WAT |  |  | 0 | 11600 | 11600 | 0 |  | 0 | 0 | 0 | 0 | 0 | 0 | [6 empty] | 0 | 0 | 0 | 0 | 1950 | 0 | 0 | E | [6 empty] | 0
3 |  | 13781 | 4008 | 1 | HC | 4800 | B |  | 88 | 1923 | WAT |  |  | WAT |  |  | 0 | 3800 | 3800 | 0 | RE | 3 | 1988 | 0 | 0 | 0 | 0 | [6 empty] | 0 | 0 | 0 | 0 | 1923 | 0 | 0 | E | [6 empty] | 0
3 |  | 13781 | 4008 | 2 | HC | 4800 | B |  | 88 | 1923 | WAT |  |  | WAT |  |  | 0 | 3800 | 3800 | 0 | RE | 3 | 1988 | 0 | 0 | 0 | 0 | [6 empty] | 0 | 0 | 0 | 0 | 1923 | 0 | 0 | E | [6 empty] | 0
3 |  | 13781 | 4008 | 3 | HC | 4800 | B |  | 88 | 1923 | WAT |  |  | WAT |  |  | 0 | 3800 | 3800 | 0 | RE | 3 | 1988 | 0 | 0 | 0 | 0 | [6 empty] | 0 | 0 | 0 | 0 | 1923 | 0 | 0 | E | [6 empty] | 0
3 |  | 13781 | 4008 | HC1 | HC | 24800 | B | OP | 11 | 1988 |  |  |  | WAT |  |  | 0 | 26608 | 25336 | 0 |  | 0 | 0 | 12 | 1988 | 0 | 0 | [6 empty] | 0 | 0 | 0 | 11 | 1988 | 0 | 0 |  | E | E |  |  |  |  | 0
3 |  | 13781 | 4008 | HC2 | HC | 24800 | B | OP | 7 | 1988 | WAT |  |  | WAT |  |  | 0 | 28400 | 28400 | 0 |  | 0 | 0 | 2 | 1986 | 12 | 1988 | [6 empty] | 0 | 0 | 0 | 7 | 1988 | 0 | 0 | [7 empty] | 0
3 |  | 13781 | 4008 | HC3 | HC | 0 |  |  | 0 | 0 | [6 empty] | 0 | 0 | 0 | 15800 | CN | 12 | 1987 | 12 | 1988 | 12 | 1988 |  |  |  | WAT |  |  | 15800 | 15800 | 0 | 0 | 0 | 17000 | 16000 | [7 empty] | 0
3 |  | 13781 | 4008 | MSF | HC | 600 | B | OP | 4 | 1986 | WAT |  |  | WAT |  |  | 0 | 400 | 400 | 0 |  | 0 | 0 | 0 | 0 | 0 | 0 | [6 empty] | 0 | 0 | 0 | 4 | 1986 | 0 | 0 | [7 empty] | 0
3 |  | 13781 | 4009 | 1 | HC | 2700 | B | OP | 88 | 1958 | WAT |  |  | WAT |  |  | 0 | 2700 | 2700 | 0 |  | 0 | 0 | 0 | 0 | 0 | 0 | [6 empty] | 0 | 0 | 0 | 0 | 1958 | 0 | 0 | E | [6 empty] | 0
3 |  | 13781 | 4009 | 2 | HC | 2700 | B | OP | 88 | 1958 | WAT |  |  | WAT |  |  | 0 | 2700 | 2700 | 0 |  | 0 | 0 | 0 | 0 | 0 | 0 | [6 empty] | 0 | 0 | 0 | 0 | 1958 | 0 | 0 | E | [6 empty] | 0
3 |  | 13781 | 4010 | 1 | HC | 250 | B | OP | 88 | 1905 | WAT |  |  | WAT |  |  | 0 | 250 | 250 | 0 |  | 0 | 0 | 0 | 0 | 0 | 0 | [6 empty] | 0 | 0 | 0 | 0 | 1905 | 0 | 0 | E | [6 empty] | 0
3 |  | 13781 | 4010 | 2 | HC | 250 | B | OP | 88 | 1905 | WAT |  |  | WAT |  |  | 0 | 250 | 250 | 0 |  | 0 | 0 | 0 | 0 | 0 | 0 | [6 empty] | 0 | 0 | 0 | 0 | 1905 | 0 | 0 | E | [6 empty] | 0
3 |  | 13781 | 4011 | 1 | HC | 2500 | P | OP | 88 | 1905 | WAT |  |  | WAT |  |  | 0 | 2940 | 2940 | 0 |  | 0 | 0 | 0 | 0 | 0 | 0 | [6 empty] | 0 | 0 | 0 | 0 | 1905 | 0 | 0 | E | [6 empty] | 0
3 |  | 13781 | 4011 | 2 | HC | 2500 | P | OP | 88 | 1905 | WAT |  |  | WAT |  |  | 0 | 2990 | 2990 | 0 |  | 0 | 0 | 0 | 0 | 0 | 0 | [6 empty] | 0 | 0 | 0 | 0 | 1905 | 0 | 0 | E | [6 empty] | 0
3 |  | 13781 | 4011 | 3 | HC | 2500 | B | OP | 88 | 1905 | WAT |  |  | WAT |  |  | 0 | 2890 | 2890 | 0 |  | 0 | 0 | 0 | 0 | 0 | 0 | [6 empty] | 0 | 0 | 0 | 0 | 1905 | 0 | 0 | E | [6 empty] | 0
3 |  | 13781 | 4011 | 4 | HC | 2500 | B | OP | 88 | 1905 | WAT |  |  | WAT |  |  | 0 | 2990 | 2990 | 0 |  | 0 | 0 | 0 | 0 | 0 | 0 | [6 empty] | 0 | 0 | 0 | 0 | 1905 | 0 | 0 | E | [6 empty] | 0
3 |  | 13781 | 4011 | 5 | HC | 3400 | B | OP | 88 | 1910 | WAT |  |  | WAT |  |  | 0 | 2990 | 2990 | 0 |  | 0 | 0 | 0 | 0 | 0 | 0 | [6 empty] | 0 | 0 | 0 | 0 | 1910 | 0 | 0 | E | [6 empty] | 0
3 |  | 13781 | 4011 | 6 | HC | 3400 | B | OP | 88 | 1910 | WAT |  |  | WAT |  |  | 0 | 2990 | 2990 | 0 |  | 0 | 0 | 0 | 0 | 0 | 0 | [6 empty] | 0 | 0 | 0 | 0 | 1910 | 0 | 0 | E | [6 empty] | 0
3 |  | 13781 | 4011 | 7 | HC | 3200 | B | OP | 88 | 1923 | WAT |  |  | WAT |  |  | 0 | 3140 | 3140 | 0 |  | 0 | 0 | 0 | 0 | 0 | 0 | [6 empty] | 0 | 0 | 0 | 0 | 1923 | 0 | 0 | E | [6 empty] | 0
3 |  | 13781 | 4011 | 8 | HC | 3200 | B | OP | 88 | 1923 | WAT |  |  | WAT |  |  | 0 | 2940 | 2940 | 0 |  | 0 | 0 | 0 | 0 | 0 | 0 | [6 empty] | 0 | 0 | 0 | 0 | 1923 | 0 | 0 | E | [6 empty] | 0
3 |  | 13781 | 4012 | 1 | HC | 700 | B | OP | 88 | 1927 | WAT |  |  | WAT |  |  | 0 | 750 | 750 | 0 |  | 0 | 0 | 0 | 0 | 0 | 0 | [6 empty] | 0 | 0 | 0 | 0 | 1927 | 0 | 0 | E | [6 empty] | 0
3 |  | 13781 | 4012 | 2 | HC | 500 | B | OP | 88 | 1927 | WAT |  |  | WAT |  |  | 0 | 530 | 530 | 0 |  | 0 | 0 | 0 | 0 | 0 | 0 | [6 empty] | 0 | 0 | 0 | 0 | 1927 | 0 | 0 | E | [6 empty] | 0
3 |  | 13781 | 4013 | 1 | IC | 900 |  |  | 88 | 1948 |  |  |  | FO2 |  |  | 0 | 0 | 0 | 0 | RE | 5 | 1982 | 0 | 0 | 0 | 0 | [6 empty] | 0 | 0 | 0 | 0 | 1948 | 0 | 0 | E | [6 empty] | 0
3 |  | 13781 | 4013 | 2 | IC | 900 |  |  | 88 | 1948 |  |  |  | FO2 |  |  | 0 | 0 | 0 | 0 | RE | 5 | 1982 | 0 | 0 | 0 | 0 | [6 empty] | 0 | 0 | 0 | 0 | 1948 | 0 | 0 | E | [6 empty] | 0
3 |  | 13781 | 4014 | 1 | GT | 54000 | P | OP | 5 | 1973 | FO2 |  |  | FO2 |  |  | 0 | 55000 | 68000 | 0 |  | 0 | 0 | 0 | 0 | 0 | 0 | [6 empty] | 0 | 0 | 0 | 4 | 1973 | 0 | 0 | E | [6 empty] | 0
3 |  | 13781 | 4014 | 2 | GT | 54000 | P | OP | 5 | 1973 | FO2 |  |  | FO2 |  |  | 0 | 53000 | 70000 | 0 |  | 0 | 0 | 0 | 0 | 0 | 0 | [6 empty] | 0 | 0 | 0 | 4 | 1973 | 0 | 0 | E | [6 empty] | 0
3 |  | 13781 | 4014 | 3 | GT | 54000 | P | OP | 5 | 1973 | FO2 |  |  | FO2 |  |  | 0 | 55000 | 70000 | 0 |  | 0 | 0 | 0 | 0 | 0 | 0 | [6 empty] | 0 | 0 | 0 | 4 | 1973 | 0 | 0 | E | [6 empty] | 0
3 |  | 13781 | 4014 | 4 | GT | 54000 | P | OP | 5 | 1973 | FO2 |  |  | FO2 |  |  | 0 | 55000 | 70000 | 0 |  | 0 | 0 | 0 | 0 | 0 | 0 | [6 empty] | 0 | 0 | 0 | 4 | 1973 | 0 | 0 | E | [6 empty] | 0
3 |  | 13781 | 4014 | 5 | GT | 53000 | P | OP | 7 | 1973 | FO2 |  |  | FO2 |  |  | 0 | 57000 | 81000 | 0 |  | 0 | 0 | 0 | 0 | 0 | 0 | [6 empty] | 0 | 0 | 0 | 6 | 1973 | 0 | 0 | E | [6 empty] | 0
3 |  | 13781 | 4014 | 6 | GT | 53000 | P | OP | 7 | 1973 | FO2 |  |  | FO2 |  |  | 0 | 57000 | 81000 | 0 |  | 0 | 0 | 0 | 0 | 0 | 0 | [6 empty] | 0 | 0 | 0 | 6 | 1973 | 0 | 0 | E | [6 empty] | 0
3 |  | 13781 | 4015 | 1 | HC | 6000 | B | OP | 88 | 1917 | WAT |  |  | WAT |  |  | 0 | 6180 | 6180 | 0 |  | 0 | 0 | 0 | 0 | 0 | 0 | [6 empty] | 0 | 0 | 0 | 0 | 1917 | 0 | 0 | E | [6 empty] | 0
3 |  | 13781 | 4015 | 2 | HC | 6000 | B | OP | 88 | 1917 | WAT |  |  | WAT |  |  | 0 | 6180 | 6180 | 0 |  | 0 | 0 | 0 | 0 | 0 | 0 | [6 empty] | 0 | 0 | 0 | 0 | 1917 | 0 | 0 | E | [6 empty] | 0
3 |  | 13781 | 4015 | 3 | HC | 6000 | B | OP | 88 | 1917 | WAT |  |  | WAT |  |  | 0 | 6180 | 6180 | 0 |  | 0 | 0 | 0 | 0 | 0 | 0 | [6 empty] | 0 | 0 | 0 | 0 | 1917 | 0 | 0 | E | [6 empty] | 0
3 |  | 13781 | 4015 | 4 | HC | 6000 | B | OP | 88 | 1917 | WAT |  |  | WAT |  |  | 0 | 6280 | 6280 | 0 |  | 0 | 0 | 0 | 0 | 0 | 0 | [6 empty] | 0 | 0 | 0 | 0 | 1917 | 0 | 0 | E | [6 empty] | 0
3 |  | 13781 | 4015 | 5 | HC | 6000 | B | OP | 88 | 1917 | WAT |  |  | WAT |  |  | 0 | 6280 | 6280 | 0 |  | 0 | 0 | 0 | 0 | 0 | 0 | [6 empty] | 0 | 0 | 0 | 0 | 1917 | 0 | 0 | E | [6 empty] | 0
3 |  | 13781 | 4015 | 6 | HC | 5820 | B | OP | 88 | 1917 | WAT |  |  | WAT |  |  | 0 | 6180 | 6180 | 0 |  | 0 | 0 | 0 | 0 | 0 | 0 | [6 empty] | 0 | 0 | 0 | 0 | 1917 | 0 | 0 | E | [6 empty] | 0
3 |  | 13781 | 6086 | 1 | HC | 10000 | B | OP | 8 | 1976 | WAT |  |  | WAT |  |  | 0 | 9970 | 9970 | 0 |  | 0 | 0 | 0 | 0 | 0 | 0 | [6 empty] | 0 | 0 | 0 | 5 | 1976 | 0 | 0 | E | [6 empty] | 0
3 |  | 13781 | 6086 | 2 | HC | 10000 | B | OP | 8 | 1976 | WAT |  |  | WAT |  |  | 0 | 9970 | 9970 | 0 |  | 0 | 0 | 0 | 0 | 0 | 0 | [6 empty] | 0 | 0 | 0 | 5 | 1976 | 0 | 0 | E | [6 empty] | 0
3 |  | 13781 | 6086 | 3 | HC | 10000 | B | OP | 8 | 1976 | WAT |  |  | WAT |  |  | 0 | 9970 | 9970 | 0 |  | 0 | 0 | 0 | 0 | 0 | 0 | [6 empty] | 0 | 0 | 0 | 5 | 1976 | 0 | 0 | E | [6 empty] | 0
3 |  | 13781 | 6086 | 4 | HC | 800 | B | OP | 3 | 1977 | WAT |  |  | WAT |  |  | 0 | 600 | 600 | 0 |  | 0 | 0 | 0 | 0 | 0 | 0 | [6 empty] | 0 | 0 | 0 | 12 | 1976 | 0 | 0 | E | [6 empty] | 0
3 |  | 13781 | 6090 | 1 | ST | 660000 | B | OP | 5 | 1976 | SUB | FO2 |  | SUB |  |  | 10549 | 716000 | 711000 | 0 |  | 0 | 0 | 0 | 0 | 0 | 0 | [6 empty] | 0 | 0 | 0 | 2 | 1976 | 0 | 0 | E | [6 empty] | 0
3 |  | 13781 | 6090 | 2 | ST | 660000 | B | OP | 4 | 1977 | SUB | FO2 |  | SUB |  |  | 10556 | 708000 | 710000 | 0 |  | 0 | 0 | 0 | 0 | 0 | 0 | [6 empty] | 0 | 0 | 0 | 1 | 1977 | 0 | 0 | E | [6 empty] | 0
3 |  | 13781 | 6090 | 3 | ST | 809000 | B | OP | 11 | 1987 | SUB | FO2 |  | SUB |  |  | 9922 | 871000 | 874000 | 0 |  | 0 | 0 | 5 | 1981 | 0 | 0 | [6 empty] | 0 | 0 | 0 | 7 | 1987 | 0 | 0 | [7 empty] | 0
3 |  | 13781 | 6090 | 4 | ST | 0 |  |  | 0 | 0 | [6 empty] | 0 | 0 | 0 | 800000 | CN | 99 | 9999 | 5 | 1983 | 5 | 1987 |  |  |  | BIT |  |  | 0 | 0 | 0 | 0 | 0 | 739000 | 754000 | [7 empty] | 0
3 |  | 13781 | 6091 | 1 | NP | 0 |  |  | 0 | 0 | [6 empty] | 0 | 0 | 0 | 0 | CN | 88 | 1979 | 5 | 1982 | 5 | 1986 |  |  |  | UR |  |  | 0 | 0 | 0 | 0 | 0 | 0 | 0 | [7 empty] | 0
3 |  | 13781 | 6091 | 2 | NP | 0 |  |  | 0 | 0 | [6 empty] | 0 | 0 | 0 | 0 | CN | 88 | 1974 | 5 | 1982 | 5 | 1986 |  |  |  | UR |  |  | 0 | 0 | 0 | 0 | 0 | 0 | 0 | [7 empty] | 0
3 |  | 13781 | 6231 | 1 | HC | 800 | B | OP | 88 | 1900 | WAT |  |  | WAT |  |  | 0 | 800 | 748 | 0 |  | 0 | 0 | 0 | 0 | 0 | 0 | [6 empty] | 0 | 0 | 0 | 0 | 1900 | 0 | 0 | E |  | E |  |  |  |  | 0
3 |  | 13781 | 6231 | 2 | HC | 800 | B | OP | 88 | 1900 | WAT |  |  | WAT |  |  | 0 | 700 | 700 | 0 |  | 0 | 0 | 0 | 0 | 0 | 0 | [6 empty] | 0 | 0 | 0 | 0 | 1900 | 0 | 0 | E | [6 empty] | 0
3 |  | 13781 | 6231 | 3 | HC | 800 | B | OP | 88 | 1900 | WAT |  |  | WAT |  |  | 0 | 800 | 800 | 0 |  | 0 | 0 | 0 | 0 | 0 | 0 | [6 empty] | 0 | 0 | 0 | 0 | 1900 | 0 | 0 | E | [6 empty] | 0
3 |  | 13781 | 6231 | 4 | HC | 800 | B | OP | 88 | 1900 | WAT |  |  | WAT |  |  | 0 | 754 | 800 | 0 |  | 0 | 0 | 0 | 0 | 0 | 0 | [6 empty] | 0 | 0 | 0 | 0 | 1900 | 0 | 0 | E | E | [5 empty] | 0
3 |  | 13781 | 6425 | 1 | IC | 200 |  |  | 0 | 1900 |  |  |  | FO2 |  |  | 0 | 0 | 0 | 0 | RE | 2 | 1978 | 0 | 0 | 0 | 0 | [6 empty] | 0 | 0 | 0 | 0 | 1900 | 0 | 0 | E | [6 empty] | 0
3 |  | 13781 | 6425 | 2 | IC | 200 |  |  | 0 | 1900 |  |  |  | FO2 |  |  | 0 | 0 | 0 | 0 | RE | 2 | 1978 | 0 | 0 | 0 | 0 | [6 empty] | 0 | 0 | 0 | 0 | 1900 | 0 | 0 | E | [6 empty] | 0
3 |  | 13781 | 6425 | 3 | IC | 200 |  |  | 0 | 1900 |  |  |  | FO2 |  |  | 0 | 0 | 0 | 0 | RE | 2 | 1978 | 0 | 0 | 0 | 0 | [6 empty] | 0 | 0 | 0 | 0 | 1900 | 0 | 0 | E | [6 empty] | 0
3 |  | 13781 | 6425 | 4 | IC | 200 |  |  | 0 | 1900 |  |  |  | FO2 |  |  | 0 | 0 | 0 | 0 | RE | 2 | 1978 | 0 | 0 | 0 | 0 | [6 empty] | 0 | 0 | 0 | 0 | 1900 | 0 | 0 | E | [6 empty] | 0
3 |  | 13781 | 7081 | 1 | ST | 0 |  |  | 0 | 0 | [6 empty] | 0 | 0 | 0 | 460000 | PL | 0 | 0 | 5 | 1996 | 5 | 1998 |  |  |  | LIG | SUB |  | 423000 | 430000 | 0 | 0 | 0 | 428449 | 437239 | [7 empty] | 0
3 | C785 | 13781 | 7110 | 1 | WT | 65 | B | OP | 12 | 1986 | WND |  |  | WND |  |  | 0 | 20 | 20 | 0 |  | 0 | 0 | 0 | 0 | 0 | 0 | [6 empty] | 0 | 0 | 0 | 11 | 1986 | 0 | 0 | [7 empty] | 0
3 | C785 | 13781 | 7110 | 2 | WT | 65 | B | OP | 11 | 1986 | WND |  |  | WND |  |  | 0 | 0 | 0 | 0 |  | 0 | 0 | 0 | 0 | 0 | 0 | [6 empty] | 0 | 0 | 0 | 11 | 1986 | 0 | 0 | [7 empty] | 0
3 | C785 | 13781 | 7110 | 3 | WT | 65 | B | OP | 12 | 1986 | WND |  |  | WND |  |  | 0 | 0 | 0 | 0 |  | 0 | 0 | 0 | 0 | 0 | 0 | [6 empty] | 0 | 0 | 0 | 11 | 1986 | 0 | 0 | [7 empty] | 0
3 |  | 13781 | 7237 | 1 | GT | 0 |  |  | 0 | 0 | [6 empty] | 0 | 0 | 0 | 100000 | PL | 0 | 0 | 5 | 1994 | 5 | 1994 |  |  |  | NG |  |  | 100000 | 100000 | 0 | 0 | 0 | 81711 | 98112 | [7 empty] | 0
3 |  | 13781 | 7237 | 2 | GT | 0 |  |  | 0 | 0 | [6 empty] | 0 | 0 | 0 | 100000 | PL | 0 | 0 | 5 | 1997 | 5 | 1997 |  |  |  | NG |  |  | 100000 | 100000 | 0 | 0 | 0 | 81711 | 98112 | [7 empty] | 0
3 |  | 13781 | 7240 | 1 | ST | 0 |  |  | 0 | 0 | [6 empty] | 0 | 0 | 0 | 400000 | PL | 0 | 0 | 5 | 1998 | 5 | 1998 |  |  |  | SUB |  |  | 400000 | 400000 | 0 | 0 | 0 | 373386 | 381074 | [7 empty] | 0
3 |  | 13781 | 8027 | 1 | GT | 56700 | P | OP | 4 | 1974 | FO2 |  |  | FO2 |  |  | 0 | 46000 | 60000 | 0 |  | 0 | 0 | 0 | 0 | 0 | 0 | [6 empty] | 0 | 0 | 0 | 3 | 1974 | 0 | 0 | E | [6 empty] | 0
3 |  | 13781 | 8027 | 2 | GT | 56700 | P | OP | 4 | 1974 | FO2 |  |  | FO2 |  |  | 0 | 43000 | 60000 | 0 |  | 0 | 0 | 0 | 0 | 0 | 0 | [6 empty] | 0 | 0 | 0 | 3 | 1974 | 0 | 0 | E | [6 empty] | 0
3 |  | 13781 | 8027 | 3 | GT | 56700 | P | OP | 4 | 1974 | FO2 |  |  | FO2 |  |  | 0 | 45000 | 60000 | 0 |  | 0 | 0 | 0 | 0 | 0 | 0 | [6 empty] | 0 | 0 | 0 | 3 | 1974 | 0 | 0 | E | [6 empty] | 0
3 |  | 13781 | 8027 | 4 | GT | 0 |  |  | 0 | 0 | [6 empty] | 0 | 0 | 0 | 56700 | CN | 99 | 9999 | 0 | 0 | 0 | 0 |  |  |  | FO2 |  |  | 0 | 0 | 0 | 0 | 0 | 47000 | 56000 | [7 empty] | 0
3 |  | 13781 | 8027 | 5 | GT | 56700 | P | OP | 4 | 1974 | FO2 |  |  | FO2 |  |  | 0 | 49000 | 70000 | 0 |  | 0 | 0 | 0 | 0 | 0 | 0 | [6 empty] | 0 | 0 | 0 | 3 | 1974 | 0 | 0 | [7 empty] | 0
3 |  | 13809 | 3338 | 2 | ST | 5000 |  |  | 99 | 1928 |  |  |  | FO2 |  |  | 0 | 0 | 0 | 0 | RE | 11 | 1977 | 0 | 0 | 0 | 0 | [6 empty] | 0 | 0 | 0 | 0 | 1928 | 0 | 0 | E | [6 empty] | 0
3 |  | 13809 | 3338 | 3 | ST | 8000 |  |  | 99 | 1945 |  |  |  | FO2 |  |  | 0 | 0 | 0 | 0 | RE | 11 | 1978 | 0 | 0 | 0 | 0 | [6 empty] | 0 | 0 | 0 | 0 | 1945 | 0 | 0 | E | [6 empty] | 0
3 |  | 13809 | 3338 | GT1 | GT | 28800 | P | OP | 5 | 1978 | FO2 |  |  | FO2 |  |  | 13300 | 20300 | 29400 | 0 |  | 0 | 0 | 0 | 0 | 0 | 0 | [6 empty] | 0 | 0 | 0 | 4 | 1978 | 0 | 0 | E | [6 empty] | 0
3 |  | 13809 | 3339 | 1 | IC | 981 | P |  | 9 | 1936 | FO2 |  |  | FO2 |  |  | 12400 | 950 | 950 | 0 | RE | 10 | 1990 | 0 | 0 | 0 | 0 | [6 empty] | 0 | 0 | 0 | 8 | 1936 | 0 | 0 | E | [6 empty] | 0
3 |  | 13809 | 3339 | 2 | IC | 1136 | P |  | 88 | 1947 | FO2 |  |  | FO2 |  |  | 10900 | 1050 | 1050 | 0 | RE | 11 | 1991 | 0 | 0 | 0 | 0 | [6 empty] | 0 | 0 | 0 | 12 | 1947 | 0 | 0 | E | [6 empty] | 0
3 |  | 13809 | 3339 | 3 | IC | 2500 | P |  | 10 | 1952 | FO2 |  |  | FO2 |  |  | 10900 | 2450 | 2450 | 0 | RE | 11 | 1989 | 0 | 0 | 0 | 0 | [6 empty] | 0 | 0 | 0 | 9 | 1952 | 0 | 0 | E | [6 empty] | 0
3 |  | 13809 | 3340 | 1 | IC | 1340 | P |  | 5 | 1950 | FO2 |  |  | FO2 |  |  | 10800 | 1150 | 1250 | 0 | RE | 11 | 1991 | 0 | 0 | 0 | 0 | [6 empty] | 0 | 0 | 0 | 4 | 1950 | 0 | 0 | E | [6 empty] | 0
3 |  | 13809 | 3340 | 2 | IC | 1125 | P |  | 9 | 1948 | FO2 |  |  | FO2 |  |  | 10600 | 950 | 1050 | 0 | RE | 11 | 1991 | 0 | 0 | 0 | 0 | [6 empty] | 0 | 0 | 0 | 8 | 1948 | 0 | 0 | E | [6 empty] | 0
3 |  | 13809 | 3341 | 1 | IC | 2750 | P | OP | 5 | 1971 | FO2 |  |  | FO2 |  |  | 10300 | 2720 | 2720 | 0 |  | 0 | 0 | 0 | 0 | 0 | 0 | [6 empty] | 0 | 0 | 0 | 4 | 1971 | 0 | 0 | E | [6 empty] | 0
3 |  | 13809 | 3342 | 1 | IC | 2750 | P | OP | 6 | 1969 | FO2 |  |  | FO2 |  |  | 10300 | 2600 | 2720 | 0 |  | 0 | 0 | 0 | 0 | 0 | 0 | [6 empty] | 0 | 0 | 0 | 5 | 1969 | 0 | 0 | E | [6 empty] | 0
3 |  | 13809 | 3343 | 1 | IC | 675 | P | OP | 11 | 1948 | FO2 |  |  | FO2 |  |  | 10000 | 600 | 650 | 0 |  | 0 | 0 | 0 | 0 | 0 | 0 | [6 empty] | 0 | 0 | 0 | 10 | 1948 | 0 | 0 | E | [6 empty] | 0
3 |  | 13809 | 3343 | 2 | IC | 1360 | P | OP | 10 | 1960 | FO2 |  |  | FO2 |  |  | 10500 | 1200 | 1320 | 0 |  | 0 | 0 | 0 | 0 | 0 | 0 | [6 empty] | 0 | 0 | 0 | 9 | 1960 | 0 | 0 | E | [6 empty] | 0
3 |  | 13809 | 3343 | 3 | IC | 2750 | P | OP | 3 | 1971 | FO2 |  |  | FO2 |  |  | 10800 | 2600 | 2720 | 0 |  | 0 | 0 | 0 | 0 | 0 | 0 | [6 empty] | 0 | 0 | 0 | 2 | 1971 | 0 | 0 | [7 empty] | 0
3 |  | 13809 | 3344 | 1 | GT | 15000 | P | OP | 12 | 1961 | FO2 |  |  | NG | FO2 |  | 14600 | 11800 | 14800 | 0 |  | 0 | 0 | 5 | 1991 | 0 | 0 | [6 empty] | 0 | 0 | 0 | 11 | 1961 | 0 | 0 | E | [6 empty] | 0
3 |  | 13809 | 3344 | 2A | JE | 22000 | P | OP | 7 | 1991 | NG | FO2 |  | NG | FO2 |  | 13648 | 18600 | 21000 | 42925 | MO | 0 | 0 | 5 | 1992 | 5 | 1992 |  |  |  | NG | FO2 |  | 40500 | 42925 | 0 | 7 | 1991 | 35720 | 42876 | [6 empty] | OP | 42925
3 |  | 13809 | 3345 | 1 | ST | 8000 |  |  | 99 | 1948 |  |  |  | BIT | NG |  | 0 | 0 | 0 | 0 | RE | 11 | 1979 | 0 | 0 | 0 | 0 | [6 empty] | 0 | 0 | 0 | 0 | 1948 | 0 | 0 | E | [6 empty] | 0
3 |  | 13809 | 3345 | 2 | ST | 5000 |  |  | 99 | 1929 |  |  |  | BIT | NG |  | 0 | 0 | 0 | 0 | RE | 11 | 1977 | 0 | 0 | 0 | 0 | [6 empty] | 0 | 0 | 0 | 0 | 1929 | 0 | 0 | E | [6 empty] | 0
3 |  | 13809 | 3345 | 3 | ST | 8000 |  |  | 99 | 1948 |  |  |  | BIT | NG |  | 0 | 0 | 0 | 0 | RE | 11 | 1979 | 0 | 0 | 0 | 0 | [6 empty] | 0 | 0 | 0 | 0 | 1948 | 0 | 0 | E | [6 empty] | 0
3 |  | 13809 | 3345 | 4 | GT | 0 |  |  | 0 | 0 | [6 empty] | 0 | 0 | 0 | 28000 | CN | 99 | 9999 | 5 | 1980 | 5 | 1980 |  |  |  | FO2 |  |  | 0 | 0 | 0 | 0 | 0 | 24000 | 28000 | [7 empty] | 0
3 |  | 13809 | 3345 | 5 | GT | 0 |  |  | 0 | 0 | [6 empty] | 0 | 0 | 0 | 28000 | CN | 99 | 9999 | 5 | 1980 | 5 | 1980 |  |  |  | FO2 |  |  | 0 | 0 | 0 | 0 | 0 | 24000 | 28000 | [7 empty] | 0
3 |  | 13809 | 3346 | 1 | IC | 500 | P | OP | 5 | 1955 | FO2 |  |  | FO2 |  |  | 12200 | 500 | 500 | 0 |  | 0 | 0 | 0 | 0 | 0 | 0 | [6 empty] | 0 | 0 | 0 | 4 | 1955 | 0 | 0 | E | [6 empty] | 0
3 |  | 13809 | 3346 | 2 | IC | 1750 | P | OP | 3 | 1991 | FO2 |  |  | FO2 |  |  | 10050 | 1750 | 1750 | 0 |  | 0 | 0 | 0 | 0 | 0 | 0 | [6 empty] | 0 | 0 | 0 | 3 | 1991 | 0 | 0 | [7 empty] | 0
3 |  | 13809 | 3347 | 1 | IC | 1360 | P | OP | 11 | 1962 | FO2 |  |  | NG | FO2 |  | 11700 | 1300 | 1320 | 0 |  | 0 | 0 | 0 | 0 | 0 | 0 | [6 empty] | 0 | 0 | 0 | 10 | 1962 | 0 | 0 | E | [6 empty] | 0
3 |  | 13809 | 3347 | 2 | IC | 1360 | P | OP | 12 | 1962 | FO2 |  |  | NG | FO2 |  | 12700 | 1300 | 1320 | 0 |  | 0 | 0 | 0 | 0 | 0 | 0 | [6 empty] | 0 | 0 | 0 | 11 | 1962 | 0 | 0 | E | [6 empty] | 0
3 |  | 13809 | 3347 | 3 | IC | 1360 | P | OP | 12 | 1962 | FO2 |  |  | NG | FO2 |  | 11300 | 1300 | 1320 | 0 |  | 0 | 0 | 0 | 0 | 0 | 0 | [6 empty] | 0 | 0 | 0 | 11 | 1962 | 0 | 0 | E | [6 empty] | 0
3 |  | 13809 | 3348 | 1 | IC | 780 | P | OP | 88 | 1931 | FO2 |  |  | FO2 |  |  | 13100 | 680 | 750 | 0 |  | 0 | 0 | 0 | 0 | 0 | 0 | [6 empty] | 0 | 0 | 0 | 0 | 1931 | 0 | 0 | E | [6 empty] | 0
3 |  | 13809 | 3348 | 2 | IC | 1984 | P | OP | 9 | 1950 | FO2 |  |  | FO2 |  |  | 10000 | 1930 | 1930 | 0 |  | 0 | 0 | 0 | 0 | 0 | 0 | [6 empty] | 0 | 0 | 0 | 9 | 1950 | 0 | 0 | E | [6 empty] | 0
3 |  | 13809 | 3349 | 1 | IC | 1000 |  |  | 99 | 1951 |  |  |  | FO2 |  |  | 0 | 0 | 0 | 0 | RE | 12 | 1981 | 0 | 0 | 0 | 0 | [6 empty] | 0 | 0 | 0 | 0 | 1951 | 0 | 0 | E | [6 empty] | 0
3 |  | 13809 | 3350 | 1 | IC | 3000 |  |  | 88 | 1967 |  |  |  | FO2 |  |  | 0 | 0 | 0 | 0 | RE | 5 | 1984 | 0 | 0 | 0 | 0 | [6 empty] | 0 | 0 | 0 | 0 | 1967 | 0 | 0 | E | [6 empty] | 0
3 |  | 13809 | 3350 | 2 | IC | 1000 |  |  | 99 | 1941 |  |  |  | FO2 | NG |  | 0 | 0 | 0 | 0 | RE | 9 | 1980 | 0 | 0 | 0 | 0 | [6 empty] | 0 | 0 | 0 | 0 | 1941 | 0 | 0 | E | [6 empty] | 0
3 |  | 13809 | 3350 | 4 | IC | 1136 | P |  | 12 | 1947 | FO2 |  |  | FO2 |  |  | 10300 | 1050 | 1050 | 0 | RE | 8 | 1991 | 0 | 0 | 0 | 0 | [6 empty] | 0 | 0 | 0 | 12 | 1947 | 0 | 0 | E | [6 empty] | 0
3 |  | 13809 | 3350 | 5 | IC | 2480 | P |  | 9 | 1950 | FO2 |  |  | NG | FO2 |  | 10600 | 2350 | 2350 | 0 | RE | 8 | 1991 | 0 | 0 | 0 | 0 | [6 empty] | 0 | 0 | 0 | 9 | 1950 | 0 | 0 | E | [6 empty] | 0
3 |  | 13809 | 8034 | 1 | IC | 2276 | P | OP | 6 | 1974 | FO2 |  |  | NG | FO2 |  | 11300 | 2250 | 2250 | 0 |  | 0 | 0 | 0 | 0 | 0 | 0 | [6 empty] | 0 | 0 | 0 | 5 | 1974 | 0 | 0 | E | [6 empty] | 0
3 |  | 13809 | 8034 | 2 | IC | 2750 | P | OP | 6 | 1974 | FO2 |  |  | NG | FO2 |  | 11500 | 2720 | 2720 | 0 |  | 0 | 0 | 0 | 0 | 0 | 0 | [6 empty] | 0 | 0 | 0 | 5 | 1974 | 0 | 0 | E | [6 empty] | 0
3 |  | 13809 | 8034 | 3 | IC | 6500 | P | OP | 5 | 1975 | FO2 |  |  | NG | FO2 |  | 10800 | 6450 | 6450 | 0 |  | 0 | 0 | 0 | 0 | 0 | 0 | [6 empty] | 0 | 0 | 0 | 4 | 1975 | 0 | 0 | E | [6 empty] | 0
3 |  | 13809 | 8034 | 4 | IC | 2000 | P | OP | 8 | 1963 | FO2 |  |  | FO2 |  |  | 9400 | 2000 | 2000 | 0 |  | 0 | 0 | 0 | 0 | 0 | 0 | [6 empty] | 0 | 0 | 0 | 7 | 1963 | 0 | 0 | [7 empty] | 0
3 |  | 13815 | 347 | 1 | HC | 262 | C | OP | 11 | 1982 | WAT |  |  | WAT |  |  | 0 | 200 | 200 | 0 |  | 0 | 0 | 0 | 0 | 0 | 0 | [6 empty] | 0 | 0 | 0 | 5 | 1982 | 0 | 0 | [7 empty] | 0
3 |  | 13815 | 347 | 2 | HC | 388 | B | OP | 11 | 1982 | WAT |  |  | WAT |  |  | 0 | 408 | 408 | 0 |  | 0 | 0 | 0 | 0 | 0 | 0 | [6 empty] | 0 | 0 | 0 | 5 | 1982 | 0 | 0 | [7 empty] | 0
3 |  | 13815 | 4016 | 1 | HC | 68 | B |  | 12 | 1929 | WAT |  |  | WAT |  |  | 0 | 50 | 50 | 68 | RE | 6 | 1989 | 0 | 0 | 0 | 0 | [6 empty] | 0 | 0 | 0 | 9 | 1929 | 0 | 0 | E | [6 empty] | 0
3 |  | 13815 | 4017 | 1 | HC | 112 | B | OP | 10 | 1917 | WAT |  |  | WAT |  |  | 0 | 112 | 112 | 0 |  | 0 | 0 | 0 | 0 | 0 | 0 | [6 empty] | 0 | 0 | 0 | 7 | 1917 | 0 | 0 | E | [6 empty] | 0
3 |  | 13815 | 4017 | 2 | HC | 96 | C | OS | 12 | 1946 | WAT |  |  | WAT |  |  | 0 | 83 | 85 | 96 | MO | 0 | 0 | 10 | 1987 | 12 | 1992 |  |  |  | WAT |  |  | 85 | 85 | 0 | 0 | 1946 | 83 | 85 | E | E | E |  |  |  |  | 0
3 |  | 13815 | 4018 | 1 | HC | 400 | B | OP | 12 | 1942 | WAT |  |  | WAT |  |  | 0 | 392 | 392 | 0 |  | 0 | 0 | 0 | 0 | 0 | 0 | [6 empty] | 0 | 0 | 0 | 4 | 1942 | 0 | 0 | [7 empty] | 0
3 |  | 13815 | 4018 | 2 | HC | 400 | C | OP | 4 | 1942 | WAT |  |  | WAT |  |  | 0 | 392 | 392 | 0 |  | 0 | 0 | 0 | 0 | 0 | 0 | [6 empty] | 0 | 0 | 0 | 4 | 1942 | 0 | 0 | [7 empty] | 0
3 |  | 13815 | 4018 | 3 | HC | 400 | P | SB | 4 | 1967 | WAT |  |  | WAT |  |  | 0 | 366 | 366 | 0 |  | 0 | 0 | 0 | 0 | 0 | 0 | [6 empty] | 0 | 0 | 0 | 4 | 1967 | 0 | 0 | [7 empty] | 0
3 |  | 13815 | 4019 | 1 | HC | 176 | C | OP | 1 | 1921 | WAT |  |  | WAT |  |  | 0 | 103 | 103 | 0 |  | 0 | 0 | 0 | 0 | 0 | 0 | [6 empty] | 0 | 0 | 0 | 1 | 1921 | 0 | 0 | [7 empty] | 0
3 |  | 13815 | 4019 | 2 | HC | 300 | C | OP | 3 | 1927 | WAT |  |  | WAT |  |  | 0 | 269 | 269 | 0 |  | 0 | 0 | 0 | 0 | 0 | 0 | [6 empty] | 0 | 0 | 0 | 3 | 1927 | 0 | 0 | [7 empty] | 0
3 |  | 13815 | 4019 | GT1 | GT | 6750 | P | OP | 11 | 1981 | FO1 |  |  | FO1 |  |  | 48138 | 7250 | 7250 | 0 |  | 0 | 0 | 0 | 0 | 0 | 0 | [6 empty] | 0 | 0 | 0 | 11 | 1981 | 0 | 0 | [7 empty] | 0
3 |  | 13815 | 4019 | HY3 | HC | 600 | B | OP | 6 | 1950 | WAT |  |  | WAT |  |  | 0 | 624 | 624 | 0 |  | 0 | 0 | 0 | 0 | 0 | 0 | [6 empty] | 0 | 0 | 0 | 6 | 1950 | 0 | 0 | [7 empty] | 0
3 |  | 13815 | 4019 | IC1 | IC | 525 | P | OP | 3 | 1982 | FO2 |  |  | FO2 |  |  | 14511 | 530 | 530 | 0 |  | 0 | 0 | 0 | 0 | 0 | 0 | [6 empty] | 0 | 0 | 0 | 3 | 1982 | 0 | 0 | [7 empty] | 0
3 |  | 13815 | 4019 | IC2 | IC | 600 | P | OP | 12 | 1966 | FO2 |  |  | FO2 |  |  | 14511 | 556 | 556 | 0 |  | 0 | 0 | 0 | 0 | 0 | 0 | [6 empty] | 0 | 0 | 0 | 11 | 1966 | 0 | 0 | E | [6 empty] | 0
3 |  | 13815 | 4020 | 1 | IC | 750 | P |  | 12 | 1947 | FO2 |  |  | FO2 |  |  | 12272 | 480 | 480 | 750 | RE | 6 | 1989 | 0 | 0 | 0 | 0 | [6 empty] | 0 | 0 | 0 | 11 | 1947 | 0 | 0 | E | [6 empty] | 0
3 |  | 13815 | 4020 | 2 | IC | 700 | P | OP | 12 | 1948 | FO2 |  |  | FO2 |  |  | 12272 | 700 | 700 | 0 |  | 0 | 0 | 0 | 0 | 0 | 0 | [6 empty] | 0 | 0 | 0 | 11 | 1948 | 0 | 0 | E | [6 empty] | 0
3 |  | 13815 | 4020 | 3 | IC | 700 | P | OP | 12 | 1949 | FO2 |  |  | FO2 |  |  | 12272 | 700 | 700 | 0 |  | 0 | 0 | 0 | 0 | 0 | 0 | [6 empty] | 0 | 0 | 0 | 11 | 1949 | 0 | 0 | E | [6 empty] | 0
3 |  | 13815 | 4020 | 4 | IC | 720 | P | OP | 12 | 1955 | FO2 |  |  | FO2 |  |  | 12272 | 690 | 690 | 0 |  | 0 | 0 | 0 | 0 | 0 | 0 | [6 empty] | 0 | 0 | 0 | 11 | 1955 | 0 | 0 | E | [6 empty] | 0
3 |  | 13815 | 4020 | 5 | IC | 600 | P | OP | 12 | 1955 | FO2 |  |  | FO2 |  |  | 12272 | 590 | 590 | 0 |  | 0 | 0 | 0 | 0 | 0 | 0 | [6 empty] | 0 | 0 | 0 | 11 | 1955 | 0 | 0 | E | [6 empty] | 0
3 |  | 13815 | 4020 | 6 | IC | 1835 | P | OP | 12 | 1970 | FO2 |  |  | FO2 |  |  | 12272 | 1750 | 1750 | 0 |  | 0 | 0 | 0 | 0 | 0 | 0 | [6 empty] | 0 | 0 | 0 | 11 | 1970 | 0 | 0 | [7 empty] | 0
3 |  | 13815 | 4020 | 7 | IC | 1750 | P | OP | 9 | 1975 | FO2 |  |  | FO2 |  |  | 12272 | 1810 | 1810 | 0 |  | 0 | 0 | 0 | 0 | 0 | 0 | [6 empty] | 0 | 0 | 0 | 9 | 1975 | 0 | 0 | [7 empty] | 0
3 |  | 13815 | 4021 | 1 | IC | 500 | P | OP | 12 | 1960 | FO2 |  |  | FO2 |  |  | 12866 | 600 | 600 | 0 |  | 0 | 0 | 0 | 0 | 0 | 0 | [6 empty] | 0 | 0 | 0 | 11 | 1960 | 0 | 0 | E | [6 empty] | 0
3 |  | 13815 | 4021 | 2 | IC | 750 | P | OP | 12 | 1963 | FO2 |  |  | FO2 |  |  | 12866 | 800 | 800 | 0 |  | 0 | 0 | 0 | 0 | 0 | 0 | [6 empty] | 0 | 0 | 0 | 11 | 1963 | 0 | 0 | E | [6 empty] | 0
3 |  | 13815 | 4021 | 3 | IC | 1000 | P | OP | 11 | 1968 | FO2 |  |  | FO2 |  |  | 12866 | 900 | 900 | 0 |  | 0 | 0 | 0 | 0 | 0 | 0 | [6 empty] | 0 | 0 | 0 | 11 | 1968 | 0 | 0 | [7 empty] | 0
3 |  | 13815 | 4021 | 4 | IC | 2285 | P | OP | 9 | 1975 | FO2 |  |  | FO2 |  |  | 12866 | 2000 | 2000 | 0 |  | 0 | 0 | 0 | 0 | 0 | 0 | [6 empty] | 0 | 0 | 0 | 9 | 1975 | 0 | 0 | [7 empty] | 0
3 |  | 13815 | 5059 | 1 | GT | 0 |  |  | 0 | 0 | [6 empty] | 0 | 0 | 0 | 10000 | CN | 99 | 9999 | 11 | 1979 | 11 | 1981 |  |  |  | PET |  |  | 0 | 0 | 0 | 0 | 0 | 9000 | 10000 | [7 empty] | 0
3 |  | 13815 | 5059 | 2 | GT | 0 |  |  | 0 | 0 | [6 empty] | 0 | 0 | 0 | 10000 | CN | 99 | 9999 | 11 | 1982 | 11 | 1985 |  |  |  | PET |  |  | 0 | 0 | 0 | 0 | 0 | 9000 | 10000 | [7 empty] | 0
3 |  | 13816 | 2813 | 1 | IC | 1136 | P | SB | 99 | 1957 | FO2 |  |  | FO2 |  |  | 0 | 1136 | 1136 | 0 |  | 0 | 0 | 0 | 0 | 0 | 0 | [6 empty] | 0 | 0 | 0 | 0 | 1957 | 0 | 0 | E | [6 empty] | 0
3 |  | 13816 | 2813 | 2 | IC | 675 | P | SB | 99 | 1952 | FO2 |  |  | FO2 |  |  | 0 | 675 | 675 | 0 |  | 0 | 0 | 0 | 0 | 0 | 0 | [6 empty] | 0 | 0 | 0 | 0 | 1952 | 0 | 0 | E | [6 empty] | 0
3 |  | 13819 | 1310 | 1 | IC | 1000 | C | OP | 12 | 1955 | FO2 |  |  | NG | FO2 |  | 0 | 900 | 900 | 0 |  | 0 | 0 | 0 | 0 | 0 | 0 | [6 empty] | 0 | 0 | 0 | 11 | 1955 | 0 | 0 | E | [6 empty] | 0
3 |  | 13819 | 1310 | 2 | IC | 1500 | C | OP | 9 | 1960 | FO2 |  |  | NG | FO2 |  | 0 | 1350 | 1350 | 0 |  | 0 | 0 | 0 | 0 | 0 | 0 | [6 empty] | 0 | 0 | 0 | 8 | 1960 | 0 | 0 | E | [6 empty] | 0
3 |  | 13819 | 1310 | 3 | IC | 2750 | C | OP | 7 | 1963 | FO2 |  |  | NG | FO2 |  | 0 | 2475 | 2475 | 0 |  | 0 | 0 | 0 | 0 | 0 | 0 | [6 empty] | 0 | 0 | 0 | 6 | 1963 | 0 | 0 | E | [6 empty] | 0
3 |  | 13819 | 1310 | 4 | IC | 3500 | C | OP | 6 | 1968 | FO2 |  |  | NG | FO2 |  | 9357 | 3150 | 3150 | 0 |  | 0 | 0 | 0 | 0 | 0 | 0 | [6 empty] | 0 | 0 | 0 | 5 | 1968 | 0 | 0 | E | [6 empty] | 0
3 |  | 13819 | 1310 | 5 | IC | 2500 | P | OP | 3 | 1977 | FO2 |  |  | FO2 |  |  | 0 | 2250 | 2250 | 0 |  | 0 | 0 | 0 | 0 | 0 | 0 | [6 empty] | 0 | 0 | 0 | 2 | 1977 | 0 | 0 | E | [6 empty] | 0
3 |  | 13826 | 1848 | 1 | HC | 2000 | B | OP | 6 | 1905 |  |  |  | WAT |  |  | 0 | 1500 | 1500 | 0 |  | 0 | 0 | 0 | 0 | 0 | 0 | [6 empty] | 0 | 0 | 0 | 3 | 1905 | 0 | 0 | E | [6 empty] | 0
3 |  | 13826 | 1848 | 2 | HC | 1200 | B | OP | 6 | 1905 |  |  |  | WAT |  |  | 0 | 1200 | 1200 | 0 |  | 0 | 0 | 0 | 0 | 0 | 0 | [6 empty] | 0 | 0 | 0 | 3 | 1905 | 0 | 0 | E | [6 empty] | 0
3 |  | 13826 | 1848 | 3 | HC | 1200 |  | OP | 11 | 1988 |  |  |  | WAT |  |  | 0 | 1149 | 1134 | 0 |  | 0 | 0 | 1 | 1985 | 0 | 0 | [6 empty] | 0 | 0 | 0 | 9 | 1986 | 0 | 0 |  | E | E |  |  |  |  | 0
3 |  | 13826 | 1848 | 4 | HC | 1200 |  | OP | 7 | 1986 |  |  |  | WAT |  |  | 0 | 1149 | 1134 | 0 |  | 0 | 0 | 0 | 0 | 0 | 0 | [6 empty] | 0 | 0 | 0 | 7 | 1986 | 0 | 0 |  | E | E |  |  |  |  | 0
3 |  | 13831 | 580 | 1 | HC | 400 | B | OP | 88 | 1927 | WAT |  |  | WAT |  |  | 0 | 400 | 400 | 0 |  | 0 | 0 | 0 | 0 | 0 | 0 | [6 empty] | 0 | 0 | 0 | 0 | 1927 | 0 | 0 | E | [6 empty] | 0
3 |  | 13831 | 580 | 2 | HC | 400 | B | OP | 88 | 1927 | WAT |  |  | WAT |  |  | 0 | 400 | 400 | 0 |  | 0 | 0 | 0 | 0 | 0 | 0 | [6 empty] | 0 | 0 | 0 | 0 | 1927 | 0 | 0 | E | [6 empty] | 0
3 |  | 13831 | 581 | 5 | GT | 16800 | P | OP | 88 | 1972 | FO2 |  |  | FO2 |  |  | 13600 | 15300 | 18400 | 0 |  | 0 | 0 | 0 | 0 | 0 | 0 | [6 empty] | 0 | 0 | 0 | 0 | 1972 | 0 | 0 | E | [6 empty] | 0
3 |  | 13831 | 582 | 1 | HC | 800 | B | OP | 88 | 1936 | WAT |  |  | WAT |  |  | 0 | 800 | 800 | 0 |  | 0 | 0 | 0 | 0 | 0 | 0 | [6 empty] | 0 | 0 | 0 | 0 | 1936 | 0 | 0 | E | [6 empty] | 0
3 |  | 13831 | 583 | 1 | HC | 1400 | B | OP | 88 | 1967 |  |  |  | WAT |  |  | 0 | 1400 | 1400 | 0 |  | 0 | 0 | 0 | 0 | 0 | 0 | [6 empty] | 0 | 0 | 0 | 0 | 1967 | 0 | 0 | E | [6 empty] | 0
3 |  | 13870 | 109 | 2 | IC | 3000 |  |  | 99 | 1957 |  |  |  | FO2 |  |  | 0 | 0 | 0 | 0 | RE | 0 | 0 | 0 | 0 | 0 | 0 | [6 empty] | 0 | 0 | 0 | 0 | 1957 | 0 | 0 | E | [6 empty] | 0
3 |  | 13870 | 109 | 3 | IC | 350 |  | OP | 1 | 1961 | FO2 |  |  | FO2 |  |  | 0 | 350 | 350 | 0 |  | 0 | 0 | 0 | 0 | 0 | 0 | [6 empty] | 0 | 0 | 0 | 12 | 1960 | 0 | 0 | E | [6 empty] | 0
3 |  | 13870 | 109 | 4 | IC | 500 |  | OP | 9 | 1967 | FO2 |  |  | FO2 |  |  | 0 | 500 | 500 | 0 |  | 0 | 0 | 0 | 0 | 0 | 0 | [6 empty] | 0 | 0 | 0 | 8 | 1967 | 0 | 0 | E | [6 empty] | 0
3 |  | 13870 | 109 | 5 | IC | 750 |  | OP | 12 | 1973 | FO2 |  |  | FO2 |  |  | 0 | 750 | 750 | 0 |  | 0 | 0 | 0 | 0 | 0 | 0 | [6 empty] | 0 | 0 | 0 | 11 | 1973 | 0 | 0 | E | [6 empty] | 0
3 |  | 13870 | 109 | 6 | IC | 1000 |  | OP | 12 | 1976 | FO2 |  |  | FO2 |  |  | 0 | 1000 | 1000 | 0 |  | 0 | 0 | 0 | 0 | 0 | 0 | [6 empty] | 0 | 0 | 0 | 11 | 1976 | 0 | 0 | E | [6 empty] | 0
3 |  | 13870 | 109 | 7 | IC | 1250 |  |  | 1 | 1982 |  |  |  | FO2 |  |  | 0 | 1000 | 1000 | 0 | RE | 3 | 1986 | 0 | 0 | 0 | 0 | [6 empty] | 0 | 0 | 0 | 12 | 1981 | 0 | 0 | E | E | E |  |  |  |  | 0
3 |  | 13870 | 109 | 8 | IC | 835 |  | OP | 3 | 1985 | FO2 |  |  | FO2 |  |  | 0 | 835 | 835 | 0 |  | 0 | 0 | 2 | 1985 | 2 | 1985 | [6 empty] | 0 | 0 | 0 | 0 | 1984 | 0 | 0 | [7 empty] | 0
3 |  | 13870 | 109 | 10 | IC | 1135 | B | OP | 5 | 1988 | FO2 |  |  | FO2 |  |  | 0 | 1135 | 1135 | 0 |  | 0 | 0 | 0 | 0 | 0 | 0 | [6 empty] | 0 | 0 | 0 | 5 | 1988 | 0 | 0 | [7 empty] | 0
3 |  | 13870 | 109 | IC9 | IC | 835 |  | OP | 3 | 1985 | FO2 |  |  | FO2 |  |  | 0 | 835 | 835 | 0 |  | 0 | 0 | 2 | 1985 | 2 | 1985 | [6 empty] | 0 | 0 | 0 | 0 | 1985 | 0 | 0 | [7 empty] | 0
3 |  | 13935 | 414 | 1 | HC | 10000 | B | OP | 5 | 1957 | WAT |  |  | WAT |  |  | 0 | 11000 | 8000 | 0 |  | 0 | 0 | 0 | 0 | 0 | 0 | [6 empty] | 0 | 0 | 0 | 2 | 1957 | 0 | 0 | E | [6 empty] | 0
3 |  | 13935 | 415 | H1 | HC | 54000 | B | OP | 6 | 1957 | WAT |  |  | WAT |  |  | 0 | 67500 | 67500 | 0 |  | 0 | 0 | 0 | 0 | 0 | 0 | [6 empty] | 0 | 0 | 0 | 3 | 1957 | 0 | 0 | E | [6 empty] | 0
3 |  | 13935 | 416 | 1 | HC | 8550 | B | OP | 6 | 1958 | WAT |  |  | WAT |  |  | 0 | 18000 | 8000 | 0 |  | 0 | 0 | 0 | 0 | 0 | 0 | [6 empty] | 0 | 0 | 0 | 3 | 1958 | 0 | 0 | E | [6 empty] | 0
3 |  | 13935 | 416 | 2 | HC | 8550 | B | OP | 6 | 1958 | WAT |  |  | WAT |  |  | 0 | 18000 | 8000 | 0 |  | 0 | 0 | 0 | 0 | 0 | 0 | [6 empty] | 0 | 0 | 0 | 3 | 1958 | 0 | 0 | [7 empty] | 0
3 |  | 13935 | 777 | 1 | HC | 16200 |  | OP | 5 | 1986 | WAT |  |  | WAT |  |  | 0 | 16200 | 16200 | 0 |  | 0 | 0 | 4 | 1987 | 0 | 0 | [6 empty] | 0 | 0 | 0 | 5 | 1986 | 0 | 0 | [7 empty] | 0
3 |  | 13935 | 778 | 1 | HC | 0 |  |  | 0 | 0 | [6 empty] | 0 | 0 | 0 | 5000 | IP | 7 | 1989 | 8 | 1989 | 0 | 0 |  |  |  | WAT |  |  | 5000 | 5000 | 0 | 0 | 0 | 5052 | 4902 | [7 empty] | 0
3 |  | 13936 | 7815 | 1 | IC | 1000 |  |  | 99 | 1941 |  |  |  | UNK |  |  | 0 | 0 | 0 | 0 | RE | 0 | 0 | 0 | 0 | 0 | 0 | [6 empty] | 0 | 0 | 0 | 0 | 1941 | 0 | 0 | E | [6 empty] | 0
3 |  | 13936 | 7815 | 2 | IC | 1000 |  |  | 99 | 1937 |  |  |  | UNK |  |  | 0 | 0 | 0 | 0 | RE | 0 | 0 | 0 | 0 | 0 | 0 | [6 empty] | 0 | 0 | 0 | 0 | 1937 | 0 | 0 | E | [6 empty] | 0
3 |  | 13936 | 7815 | 3 | IC | 1000 |  |  | 99 | 1945 |  |  |  | UNK |  |  | 0 | 0 | 0 | 0 | RE | 0 | 0 | 0 | 0 | 0 | 0 | [6 empty] | 0 | 0 | 0 | 0 | 1945 | 0 | 0 | E | [6 empty] | 0
3 |  | 13941 | 1311 | 1 | IC | 1400 | C | SB | 2 | 1961 | FO2 | NG |  | FO2 | NG |  | 10500 | 1250 | 1300 | 0 |  | 0 | 0 | 0 | 0 | 0 | 0 | [6 empty] | 0 | 0 | 0 | 1 | 1961 | 0 | 0 | E | [6 empty] | 0
3 |  | 13941 | 1311 | 2 | IC | 415 | C | SB | 5 | 1948 | FO2 |  |  | FO2 |  |  | 10500 | 300 | 375 | 0 |  | 0 | 0 | 0 | 0 | 0 | 0 | [6 empty] | 0 | 0 | 0 | 4 | 1948 | 0 | 0 | E | [6 empty] | 0
3 |  | 13941 | 1311 | 3 | IC | 575 | C | SB | 5 | 1951 | FO2 | NG |  | FO2 | NG |  | 10500 | 500 | 515 | 0 |  | 0 | 0 | 0 | 0 | 0 | 0 | [6 empty] | 0 | 0 | 0 | 4 | 1951 | 0 | 0 | E | [6 empty] | 0
3 |  | 13941 | 1311 | 4 | IC | 925 | C | SB | 4 | 1956 | FO2 | NG |  | FO2 | NG |  | 10500 | 850 | 880 | 0 |  | 0 | 0 | 0 | 0 | 0 | 0 | [6 empty] | 0 | 0 | 0 | 3 | 1956 | 0 | 0 | E | [6 empty] | 0
3 |  | 13941 | 1311 | 5 | IC | 1500 | C | SB | 7 | 1965 | FO2 | NG |  | FO2 | NG |  | 10500 | 1350 | 1460 | 0 |  | 0 | 0 | 0 | 0 | 0 | 0 | [6 empty] | 0 | 0 | 0 | 6 | 1965 | 0 | 0 | E | [6 empty] | 0
3 |  | 13941 | 1311 | 6 | IC | 3350 | C | SB | 6 | 1973 | FO2 | NG |  | FO2 | NG |  | 10500 | 3200 | 3250 | 0 |  | 0 | 0 | 0 | 0 | 0 | 0 | [6 empty] | 0 | 0 | 0 | 5 | 1973 | 0 | 0 | E | [6 empty] | 0
3 |  | 13948 | 1312 | 1 | IC | 1135 | P | SB | 1 | 1956 | FO2 |  |  | NG | FO2 |  | 0 | 908 | 908 | 0 |  | 0 | 0 | 0 | 0 | 0 | 0 | [6 empty] | 0 | 0 | 0 | 12 | 1955 | 0 | 0 | E | [6 empty] | 0
3 |  | 13948 | 1312 | 2 | IC | 800 | P | SB | 1 | 1954 | FO2 |  |  | NG | FO2 |  | 0 | 640 | 640 | 0 |  | 0 | 0 | 0 | 0 | 0 | 0 | [6 empty] | 0 | 0 | 0 | 12 | 1953 | 0 | 0 | E | [6 empty] | 0
3 |  | 13948 | 1312 | 3 | IC | 200 |  |  | 99 | 1948 |  |  |  | FO2 |  |  | 0 | 0 | 0 | 0 | RE | 99 | 1980 | 0 | 0 | 0 | 0 | [6 empty] | 0 | 0 | 0 | 0 | 1948 | 0 | 0 | E | [6 empty] | 0
3 |  | 13948 | 1312 | 4 | IC | 1540 | P | SB | 10 | 1967 | FO2 |  |  | NG | FO2 |  | 0 | 1232 | 1232 | 0 |  | 0 | 0 | 0 | 0 | 0 | 0 | [6 empty] | 0 | 0 | 0 | 9 | 1967 | 0 | 0 | E | [6 empty] | 0
3 |  | 13948 | 1312 | 5 | IC | 2000 | P | SB | 8 | 1973 | FO2 |  |  | NG | FO2 |  | 0 | 1600 | 1600 | 0 |  | 0 | 0 | 0 | 0 | 0 | 0 | [6 empty] | 0 | 0 | 0 | 7 | 1973 | 0 | 0 | E | [6 empty] | 0
3 |  | 13948 | 1312 | 6 | IC | 1500 | P | SB | 8 | 1963 | FO2 |  |  | NG | FO2 |  | 0 | 1200 | 1200 | 0 |  | 0 | 0 | 0 | 0 | 0 | 0 | [6 empty] | 0 | 0 | 0 | 7 | 1963 | 0 | 0 | E | [6 empty] | 0
3 |  | 13949 | 2933 | 1 | IC | 1100 | P | OP | 88 | 1948 | FO2 |  |  | FO2 |  |  | 13600 | 1000 | 1000 | 0 |  | 0 | 0 | 0 | 0 | 0 | 0 | [6 empty] | 0 | 0 | 0 | 0 | 1948 | 0 | 0 | E | [6 empty] | 0
3 |  | 13949 | 2933 | 2 | IC | 0 |  |  | 99 | 1951 | [6 empty] | 0 | 0 | 0 | 960 | RA | 0 | 0 | 6 | 1992 | 6 | 1992 |  |  |  | FO2 |  |  | 960 | 960 | 0 | 0 | 1951 | 0 | 0 | E | [6 empty] | 0
3 |  | 13949 | 2933 | 3 | IC | 600 | P | OP | 88 | 1934 | FO2 |  |  | FO2 |  |  | 13200 | 450 | 500 | 0 |  | 0 | 0 | 0 | 0 | 0 | 0 | [6 empty] | 0 | 0 | 0 | 0 | 1934 | 0 | 0 | E | [6 empty] | 0
3 |  | 13949 | 2933 | 4 | IC | 600 |  |  | 99 | 1961 |  |  |  | FO2 | NG |  | 0 | 0 | 0 | 0 | RE | 0 | 0 | 0 | 0 | 0 | 0 | [6 empty] | 0 | 0 | 0 | 0 | 1961 | 0 | 0 | E | [6 empty] | 0
3 |  | 13949 | 2933 | 5 | IC | 2000 | P | OP | 88 | 1951 | FO2 |  |  | FO2 |  |  | 12900 | 1800 | 1800 | 0 |  | 0 | 0 | 0 | 0 | 0 | 0 | [6 empty] | 0 | 0 | 0 | 0 | 1951 | 0 | 0 | E | [6 empty] | 0
3 |  | 13949 | 2933 | 6 | IC | 2500 | P | OP | 88 | 1958 | FO2 |  |  | NG | FO2 |  | 12800 | 2500 | 2500 | 0 |  | 0 | 0 | 0 | 0 | 0 | 0 | [6 empty] | 0 | 0 | 0 | 0 | 1958 | 0 | 0 | E | [6 empty] | 0
3 |  | 13949 | 2933 | 7 | IC | 2650 | P | OP | 88 | 1961 | FO2 |  |  | NG | FO2 |  | 11500 | 2650 | 2650 | 0 |  | 0 | 0 | 0 | 0 | 0 | 0 | [6 empty] | 0 | 0 | 0 | 0 | 1961 | 0 | 0 | E | [6 empty] | 0
3 |  | 13949 | 2933 | 8 | IC | 3000 | P | OP | 88 | 1966 | FO2 |  |  | NG | FO2 |  | 12300 | 2600 | 3000 | 0 |  | 0 | 0 | 0 | 0 | 0 | 0 | [6 empty] | 0 | 0 | 0 | 0 | 1966 | 0 | 0 | E | [6 empty] | 0
3 |  | 13964 | 4147 | 1 | HC | 500 | P | OP | 3 | 1949 |  |  |  | WAT |  |  | 0 | 500 | 500 | 0 |  | 0 | 0 | 0 | 0 | 0 | 0 | [6 empty] | 0 | 0 | 0 | 12 | 1948 | 0 | 0 | E | [6 empty] | 0
3 |  | 13964 | 4147 | 2 | HC | 500 |  | OP | 3 | 1949 |  |  |  | WAT |  |  | 0 | 500 | 500 | 0 |  | 0 | 0 | 0 | 0 | 0 | 0 | [6 empty] | 0 | 0 | 0 | 12 | 1948 | 0 | 0 | E | [6 empty] | 0
3 |  | 13964 | 4147 | 3 | HC | 0 |  |  | 0 | 0 | [6 empty] | 0 | 0 | 0 | 350 | IP | 1 | 1988 | 8 | 1988 | 0 | 0 | AP |  |  | WAT |  |  | 350 | 350 | 0 | 0 | 0 | 320 | 320 | [7 empty] | 0
3 |  | 13967 | 6590 | 1 | IC | 6300 |  |  | 0 | 1900 |  |  |  | FO2 |  |  | 0 | 0 | 0 | 0 | RE | 12 | 1981 | 0 | 0 | 0 | 0 | [6 empty] | 0 | 0 | 0 | 0 | 1900 | 0 | 0 | E | [6 empty] | 0
3 |  | 13971 | 2148 | 1 | IC | 700 | P | OP | 88 | 1946 | FO2 |  |  | FO2 |  |  | 11610 | 600 | 600 | 0 |  | 0 | 0 | 0 | 0 | 0 | 0 | [6 empty] | 0 | 0 | 0 | 0 | 1946 | 0 | 0 | E | [6 empty] | 0
3 |  | 13971 | 2148 | 2 | IC | 285 | P | OP | 88 | 1939 | FO2 |  |  | FO2 |  |  | 11610 | 250 | 250 | 0 |  | 0 | 0 | 0 | 0 | 0 | 0 | [6 empty] | 0 | 0 | 0 | 0 | 1939 | 0 | 0 | E | [6 empty] | 0
3 |  | 13971 | 2148 | 3 | IC | 2050 | P | OP | 88 | 1965 | FO2 |  |  | FO2 | NG |  | 8500 | 1800 | 1800 | 0 |  | 0 | 0 | 0 | 0 | 0 | 0 | [6 empty] | 0 | 0 | 0 | 0 | 1965 | 0 | 0 | E | [6 empty] | 0
3 |  | 13971 | 2148 | 4 | IC | 550 | P |  | 88 | 1952 | FO2 |  |  | FO2 |  |  | 11610 | 500 | 500 | 0 | RE | 2 | 1985 | 0 | 0 | 0 | 0 | [6 empty] | 0 | 0 | 0 | 0 | 1952 | 0 | 0 | E | [6 empty] | 0
3 |  | 13971 | 2148 | 5 | IC | 1250 | P | OP | 88 | 1957 | FO2 |  |  | FO2 | NG |  | 9800 | 1000 | 1000 | 0 |  | 0 | 0 | 0 | 0 | 0 | 0 | [6 empty] | 0 | 0 | 0 | 0 | 1957 | 0 | 0 | E | [6 empty] | 0
3 |  | 13971 | 2148 | 6 | IC | 3000 | P | OP | 88 | 1981 | FO2 |  |  | FO2 | NG |  | 8500 | 2700 | 2700 | 0 |  | 0 | 0 | 0 | 0 | 0 | 0 | [6 empty] | 0 | 0 | 0 | 0 | 1981 | 0 | 0 | E | [6 empty] | 0
3 |  | 13971 | 2148 | IC4 | IC | 910 |  | OP | 10 | 1986 | FO2 |  |  | FO2 | NG |  | 8500 | 810 | 810 | 0 |  | 0 | 0 | 1 | 1986 | 10 | 1986 | [6 empty] | 0 | 0 | 0 | 8 | 1986 | 0 | 0 | [7 empty] | 0
3 |  | 13990 | 1169 | 4 | IC | 480 | C | SB | 7 | 1951 | FO2 |  |  | FO2 | NG |  | 11512 | 480 | 480 | 0 |  | 0 | 0 | 0 | 0 | 0 | 0 | [6 empty] | 0 | 0 | 0 | 7 | 1951 | 0 | 0 | [7 empty] | 0
3 |  | 13990 | 1169 | 5 | IC | 1000 | C | SB | 10 | 1958 | FO2 |  |  | FO2 | NG |  | 11433 | 1000 | 1000 | 0 |  | 0 | 0 | 0 | 0 | 0 | 0 | [6 empty] | 0 | 0 | 0 | 10 | 1958 | 0 | 0 | [7 empty] | 0
3 |  | 13990 | 1169 | 6 | IC | 2500 | C | SB | 10 | 1971 | FO2 |  |  | FO2 | NG |  | 10154 | 2500 | 2500 | 0 |  | 0 | 0 | 0 | 0 | 0 | 0 | [6 empty] | 0 | 0 | 0 | 10 | 1971 | 0 | 0 | [7 empty] | 0
3 |  | 13994 | 6189 | 1 | HR | 0 |  |  | 0 | 0 | [6 empty] | 0 | 0 | 0 | 282600 | PL | 0 | 0 | 6 | 1978 | 5 | 1995 | LO |  |  | WAT |  |  | 282600 | 282600 | 0 | 0 | 0 | 290140 | 734547 | [7 empty] | 0
3 |  | 13994 | 6189 | 2 | HR | 0 |  |  | 0 | 0 | [6 empty] | 0 | 0 | 0 | 282600 | PL | 0 | 0 | 6 | 1978 | 5 | 1995 | LO |  |  | WAT |  |  | 282600 | 282600 | 0 | 0 | 0 | 290140 | 734547 | [7 empty] | 0
3 |  | 13994 | 6189 | 3 | HR | 0 |  |  | 0 | 0 | [6 empty] | 0 | 0 | 0 | 282600 | PL | 0 | 0 | 6 | 1978 | 5 | 1995 | LO |  |  | WAT |  |  | 282600 | 282600 | 0 | 0 | 0 | 290140 | 734547 | [7 empty] | 0
3 |  | 13994 | 7191 | 1 | HC | 2222 | C | OP | 8 | 1986 | WAT |  |  | WAT |  |  | 0 | 400 | 1000 | 0 |  | 0 | 0 | 0 | 0 | 0 | 0 | [6 empty] | 0 | 0 | 0 | 8 | 1986 | 0 | 0 | [7 empty] | 0
3 |  | 13994 | 7191 | 2 | HC | 100 | B | OP | 8 | 1986 | WAT |  |  | WAT |  |  | 0 | 100 | 100 | 0 |  | 0 | 0 | 0 | 0 | 0 | 0 | [6 empty] | 0 | 0 | 0 | 8 | 1986 | 0 | 0 | [7 empty] | 0
3 |  | 13998 | 2857 | 2 | ST | 20000 | P | SC | 2 | 1924 | FO2 |  |  | BIT |  |  | 25234 | 5000 | 5000 | 0 |  | 0 | 0 | 0 | 0 | 0 | 0 | [6 empty] | 0 | 0 | 0 | 12 | 1923 | 0 | 0 | [7 empty] | 0
3 |  | 13998 | 2857 | 3 | ST | 69000 | C | OP | 2 | 1949 | FO2 |  |  | BIT |  |  | 13142 | 62000 | 62000 | 0 |  | 0 | 0 | 0 | 0 | 0 | 0 | [6 empty] | 0 | 0 | 0 | 2 | 1949 | 0 | 0 | [7 empty] | 0
3 |  | 13998 | 2857 | 4 | ST | 113636 | C | OP | 6 | 1957 | FO2 |  |  | BIT |  |  | 11095 | 104000 | 104000 | 0 |  | 0 | 0 | 0 | 0 | 0 | 0 | [6 empty] | 0 | 0 | 0 | 5 | 1957 | 0 | 0 | [7 empty] | 0
3 |  | 13998 | 2857 | CTA | GT | 28800 | P | OP | 5 | 1973 | FO2 |  |  | FO2 |  |  | 13684 | 19000 | 24000 | 0 |  | 0 | 0 | 0 | 0 | 0 | 0 | [6 empty] | 0 | 0 | 0 | 4 | 1973 | 0 | 0 | [7 empty] | 0
3 |  | 13998 | 2857 | CTB | GT | 28800 | P | OP | 5 | 1973 | FO2 |  |  | FO2 |  |  | 13684 | 19000 | 24000 | 0 |  | 0 | 0 | 0 | 0 | 0 | 0 | [6 empty] | 0 | 0 | 0 | 3 | 1973 | 0 | 0 | [7 empty] | 0
3 |  | 13998 | 2858 | 6 | ST | 40240 | C | OP | 9 | 1943 | FO2 |  |  | BIT |  |  | 12836 | 20000 | 34000 | 0 |  | 0 | 0 | 0 | 0 | 0 | 0 | [6 empty] | 0 | 0 | 0 | 8 | 1943 | 0 | 0 | [7 empty] | 0
3 |  | 13998 | 2858 | 7 | ST | 40240 | C | SC | 12 | 1948 | FO2 |  |  | BIT |  |  | 14338 | 28000 | 48000 | 0 |  | 0 | 0 | 0 | 0 | 0 | 0 | [6 empty] | 0 | 0 | 0 | 12 | 1948 | 0 | 0 | [7 empty] | 0
3 |  | 13998 | 2860 | 1 | ST | 25000 |  |  | 7 | 1927 |  |  |  | BIT |  |  | 0 | 0 | 0 | 0 | RE | 4 | 1985 | 0 | 0 | 0 | 0 | [6 empty] | 0 | 0 | 0 | 0 | 1927 | 0 | 0 | E | [6 empty] | 0
3 |  | 13998 | 2860 | 2 | ST | 20000 | C |  | 11 | 1938 | FO2 |  |  | BIT |  |  | 12937 | 25000 | 25000 | 0 | RE | 4 | 1985 | 0 | 0 | 0 | 0 | [6 empty] | 0 | 0 | 0 | 10 | 1938 | 0 | 0 | [7 empty] | 0
3 |  | 13998 | 2860 | 3 | ST | 23000 | C |  | 2 | 1949 | FO2 |  |  | BIT |  |  | 12564 | 24000 | 24000 | 0 | RE | 4 | 1985 | 0 | 0 | 0 | 0 | [6 empty] | 0 | 0 | 0 | 1 | 1949 | 0 | 0 | [7 empty] | 0
3 |  | 13998 | 2860 | CTA | GT | 27000 | P | OP | 8 | 1972 | FO2 |  |  | FO2 |  |  | 14150 | 25000 | 30000 | 0 |  | 0 | 0 | 0 | 0 | 0 | 0 | [6 empty] | 0 | 0 | 0 | 6 | 1972 | 0 | 0 | [7 empty] | 0
3 |  | 13998 | 2860 | CTB | GT | 27000 | P | OP | 9 | 1972 | FO2 |  |  | FO2 |  |  | 14150 | 25000 | 30000 | 0 |  | 0 | 0 | 0 | 0 | 0 | 0 | [6 empty] | 0 | 0 | 0 | 6 | 1972 | 0 | 0 | E | [6 empty] | 0
3 |  | 13998 | 2861 | 1 | ST | 132813 | B | OP | 1 | 1954 | FO2 |  |  | BIT |  |  | 10186 | 68000 | 108000 | 0 |  | 0 | 0 | 0 | 0 | 0 | 0 | [6 empty] | 0 | 0 | 0 | 12 | 1953 | 0 | 0 | [7 empty] | 0
3 |  | 13998 | 2861 | 2 | ST | 132813 | B | OP | 6 | 1954 | FO2 |  |  | BIT |  |  | 10336 | 68000 | 108000 | 0 |  | 0 | 0 | 0 | 0 | 0 | 0 | [6 empty] | 0 | 0 | 0 | 4 | 1954 | 0 | 0 | [7 empty] | 0
3 |  | 13998 | 2861 | CTA | GT | 27000 | P | OP | 7 | 1972 | FO2 |  |  | FO2 |  |  | 14150 | 25000 | 30000 | 0 |  | 0 | 0 | 0 | 0 | 0 | 0 | [6 empty] | 0 | 0 | 0 | 5 | 1972 | 0 | 0 | [7 empty] | 0
3 |  | 13998 | 2863 | 1 | ST | 2000 |  |  | 2 | 1931 |  |  |  | FO2 |  |  | 0 | 0 | 0 | 0 | RE | 11 | 1982 | 0 | 0 | 0 | 0 | [6 empty] | 0 | 0 | 0 | 0 | 1931 | 0 | 0 | E | [6 empty] | 0
3 |  | 13998 | 2863 | 2 | ST | 3000 |  |  | 4 | 1938 |  |  |  | BIT |  |  | 0 | 0 | 0 | 0 | RE | 11 | 1982 | 0 | 0 | 0 | 0 | [6 empty] | 0 | 0 | 0 | 0 | 1938 | 0 | 0 | E | [6 empty] | 0
3 |  | 13998 | 2863 | 3 | ST | 3000 |  |  | 6 | 1949 |  |  |  | BIT |  |  | 0 | 0 | 0 | 0 | RE | 11 | 1982 | 0 | 0 | 0 | 0 | [6 empty] | 0 | 0 | 0 | 0 | 1949 | 0 | 0 | E | [6 empty] | 0
3 |  | 13998 | 2863 | 4 | ST | 6000 |  |  | 7 | 1957 |  |  |  | BIT |  |  | 0 | 0 | 0 | 0 | RE | 11 | 1982 | 0 | 0 | 0 | 0 | [6 empty] | 0 | 0 | 0 | 0 | 1957 | 0 | 0 | E | [6 empty] | 0
3 |  | 13998 | 2863 | 5 | ST | 18000 |  |  | 4 | 1969 |  |  |  | BIT |  |  | 0 | 0 | 0 | 0 | RE | 11 | 1982 | 0 | 0 | 0 | 0 | [6 empty] | 0 | 0 | 0 | 0 | 1969 | 0 | 0 | E | [6 empty] | 0
3 |  | 13998 | 2864 | 1 | ST | 57499 | C | OP | 1 | 1944 | FO2 |  |  | BIT |  |  | 12189 | 56000 | 56000 | 0 |  | 0 | 0 | 0 | 0 | 0 | 0 | [6 empty] | 0 | 0 | 0 | 1 | 1944 | 0 | 0 | [7 empty] | 0
3 |  | 13998 | 2864 | 2 | ST | 57499 | C | OP | 12 | 1947 | FO2 |  |  | BIT |  |  | 14026 | 56000 | 56000 | 0 |  | 0 | 0 | 0 | 0 | 0 | 0 | [6 empty] | 0 | 0 | 0 | 12 | 1947 | 0 | 0 | [7 empty] | 0
3 |  | 13998 | 2864 | 3 | ST | 103498 | C | OP | 3 | 1950 | FO2 |  |  | BIT |  |  | 13849 | 94000 | 94000 | 0 |  | 0 | 0 | 0 | 0 | 0 | 0 | [6 empty] | 0 | 0 | 0 | 2 | 1950 | 0 | 0 | [7 empty] | 0
3 |  | 13998 | 2864 | 4 | ST | 156250 | B | OP | 3 | 1955 | FO2 |  |  | BIT |  |  | 10802 | 156000 | 156000 | 0 |  | 0 | 0 | 0 | 0 | 0 | 0 | [6 empty] | 0 | 0 | 0 | 2 | 1955 | 0 | 0 | [7 empty] | 0
3 |  | 13998 | 2864 | 5 | ST | 156250 | B | OP | 6 | 1955 | FO2 |  |  | BIT |  |  | 10190 | 156000 | 156000 | 0 |  | 0 | 0 | 0 | 0 | 0 | 0 | [6 empty] | 0 | 0 | 0 | 6 | 1955 | 0 | 0 | [7 empty] | 0
3 |  | 13998 | 2864 | A1 | IC | 2500 | P | OP | 5 | 1972 | FO2 |  |  | FO2 |  |  | 10408 | 2333 | 2333 | 0 |  | 0 | 0 | 0 | 0 | 0 | 0 | [6 empty] | 0 | 0 | 0 | 4 | 1972 | 0 | 0 | [7 empty] | 0
3 |  | 13998 | 2864 | B1 | IC | 2500 | P | OP | 5 | 1972 | FO2 |  |  | FO2 |  |  | 10408 | 2333 | 2333 | 0 |  | 0 | 0 | 0 | 0 | 0 | 0 | [6 empty] | 0 | 0 | 0 | 4 | 1972 | 0 | 0 | E | [6 empty] | 0
3 |  | 13998 | 2864 | B2 | IC | 2500 | P | OP | 5 | 1972 | FO2 |  |  | FO2 |  |  | 10408 | 2333 | 2333 | 0 |  | 0 | 0 | 0 | 0 | 0 | 0 | [6 empty] | 0 | 0 | 0 | 4 | 1972 | 0 | 0 | E | [6 empty] | 0
3 |  | 13998 | 2866 | 1 | ST | 190400 | C | OP | 8 | 1959 | FO2 |  |  | BIT |  |  | 9761 | 180000 | 180000 | 0 |  | 0 | 0 | 0 | 0 | 0 | 0 | [6 empty] | 0 | 0 | 0 | 5 | 1959 | 0 | 0 | [7 empty] | 0
3 |  | 13998 | 2866 | 2 | ST | 190400 | C | OP | 7 | 1960 | FO2 |  |  | BIT |  |  | 9495 | 180000 | 180000 | 0 |  | 0 | 0 | 0 | 0 | 0 | 0 | [6 empty] | 0 | 0 | 0 | 5 | 1960 | 0 | 0 | [7 empty] | 0
3 |  | 13998 | 2866 | 3 | ST | 190400 | C | OP | 7 | 1961 | FO2 |  |  | BIT |  |  | 9859 | 180000 | 180000 | 0 |  | 0 | 0 | 0 | 0 | 0 | 0 | [6 empty] | 0 | 0 | 0 | 5 | 1961 | 0 | 0 | [7 empty] | 0
3 |  | 13998 | 2866 | 4 | ST | 190400 | C | OP | 11 | 1962 | FO2 |  |  | BIT |  |  | 9474 | 180000 | 180000 | 0 |  | 0 | 0 | 0 | 0 | 0 | 0 | [6 empty] | 0 | 0 | 0 | 10 | 1962 | 0 | 0 | [7 empty] | 0
3 |  | 13998 | 2866 | 5 | ST | 334050 | B | OP | 12 | 1967 | FO2 |  |  | BIT |  |  | 9993 | 300000 | 300000 | 0 |  | 0 | 0 | 0 | 0 | 0 | 0 | [6 empty] | 0 | 0 | 0 | 10 | 1967 | 0 | 0 | [7 empty] | 0
3 |  | 13998 | 2866 | 6 | ST | 680000 | B | OP | 4 | 1969 | FO2 |  |  | BIT |  |  | 9867 | 600000 | 600000 | 0 |  | 0 | 0 | 0 | 0 | 0 | 0 | [6 empty] | 0 | 0 | 0 | 1 | 1969 | 0 | 0 | [7 empty] | 0
3 |  | 13998 | 2866 | 7 | ST | 680000 | B | OP | 9 | 1971 | FO2 |  |  | BIT |  |  | 9329 | 600000 | 600000 | 0 |  | 0 | 0 | 0 | 0 | 0 | 0 | [6 empty] | 0 | 0 | 0 | 7 | 1971 | 0 | 0 | [7 empty] | 0
3 |  | 13998 | 2866 | A1 | IC | 2500 | P | OP | 3 | 1972 | FO2 |  |  | FO2 |  |  | 10408 | 2600 | 2600 | 0 |  | 0 | 0 | 0 | 0 | 0 | 0 | [6 empty] | 0 | 0 | 0 | 2 | 1972 | 0 | 0 | E | [6 empty] | 0
3 |  | 13998 | 2866 | B1 | IC | 2500 | P | OP | 3 | 1972 | FO2 |  |  | FO2 |  |  | 10408 | 2600 | 2600 | 0 |  | 0 | 0 | 0 | 0 | 0 | 0 | [6 empty] | 0 | 0 | 0 | 2 | 1972 | 0 | 0 | E | [6 empty] | 0
3 |  | 13998 | 2866 | B2 | IC | 2500 | P | OP | 3 | 1972 | FO2 |  |  | FO2 |  |  | 10408 | 2600 | 2600 | 0 |  | 0 | 0 | 0 | 0 | 0 | 0 | [6 empty] | 0 | 0 | 0 | 2 | 1972 | 0 | 0 | E | [6 empty] | 0
3 |  | 13998 | 2866 | B3 | IC | 2500 | P | OP | 3 | 1972 | FO2 |  |  | FO2 |  |  | 10408 | 2600 | 2600 | 0 |  | 0 | 0 | 0 | 0 | 0 | 0 | [6 empty] | 0 | 0 | 0 | 2 | 1972 | 0 | 0 | E | [6 empty] | 0
3 |  | 13998 | 2866 | B4 | IC | 2500 | P | OP | 3 | 1972 | FO2 |  |  | FO2 |  |  | 10408 | 2600 | 2600 | 0 |  | 0 | 0 | 0 | 0 | 0 | 0 | [6 empty] | 0 | 0 | 0 | 2 | 1972 | 0 | 0 | E | [6 empty] | 0
3 |  | 13998 | 2867 | 1 | ST | 35000 |  |  | 0 | 1900 |  |  |  | UNK |  |  | 0 | 0 | 0 | 0 | RE | 0 | 0 | 0 | 0 | 0 | 0 | [6 empty] | 0 | 0 | 0 | 0 | 1900 | 0 | 0 | E | [6 empty] | 0
3 |  | 13998 | 2867 | 2 | ST | 35000 |  |  | 0 | 1900 |  |  |  | UNK |  |  | 0 | 0 | 0 | 0 | RE | 0 | 0 | 0 | 0 | 0 | 0 | [6 empty] | 0 | 0 | 0 | 0 | 1900 | 0 | 0 | E | [6 empty] | 0
3 |  | 13998 | 2867 | 3 | ST | 35000 |  |  | 0 | 1900 |  |  |  | UNK |  |  | 0 | 0 | 0 | 0 | RE | 0 | 0 | 0 | 0 | 0 | 0 | [6 empty] | 0 | 0 | 0 | 0 | 1900 | 0 | 0 | E | [6 empty] | 0
3 |  | 13998 | 2867 | 4 | ST | 35000 |  |  | 0 | 1900 |  |  |  | UNK |  |  | 0 | 0 | 0 | 0 | RE | 0 | 0 | 0 | 0 | 0 | 0 | [6 empty] | 0 | 0 | 0 | 0 | 1900 | 0 | 0 | E | [6 empty] | 0
3 |  | 13998 | 2867 | 5 | ST | 35000 | C | OP | 10 | 1940 | FO2 |  |  | BIT |  |  | 13125 | 42000 | 42000 | 0 |  | 0 | 0 | 0 | 0 | 0 | 0 | [6 empty] | 0 | 0 | 0 | 10 | 1940 | 0 | 0 | [7 empty] | 0
3 |  | 13998 | 2867 | 6 | ST | 69000 | C | OP | 10 | 1949 | FO2 |  |  | BIT |  |  | 14423 | 65000 | 65000 | 0 |  | 0 | 0 | 0 | 0 | 0 | 0 | [6 empty] | 0 | 0 | 0 | 8 | 1949 | 0 | 0 | [7 empty] | 0
3 |  | 13998 | 2867 | 7 | ST | 69000 | C | OP | 11 | 1949 | FO2 |  |  | BIT |  |  | 13241 | 65000 | 65000 | 0 |  | 0 | 0 | 0 | 0 | 0 | 0 | [6 empty] | 0 | 0 | 0 | 11 | 1949 | 0 | 0 | [7 empty] | 0
3 |  | 13998 | 2869 | 1A | CT | 65300 | P | SC | 6 | 1983 | FO2 |  |  | FO2 |  |  | 11640 | 51000 | 60000 | 0 |  | 0 | 0 | 0 | 0 | 0 | 0 | [6 empty] | 0 | 0 | 0 | 5 | 1983 | 0 | 0 | E | [6 empty] | 0
3 |  | 13998 | 2869 | 1B | CT | 65300 | P | SC | 6 | 1973 | FO2 |  |  | FO2 |  |  | 11640 | 51000 | 60000 | 0 |  | 0 | 0 | 0 | 0 | 0 | 0 | [6 empty] | 0 | 0 | 0 | 5 | 1973 | 0 | 0 | E | [6 empty] | 0
3 |  | 13998 | 2869 | 1C | CA | 103500 | P | SC | 2 | 1975 | FO2 |  |  | WH | FO2 |  | 8430 | 64000 | 70000 | 0 |  | 0 | 0 | 0 | 0 | 0 | 0 | [6 empty] | 0 | 0 | 0 | 12 | 1974 | 0 | 0 | [7 empty] | 0
3 |  | 13998 | 6093 | 1 | NP | 0 |  |  | 0 | 0 | [6 empty] | 0 | 0 | 0 | 1280000 | CN | 88 | 1980 | 4 | 1986 | 4 | 1988 |  |  |  | UR |  |  | 0 | 0 | 0 | 0 | 0 | 0 | 0 | [7 empty] | 0
3 |  | 13998 | 6093 | 2 | NP | 0 |  |  | 0 | 0 | [6 empty] | 0 | 0 | 0 | 1280000 | CN | 88 | 1980 | 4 | 1986 | 4 | 1988 |  |  |  | UR |  |  | 0 | 0 | 0 | 0 | 0 | 0 | 0 | [7 empty] | 0
3 |  | 13998 | 6539 | 1 | ST | 2500 |  |  | 2 | 1945 |  |  |  | COL |  |  | 0 | 0 | 0 | 0 | RE | 11 | 1982 | 0 | 0 | 0 | 0 | [6 empty] | 0 | 0 | 0 | 0 | 1945 | 0 | 0 | E | [6 empty] | 0
3 |  | 13998 | 6539 | 2 | ST | 1500 |  |  | 99 | 1935 |  |  |  | COL |  |  | 0 | 0 | 0 | 0 | RE | 11 | 1982 | 0 | 0 | 0 | 0 | [6 empty] | 0 | 0 | 0 | 0 | 1935 | 0 | 0 | E | [6 empty] | 0
3 |  | 13998 | 6539 | 3 | ST | 5000 |  |  | 99 | 1950 |  |  |  | COL |  |  | 0 | 0 | 0 | 0 | RE | 11 | 1982 | 0 | 0 | 0 | 0 | [6 empty] | 0 | 0 | 0 | 0 | 1950 | 0 | 0 | E | [6 empty] | 0
3 |  | 13998 | 6539 | 4 | ST | 7500 |  |  | 99 | 1962 |  |  |  | COL |  |  | 0 | 0 | 0 | 0 | RE | 11 | 1982 | 0 | 0 | 0 | 0 | [6 empty] | 0 | 0 | 0 | 0 | 1962 | 0 | 0 | E | [6 empty] | 0
3 |  | 14006 | 2871 | 1 | IC | 1000 |  |  | 0 | 1900 |  |  |  | PET |  |  | 0 | 0 | 0 | 0 | RE | 3 | 1976 | 0 | 0 | 0 | 0 | [6 empty] | 0 | 0 | 0 | 0 | 1900 | 0 | 0 | E | [6 empty] | 0
3 |  | 14006 | 2871 | 2 | IC | 1000 |  |  | 0 | 1900 |  |  |  | PET |  |  | 0 | 0 | 0 | 0 | RE | 3 | 1976 | 0 | 0 | 0 | 0 | [6 empty] | 0 | 0 | 0 | 0 | 1900 | 0 | 0 | E | [6 empty] | 0
3 |  | 14006 | 2871 | 3 | IC | 1000 |  |  | 0 | 1900 |  |  |  | PET |  |  | 0 | 0 | 0 | 0 | RE | 3 | 1976 | 0 | 0 | 0 | 0 | [6 empty] | 0 | 0 | 0 | 0 | 1900 | 0 | 0 | E | [6 empty] | 0
3 |  | 14006 | 2872 | 1 | ST | 219688 | B | OP | 12 | 1953 | FO2 |  |  | BIT |  |  | 9373 | 190000 | 205000 | 0 |  | 0 | 0 | 0 | 0 | 0 | 0 | [6 empty] | 0 | 0 | 0 | 11 | 1953 | 0 | 0 | E | [6 empty] | 0
3 |  | 14006 | 2872 | 2 | ST | 219688 | B | OP | 6 | 1954 | FO2 |  |  | BIT |  |  | 9403 | 190000 | 205000 | 0 |  | 0 | 0 | 0 | 0 | 0 | 0 | [6 empty] | 0 | 0 | 0 | 5 | 1954 | 0 | 0 | E | [6 empty] | 0
3 |  | 14006 | 2872 | 3 | ST | 237500 | B | OP | 12 | 1957 | FO2 |  |  | BIT |  |  | 9367 | 205000 | 215000 | 0 |  | 0 | 0 | 0 | 0 | 0 | 0 | [6 empty] | 0 | 0 | 0 | 11 | 1957 | 0 | 0 | E | [6 empty] | 0
3 |  | 14006 | 2872 | 4 | ST | 237500 | B | OP | 5 | 1958 | FO2 |  |  | BIT |  |  | 9179 | 205000 | 215000 | 0 |  | 0 | 0 | 0 | 0 | 0 | 0 | [6 empty] | 0 | 0 | 0 | 4 | 1958 | 0 | 0 | E | [6 empty] | 0
3 |  | 14006 | 2872 | 5 | ST | 615230 | B | OP | 10 | 1968 | FO2 |  |  | BIT |  |  | 9274 | 575000 | 585000 | 0 |  | 0 | 0 | 0 | 0 | 0 | 0 | [6 empty] | 0 | 0 | 0 | 8 | 1968 | 0 | 0 | E | [6 empty] | 0
3 |  | 14006 | 2873 | 2 | ST | 40000 |  |  | 99 | 1928 |  |  |  | COL |  |  | 0 | 0 | 0 | 0 | RE | 6 | 1975 | 0 | 0 | 0 | 0 | [6 empty] | 0 | 0 | 0 | 0 | 1928 | 0 | 0 | E | [6 empty] | 0
3 |  | 14006 | 2873 | 3 | ST | 109000 |  |  | 99 | 1928 |  |  |  | COL |  |  | 0 | 0 | 0 | 0 | RE | 6 | 1975 | 0 | 0 | 0 | 0 | [6 empty] | 0 | 0 | 0 | 0 | 1928 | 0 | 0 | E | [6 empty] | 0
3 |  | 14006 | 2873 | 4 | ST | 85000 |  |  | 99 | 1942 |  |  |  | COL |  |  | 0 | 0 | 0 | 0 | RE | 6 | 1975 | 0 | 0 | 0 | 0 | [6 empty] | 0 | 0 | 0 | 0 | 1942 | 0 | 0 | E | [6 empty] | 0
3 |  | 14006 | 2873 | 5 | ST | 85000 |  |  | 99 | 1942 |  |  |  | COL |  |  | 0 | 0 | 0 | 0 | RE | 6 | 1975 | 0 | 0 | 0 | 0 | [6 empty] | 0 | 0 | 0 | 0 | 1942 | 0 | 0 | E | [6 empty] | 0
3 |  | 14006 | 2873 | 6 | ST | 125000 |  |  | 99 | 1957 |  |  |  | COL |  |  | 0 | 0 | 0 | 0 | RE | 12 | 1975 | 0 | 0 | 0 | 0 | [6 empty] | 0 | 0 | 0 | 0 | 1957 | 0 | 0 | E | [6 empty] | 0
3 |  | 14006 | 2874 | 1 | PB | 70000 | B | TS | 0 | 0 |  |  |  | BIT |  |  | 0 | 70000 | 70000 | 0 |  | 0 | 0 | 0 | 0 | 0 | 0 | [6 empty] | 0 | 0 | 0 | 10 | 1990 | 0 | 0 | [7 empty] | 0
3 |  | 14006 | 2874 | 2 | ST | 115000 |  |  | 99 | 1948 |  |  |  | COL |  |  | 0 | 0 | 0 | 0 | RE | 10 | 1976 | 0 | 0 | 0 | 0 | [6 empty] | 0 | 0 | 0 | 0 | 1948 | 0 | 0 | E | [6 empty] | 0
3 |  | 14006 | 2875 | 1 | ST | 5000 |  |  | 99 | 1938 |  |  |  | COL |  |  | 0 | 0 | 0 | 0 | RE | 6 | 1975 | 0 | 0 | 0 | 0 | [6 empty] | 0 | 0 | 0 | 0 | 1938 | 0 | 0 | E | [6 empty] | 0
3 |  | 14006 | 2875 | 2 | ST | 5000 |  |  | 99 | 1938 |  |  |  | COL |  |  | 0 | 0 | 0 | 0 | RE | 12 | 1975 | 0 | 0 | 0 | 0 | [6 empty] | 0 | 0 | 0 | 0 | 1938 | 0 | 0 | E | [6 empty] | 0
3 |  | 14006 | 2875 | 3 | ST | 8000 |  |  | 99 | 1941 |  |  |  | COL |  |  | 0 | 0 | 0 | 0 | RE | 12 | 1975 | 0 | 0 | 0 | 0 | [6 empty] | 0 | 0 | 0 | 0 | 1941 | 0 | 0 | E | [6 empty] | 0
3 |  | 14006 | 2875 | 4 | ST | 10000 |  |  | 99 | 1947 |  |  |  | COL |  |  | 0 | 0 | 0 | 0 | RE | 12 | 1975 | 0 | 0 | 0 | 0 | [6 empty] | 0 | 0 | 0 | 0 | 1947 | 0 | 0 | E | [6 empty] | 0
3 |  | 14006 | 2875 | 5 | ST | 10000 |  |  | 99 | 1950 |  |  |  | COL |  |  | 0 | 0 | 0 | 0 | RE | 12 | 1975 | 0 | 0 | 0 | 0 | [6 empty] | 0 | 0 | 0 | 0 | 1950 | 0 | 0 | E | [6 empty] | 0
3 |  | 14006 | 3947 | 1 | ST | 237500 | B | OP | 7 | 1958 | FO2 |  |  | BIT |  |  | 9108 | 200000 | 210000 | 0 |  | 0 | 0 | 0 | 0 | 0 | 0 | [6 empty] | 0 | 0 | 0 | 6 | 1958 | 0 | 0 | E | [6 empty] | 0
3 |  | 14006 | 3947 | 2 | ST | 237500 | B | OP | 11 | 1958 | FO2 |  |  | BIT |  |  | 9171 | 200000 | 210000 | 0 |  | 0 | 0 | 0 | 0 | 0 | 0 | [6 empty] | 0 | 0 | 0 | 10 | 1958 | 0 | 0 | E | [6 empty] | 0
3 |  | 14006 | 3947 | 3 | ST | 237500 | B | OP | 3 | 1959 | FO2 |  |  | BIT |  |  | 9288 | 200000 | 210000 | 0 |  | 0 | 0 | 0 | 0 | 0 | 0 | [6 empty] | 0 | 0 | 0 | 2 | 1959 | 0 | 0 | E | [6 empty] | 0
3 |  | 14006 | 3948 | 1 | ST | 816300 | B | OP | 5 | 1971 | FO2 |  |  | BIT |  |  | 9497 | 800000 | 800000 | 0 |  | 0 | 0 | 0 | 0 | 0 | 0 | [6 empty] | 0 | 0 | 0 | 2 | 1971 | 0 | 0 | E | [6 empty] | 0
3 |  | 14006 | 3948 | 2 | ST | 816300 | B | OP | 5 | 1971 | FO2 |  |  | BIT |  |  | 9359 | 800000 | 800000 | 0 |  | 0 | 0 | 0 | 0 | 0 | 0 | [6 empty] | 0 | 0 | 0 | 2 | 1971 | 0 | 0 | E | [6 empty] | 0
3 |  | 14006 | 6006 | 1 | HC | 23750 |  | OP | 1 | 1983 |  |  |  | WAT |  |  | 0 | 24000 | 24000 | 0 |  | 0 | 0 | 0 | 0 | 0 | 0 | [6 empty] | 0 | 0 | 0 | 0 | 1983 | 0 | 0 | E | [6 empty] | 0
3 |  | 14006 | 6006 | 2 | HC | 23750 |  | OP | 9 | 1982 |  |  |  | WAT |  |  | 0 | 24000 | 24000 | 0 |  | 0 | 0 | 0 | 0 | 0 | 0 | [6 empty] | 0 | 0 | 0 | 0 | 1982 | 0 | 0 | E | [6 empty] | 0
3 |  | 14006 | 8102 | 1 | ST | 1300000 | B | OP | 10 | 1974 | FO2 |  |  | BIT |  |  | 9464 | 1300000 | 1300000 | 0 |  | 0 | 0 | 0 | 0 | 0 | 0 | [6 empty] | 0 | 0 | 0 | 7 | 1974 | 0 | 0 | E | [6 empty] | 0
3 |  | 14006 | 8102 | 2 | ST | 1300000 | B | OP | 7 | 1975 | FO2 |  |  | BIT |  |  | 9359 | 1300000 | 1300000 | 0 |  | 0 | 0 | 0 | 0 | 0 | 0 | [6 empty] | 0 | 0 | 0 | 4 | 1975 | 0 | 0 | E | [6 empty] | 0
3 |  | 14015 | 2876 | 1 | ST | 217260 | B | OP | 2 | 1955 | FO2 |  |  | BIT |  |  | 10005 | 216000 | 222000 | 0 |  | 0 | 0 | 0 | 0 | 0 | 0 | [6 empty] | 0 | 0 | 0 | 1 | 1955 | 0 | 0 | E | [6 empty] | 0
3 |  | 14015 | 2876 | 2 | ST | 217260 | B | OP | 6 | 1955 | FO2 |  |  | BIT |  |  | 10005 | 207000 | 214700 | 0 |  | 0 | 0 | 0 | 0 | 0 | 0 | [6 empty] | 0 | 0 | 0 | 6 | 1955 | 0 | 0 | E | [6 empty] | 0
3 |  | 14015 | 2876 | 3 | ST | 217260 | B | OP | 9 | 1955 | FO2 |  |  | BIT |  |  | 10005 | 200000 | 207700 | 0 |  | 0 | 0 | 0 | 0 | 0 | 0 | [6 empty] | 0 | 0 | 0 | 8 | 1955 | 0 | 0 | E | [6 empty] | 0
3 |  | 14015 | 2876 | 4 | ST | 217260 | B | OP | 11 | 1955 | FO2 |  |  | BIT |  |  | 10005 | 200000 | 207700 | 0 |  | 0 | 0 | 0 | 0 | 0 | 0 | [6 empty] | 0 | 0 | 0 | 11 | 1955 | 0 | 0 | [7 empty] | 0
3 |  | 14015 | 2876 | 5 | ST | 217260 | B | OP | 12 | 1955 | FO2 |  |  | BIT |  |  | 10005 | 213000 | 220700 | 0 |  | 0 | 0 | 0 | 0 | 0 | 0 | [6 empty] | 0 | 0 | 0 | 12 | 1955 | 0 | 0 | [7 empty] | 0
3 |  | 14063 | 2947 | 1 | ST | 73500 | C | SC | 3 | 1953 | NG |  |  | NG | FO2 |  | 12099 | 74000 | 74000 | 0 |  | 0 | 0 | 0 | 0 | 0 | 0 | [6 empty] | 0 | 0 | 0 | 3 | 1953 | 0 | 0 | [7 empty] | 0
3 |  | 14063 | 2948 | 1 | ST | 35000 |  |  | 99 | 1930 |  |  |  | NG |  |  | 0 | 0 | 0 | 0 | RE | 11 | 1980 | 0 | 0 | 0 | 0 | [6 empty] | 0 | 0 | 0 | 0 | 1930 | 0 | 0 | E | [6 empty] | 0
3 |  | 14063 | 2948 | 2 | ST | 20000 |  |  | 99 | 1943 |  |  |  | NG |  |  | 0 | 0 | 0 | 0 | RE | 11 | 1980 | 0 | 0 | 0 | 0 | [6 empty] | 0 | 0 | 0 | 0 | 1943 | 0 | 0 | E | [6 empty] | 0
3 |  | 14063 | 2948 | 3 | GT | 3500 |  |  | 99 | 1949 |  |  |  | NG |  |  | 0 | 0 | 0 | 0 | RE | 11 | 1980 | 0 | 0 | 0 | 0 | [6 empty] | 0 | 0 | 0 | 0 | 1949 | 0 | 0 | E | [6 empty] | 0
3 |  | 14063 | 2948 | 4 | GT | 4000 |  |  | 99 | 1952 |  |  |  | NG |  |  | 0 | 0 | 0 | 0 | RE | 11 | 1980 | 0 | 0 | 0 | 0 | [6 empty] | 0 | 0 | 0 | 0 | 1952 | 0 | 0 | E | [6 empty] | 0
3 |  | 14063 | 2949 | 1 | ST | 2000 |  |  | 99 | 1919 |  |  |  | NG |  |  | 0 | 0 | 0 | 0 | RE | 0 | 0 | 0 | 0 | 0 | 0 | [6 empty] | 0 | 0 | 0 | 0 | 1919 | 0 | 0 | E | [6 empty] | 0
3 |  | 14063 | 2949 | 2 | ST | 2000 |  |  | 99 | 1919 |  |  |  | NG |  |  | 0 | 0 | 0 | 0 | RE | 0 | 0 | 0 | 0 | 0 | 0 | [6 empty] | 0 | 0 | 0 | 0 | 1919 | 0 | 0 | E | [6 empty] | 0
3 |  | 14063 | 2949 | 3 | ST | 6000 |  |  | 99 | 1927 |  |  |  | NG |  |  | 0 | 0 | 0 | 0 | RE | 0 | 0 | 0 | 0 | 0 | 0 | [6 empty] | 0 | 0 | 0 | 0 | 1927 | 0 | 0 | E | [6 empty] | 0
3 |  | 14063 | 2949 | 4 | ST | 6000 |  |  | 99 | 1927 |  |  |  | NG |  |  | 0 | 0 | 0 | 0 | RE | 0 | 0 | 0 | 0 | 0 | 0 | [6 empty] | 0 | 0 | 0 | 0 | 1927 | 0 | 0 | E | [6 empty] | 0
3 |  | 14063 | 2950 | 1 | GT | 15000 | P | OP | 11 | 1965 | NG |  |  | NG |  |  | 18500 | 12000 | 12000 | 0 |  | 0 | 0 | 0 | 0 | 0 | 0 | [6 empty] | 0 | 0 | 0 | 4 | 1965 | 0 | 0 | [7 empty] | 0
3 |  | 14063 | 2950 | 2 | GT | 15000 | P | OP | 11 | 1965 | NG |  |  | NG |  |  | 18500 | 12000 | 12000 | 0 |  | 0 | 0 | 0 | 0 | 0 | 0 | [6 empty] | 0 | 0 | 0 | 5 | 1965 | 0 | 0 | [7 empty] | 0
3 |  | 14063 | 2950 | 3 | GT | 15000 | P | OP | 11 | 1965 | NG |  |  | NG |  |  | 18500 | 12000 | 12000 | 0 |  | 0 | 0 | 0 | 0 | 0 | 0 | [6 empty] | 0 | 0 | 0 | 4 | 1965 | 0 | 0 | [7 empty] | 0
3 |  | 14063 | 2950 | 4 | GT | 15000 | P | OP | 11 | 1965 | NG |  |  | NG |  |  | 18500 | 12000 | 12000 | 0 |  | 0 | 0 | 0 | 0 | 0 | 0 | [6 empty] | 0 | 0 | 0 | 4 | 1965 | 0 | 0 | [7 empty] | 0
3 |  | 14063 | 2951 | 1 | ST | 18000 |  |  | 99 | 1924 |  |  |  | NG | FO6 |  | 0 | 0 | 0 | 0 | RE | 3 | 1981 | 0 | 0 | 0 | 0 | [6 empty] | 0 | 0 | 0 | 0 | 1924 | 0 | 0 | E | [6 empty] | 0
3 |  | 14063 | 2951 | 2 | ST | 20000 |  |  | 99 | 1927 |  |  |  | NG | FO6 |  | 0 | 0 | 0 | 0 | RE | 3 | 1981 | 0 | 0 | 0 | 0 | [6 empty] | 0 | 0 | 0 | 0 | 1927 | 0 | 0 | E | [6 empty] | 0
3 |  | 14063 | 2951 | 3 | ST | 30000 |  |  | 99 | 1928 |  |  |  | NG | FO6 |  | 0 | 0 | 0 | 0 | RE | 3 | 1981 | 0 | 0 | 0 | 0 | [6 empty] | 0 | 0 | 0 | 0 | 1928 | 0 | 0 | E | [6 empty] | 0
3 |  | 14063 | 2951 | 4 | ST | 10000 |  |  | 99 | 1947 |  |  |  | NG | FO6 |  | 0 | 0 | 0 | 0 | RE | 3 | 1981 | 0 | 0 | 0 | 0 | [6 empty] | 0 | 0 | 0 | 0 | 1947 | 0 | 0 | E | [6 empty] | 0
3 |  | 14063 | 2951 | 5 | ST | 12500 |  |  | 99 | 1923 |  |  |  | NG | FO6 |  | 0 | 0 | 0 | 0 | RE | 3 | 1981 | 0 | 0 | 0 | 0 | [6 empty] | 0 | 0 | 0 | 0 | 1923 | 0 | 0 | E | [6 empty] | 0
3 |  | 14063 | 2951 | 6 | ST | 163200 | C | OP | 4 | 1958 | NG |  |  | NG | FO6 |  | 10085 | 178000 | 178000 | 0 |  | 0 | 0 | 0 | 0 | 0 | 0 | [6 empty] | 0 | 0 | 0 | 3 | 1958 | 0 | 0 | E | [6 empty] | 0
3 |  | 14063 | 2951 | 8 | ST | 442800 | B | OP | 6 | 1969 | NG |  |  | NG | FO6 |  | 9744 | 412000 | 412000 | 0 |  | 0 | 0 | 0 | 0 | 0 | 0 | [6 empty] | 0 | 0 | 0 | 4 | 1969 | 0 | 0 | [7 empty] | 0
3 |  | 14063 | 2951 | GT7 | CT | 27200 | B | OP | 6 | 1963 | NG |  |  | NG | FO2 |  | 9976 | 20000 | 20000 | 0 |  | 0 | 0 | 0 | 0 | 0 | 0 | [6 empty] | 0 | 0 | 0 | 4 | 1963 | 0 | 0 | [7 empty] | 0
3 |  | 14063 | 2951 | ST7 | CA | 219725 | B | OP | 6 | 1963 | NG |  |  | NG | FO6 |  | 9976 | 218500 | 218500 | 0 |  | 0 | 0 | 0 | 0 | 0 | 0 | [6 empty] | 0 | 0 | 0 | 3 | 1963 | 0 | 0 | [7 empty] | 0
3 |  | 14063 | 2952 | 1 | ST | 8000 |  |  | 99 | 1924 |  |  |  | NG | FO6 |  | 0 | 0 | 0 | 0 | RE | 12 | 1980 | 0 | 0 | 0 | 0 | [6 empty] | 0 | 0 | 0 | 0 | 1924 | 0 | 0 | E | [6 empty] | 0
3 |  | 14063 | 2952 | 2 | ST | 15000 |  |  | 99 | 1924 |  |  |  | NG | FO6 |  | 0 | 0 | 0 | 0 | RE | 12 | 1980 | 0 | 0 | 0 | 0 | [6 empty] | 0 | 0 | 0 | 0 | 1924 | 0 | 0 | E | [6 empty] | 0
3 |  | 14063 | 2952 | 3 | ST | 173400 | C | OP | 5 | 1956 | NG |  |  | NG | FO6 |  | 10064 | 184000 | 184000 | 0 |  | 0 | 0 | 0 | 0 | 0 | 0 | [6 empty] | 0 | 0 | 0 | 5 | 1956 | 0 | 0 | [7 empty] | 0
3 |  | 14063 | 2952 | 4 | ST | 572400 | B | OP | 12 | 1977 | NG |  |  | SUB |  |  | 10481 | 500000 | 500000 | 0 |  | 0 | 0 | 0 | 0 | 0 | 0 | [6 empty] | 0 | 0 | 0 | 7 | 1977 | 0 | 0 | [7 empty] | 0
3 |  | 14063 | 2952 | 5 | ST | 572400 | B | OP | 10 | 1978 | NG |  |  | SUB |  |  | 10481 | 500000 | 500000 | 0 |  | 0 | 0 | 0 | 0 | 0 | 0 | [6 empty] | 0 | 0 | 0 | 8 | 1978 | 0 | 0 | [7 empty] | 0
3 |  | 14063 | 2952 | 6 | ST | 572400 | B | OP | 6 | 1984 | NG |  |  | SUB |  |  | 10149 | 515000 | 515000 | 0 |  | 0 | 0 | 0 | 0 | 0 | 0 | [6 empty] | 0 | 0 | 0 | 5 | 1984 | 0 | 0 | [7 empty] | 0
3 |  | 14063 | 2953 | 1 | ST | 81500 | C | OS | 5 | 1950 | NG |  |  | NG |  |  | 12157 | 58000 | 58000 | 0 |  | 0 | 0 | 0 | 0 | 0 | 0 | [6 empty] | 0 | 0 | 0 | 5 | 1950 | 0 | 0 | [7 empty] | 0
3 |  | 14063 | 2953 | 2 | ST | 62500 | C | OS | 3 | 1951 | NG |  |  | NG |  |  | 12388 | 57000 | 57000 | 0 |  | 0 | 0 | 0 | 0 | 0 | 0 | [6 empty] | 0 | 0 | 0 | 3 | 1951 | 0 | 0 | [7 empty] | 0
3 |  | 14063 | 2953 | 3 | ST | 133430 | C | OP | 6 | 1955 | NG |  |  | NG | FO2 |  | 10491 | 122000 | 122000 | 0 |  | 0 | 0 | 0 | 0 | 0 | 0 | [6 empty] | 0 | 0 | 0 | 5 | 1955 | 0 | 0 | E | [6 empty] | 0
3 |  | 14063 | 2953 | 4 | ST | 252756 | C | OP | 6 | 1959 | NG |  |  | NG | FO2 |  | 10301 | 260000 | 260000 | 0 |  | 0 | 0 | 0 | 0 | 0 | 0 | [6 empty] | 0 | 0 | 0 | 6 | 1959 | 0 | 0 | [7 empty] | 0
3 |  | 14063 | 2953 | 5A | GT | 41850 | P | OP | 6 | 1971 | NG | JF |  | NG | JF |  | 18500 | 32000 | 32000 | 0 |  | 0 | 0 | 0 | 0 | 0 | 0 | [6 empty] | 0 | 0 | 0 | 6 | 1971 | 0 | 0 | [7 empty] | 0
3 |  | 14063 | 2953 | 5B | GT | 41850 | P | OP | 6 | 1971 | NG | JF |  | NG | JF |  | 18500 | 32000 | 32000 | 0 |  | 0 | 0 | 0 | 0 | 0 | 0 | [6 empty] | 0 | 0 | 0 | 6 | 1971 | 0 | 0 | [7 empty] | 0
3 |  | 14063 | 2954 | 1 | ST | 15000 |  |  | 99 | 1928 |  |  |  | NG | BIT |  | 0 | 0 | 0 | 0 | RE | 12 | 1981 | 0 | 0 | 0 | 0 | [6 empty] | 0 | 0 | 0 | 0 | 1928 | 0 | 0 | E | [6 empty] | 0
3 |  | 14063 | 2954 | 2 | ST | 25000 |  |  | 99 | 1948 |  |  |  | NG | BIT |  | 0 | 0 | 0 | 0 | RE | 12 | 1981 | 0 | 0 | 0 | 0 | [6 empty] | 0 | 0 | 0 | 0 | 1948 | 0 | 0 | E | [6 empty] | 0
3 |  | 14063 | 2956 | 1 | ST | 567000 | B | OP | 3 | 1971 | NG |  |  | NG | FO2 |  | 9940 | 530000 | 530000 | 0 |  | 0 | 0 | 0 | 0 | 0 | 0 | [6 empty] | 0 | 0 | 0 | 12 | 1970 | 0 | 0 | [7 empty] | 0
3 |  | 14063 | 2956 | 2 | ST | 567000 | B | OP | 2 | 1973 | NG |  |  | NG | FO2 |  | 9917 | 507000 | 507000 | 0 |  | 0 | 0 | 0 | 0 | 0 | 0 | [6 empty] | 0 | 0 | 0 | 12 | 1972 | 0 | 0 | [7 empty] | 0
3 |  | 14063 | 2956 | 3 | ST | 567000 | B | OP | 6 | 1975 | NG |  |  | NG | FO6 |  | 9983 | 500000 | 500000 | 0 |  | 0 | 0 | 0 | 0 | 0 | 0 | [6 empty] | 0 | 0 | 0 | 2 | 1975 | 0 | 0 | [7 empty] | 0
3 |  | 14063 | 2956 | GT1 | GT | 23580 | P | OP | 5 | 1971 | NG |  |  | NG | FO2 |  | 18500 | 19000 | 19000 | 0 |  | 0 | 0 | 0 | 0 | 0 | 0 | [6 empty] | 0 | 0 | 0 | 5 | 1971 | 0 | 0 | [7 empty] | 0
3 |  | 14063 | 2957 | 3 | IC | 1000 |  |  | 99 | 1927 |  |  |  | FO2 |  |  | 0 | 0 | 0 | 0 | RE | 12 | 1980 | 0 | 0 | 0 | 0 | [6 empty] | 0 | 0 | 0 | 0 | 1927 | 0 | 0 | E | [6 empty] | 0
3 |  | 14063 | 2957 | 5 | IC | 1000 |  |  | 99 | 1945 |  |  |  | FO2 |  |  | 0 | 0 | 0 | 0 | RE | 12 | 1980 | 0 | 0 | 0 | 0 | [6 empty] | 0 | 0 | 0 | 0 | 1945 | 0 | 0 | E | [6 empty] | 0
3 |  | 14063 | 2958 | 2 | IC | 400 |  |  | 99 | 1922 |  |  |  | NG | FO2 |  | 0 | 0 | 0 | 0 | RE | 2 | 1981 | 0 | 0 | 0 | 0 | [6 empty] | 0 | 0 | 0 | 0 | 1922 | 0 | 0 | E | [6 empty] | 0
3 |  | 14063 | 2958 | 3 | IC | 600 |  |  | 99 | 1928 |  |  |  | NG | FO2 |  | 0 | 0 | 0 | 0 | RE | 2 | 1981 | 0 | 0 | 0 | 0 | [6 empty] | 0 | 0 | 0 | 0 | 1928 | 0 | 0 | E | [6 empty] | 0
3 |  | 14063 | 2958 | 4 | IC | 900 |  |  | 99 | 1941 |  |  |  | NG | FO2 |  | 0 | 0 | 0 | 0 | RE | 2 | 1981 | 0 | 0 | 0 | 0 | [6 empty] | 0 | 0 | 0 | 0 | 1941 | 0 | 0 | E | [6 empty] | 0
3 |  | 14063 | 2958 | 7 | IC | 1000 |  |  | 99 | 1948 |  |  |  | NG | FO2 |  | 0 | 0 | 0 | 0 | RE | 2 | 1981 | 0 | 0 | 0 | 0 | [6 empty] | 0 | 0 | 0 | 0 | 1948 | 0 | 0 | E | [6 empty] | 0
3 |  | 14063 | 2958 | GT1 | GT | 11500 | P | OP | 6 | 1963 | NG |  |  | NG | FO2 |  | 18500 | 10800 | 10800 | 0 |  | 0 | 0 | 0 | 0 | 0 | 0 | [6 empty] | 0 | 0 | 0 | 4 | 1963 | 0 | 0 | [7 empty] | 0
3 |  | 14063 | 2958 | IC1 | IC | 1000 |  |  | 99 | 1947 |  |  |  | NG | FO2 |  | 0 | 0 | 0 | 0 | RE | 2 | 1981 | 0 | 0 | 0 | 0 | [6 empty] | 0 | 0 | 0 | 0 | 1947 | 0 | 0 | E | [6 empty] | 0
3 |  | 14063 | 5030 | 1 | GT | 0 |  |  | 0 | 0 | [6 empty] | 0 | 0 | 0 | 100000 | PL | 0 | 0 | 5 | 1989 | 5 | 2003 | LO |  |  | NG | FO2 |  | 100000 | 100000 | 0 | 0 | 0 | 81711 | 98112 |  |  |  |  | Y | Include a 30mw frame 6 and 70mw frame 7ct |  | 0
3 |  | 14063 | 5030 | 2 | GT | 0 |  |  | 0 | 0 | [6 empty] | 0 | 0 | 0 | 100000 | PL | 0 | 0 | 5 | 1990 | 5 | 2004 | LO |  |  | NG | FO2 |  | 100000 | 100000 | 0 | 0 | 0 | 81711 | 98112 |  |  |  |  | Y | Include a 30mw frame 6 and 70mw frame 7ct |  | 0
3 |  | 14063 | 5030 | 3 | GT | 0 |  |  | 0 | 0 | [6 empty] | 0 | 0 | 0 | 70000 | PL | 0 | 0 | 5 | 1991 | 5 | 2005 | LO |  |  | NG | FO2 |  | 70000 | 70000 | 0 | 0 | 0 | 57640 | 69199 | [7 empty] | 0
3 |  | 14063 | 5030 | 4 | GT | 0 |  |  | 0 | 0 | [6 empty] | 0 | 0 | 0 | 70000 | PL | 0 | 0 | 5 | 1993 | 5 | 2006 | LO |  |  | NG | FO2 |  | 70000 | 70000 | 0 | 0 | 0 | 57640 | 69199 | [7 empty] | 0
3 |  | 14063 | 5031 | 1 | ST | 0 |  |  | 0 | 0 | [6 empty] | 0 | 0 | 0 | 0 | CN | 99 | 0 | 5 | 1984 | 88 | 1988 |  |  |  | COL |  |  | 0 | 0 | 0 | 0 | 0 | 0 | 0 | [7 empty] | 0
3 |  | 14063 | 5031 | 2 | ST | 0 |  |  | 0 | 0 | [6 empty] | 0 | 0 | 0 | 0 | CN | 99 | 0 | 5 | 1985 | 88 | 1988 |  |  |  | COL |  |  | 0 | 0 | 0 | 0 | 0 | 0 | 0 | [7 empty] | 0
3 |  | 14063 | 5031 | 3 | ST | 0 |  |  | 0 | 0 | [6 empty] | 0 | 0 | 0 | 0 | CN | 99 | 0 | 5 | 1989 | 88 | 1988 |  |  |  | COL |  |  | 0 | 0 | 0 | 0 | 0 | 0 | 0 | [7 empty] | 0
3 |  | 14063 | 6095 | 1 | ST | 568800 | B | OP | 11 | 1979 | FO2 |  |  | SUB |  |  | 10029 | 505000 | 505000 | 0 |  | 0 | 0 | 0 | 0 | 0 | 0 | [6 empty] | 0 | 0 | 0 | 8 | 1979 | 0 | 0 | [7 empty] | 0
3 |  | 14063 | 6095 | 2 | ST | 568800 | B | OP | 12 | 1980 | FO2 |  |  | SUB |  |  | 9842 | 510000 | 510000 | 0 |  | 0 | 0 | 0 | 0 | 0 | 0 | [6 empty] | 0 | 0 | 0 | 11 | 1980 | 0 | 0 | [7 empty] | 0
3 |  | 14063 | 6095 | 3 | ST | 0 |  |  | 0 | 0 | [6 empty] | 0 | 0 | 0 | 569000 | IP | 11 | 1986 | 5 | 1981 | 0 | 0 | LO |  |  | SUB |  |  | 500000 | 500000 | 0 | 0 | 0 | 528199 | 538978 | [7 empty] | 0
3 |  | 14063 | 6095 | 4 | ST | 0 |  |  | 0 | 0 | [6 empty] | 0 | 0 | 0 | 569000 | CN | 99 | 9999 | 5 | 1983 | 88 | 1988 |  |  |  | SUB |  |  | 0 | 0 | 0 | 0 | 0 | 528000 | 539000 | [7 empty] | 0
3 |  | 14063 | 7185 | 1 | GT | 33510 | B | OP | 6 | 1991 |  |  |  | RG | NG |  | 15000 | 26000 | 26000 | 0 |  | 0 | 0 | 0 | 0 | 0 | 0 | [6 empty] | 0 | 0 | 0 | 3 | 1991 | 0 | 0 | [7 empty] | 0
3 |  | 14063 | 7185 | 2 | GT | 33510 | B | OP | 6 | 1991 |  |  |  | RG | NG |  | 15000 | 26000 | 26000 | 0 |  | 0 | 0 | 0 | 0 | 0 | 0 | [6 empty] | 0 | 0 | 0 | 3 | 1991 | 0 | 0 | [7 empty] | 0
3 |  | 14109 | 3012 | 1 | HC | 400 | B | OP | 5 | 1919 | WAT |  |  | WAT |  |  | 0 | 400 | 400 | 0 |  | 0 | 0 | 0 | 0 | 0 | 0 | [6 empty] | 0 | 0 | 0 | 2 | 1919 | 0 | 0 | E | [6 empty] | 0
3 |  | 14109 | 3012 | 2 | HC | 400 | B | OP | 5 | 1919 | WAT |  |  | WAT |  |  | 0 | 400 | 400 | 0 |  | 0 | 0 | 0 | 0 | 0 | 0 | [6 empty] | 0 | 0 | 0 | 2 | 1919 | 0 | 0 | E | [6 empty] | 0
3 |  | 14127 | 2219 | 1 | IC | 600 |  |  | 88 | 1940 | NG | FO2 |  | FO2 | NG |  | 0 | 600 | 600 | 0 | SD | 9 | 1986 | 0 | 0 | 0 | 0 | [6 empty] | 0 | 0 | 0 | 0 | 1940 | 0 | 0 | E | [6 empty] | 0
3 |  | 14127 | 2219 | 2 | IC | 775 |  |  | 88 | 1945 | NG | FO2 |  | FO2 | NG |  | 0 | 775 | 775 | 0 | SD | 9 | 1986 | 0 | 0 | 0 | 0 | [6 empty] | 0 | 0 | 0 | 0 | 1945 | 0 | 0 | E | [6 empty] | 0
3 |  | 14127 | 2219 | 3 | IC | 1214 |  |  | 88 | 1945 | FO2 | NG |  | FO2 | NG |  | 0 | 1214 | 1214 | 0 | SD | 9 | 1986 | 0 | 0 | 0 | 0 | [6 empty] | 0 | 0 | 0 | 0 | 1945 | 0 | 0 | E | [6 empty] | 0
3 |  | 14127 | 2219 | 4 | IC | 2500 |  |  | 88 | 1958 | FO2 | NG |  | FO2 | NG |  | 0 | 2500 | 2500 | 0 | SD | 9 | 1986 | 0 | 0 | 0 | 0 | [6 empty] | 0 | 0 | 0 | 0 | 1958 | 0 | 0 | E | [6 empty] | 0
3 |  | 14127 | 2219 | 5 | IC | 3500 |  |  | 88 | 1966 | FO2 | NG |  | FO2 | NG |  | 0 | 3500 | 3500 | 0 | SD | 9 | 1986 | 0 | 0 | 0 | 0 | [6 empty] | 0 | 0 | 0 | 0 | 1966 | 0 | 0 | E | [6 empty] | 0
3 |  | 14127 | 2289 | 1 | NP | 502000 | B | OP | 9 | 1973 |  |  |  | UR |  |  | 10643 | 476000 | 492000 | 0 |  | 0 | 0 | 0 | 0 | 0 | 0 | [6 empty] | 0 | 0 | 478000 | 8 | 1973 | 0 | 0 | [7 empty] | 0
3 |  | 14127 | 2289 | 2 | NP | 0 |  |  | 0 | 0 | [6 empty] | 0 | 0 | 0 | 1150000 | CN | 88 | 1977 | 5 | 1983 | 5 | 1983 |  |  |  | UR |  |  | 0 | 0 | 0 | 0 | 0 | 0 | 0 | [7 empty] | 0
3 |  | 14127 | 2290 | 1 | GT | 65000 | P | OP | 6 | 1973 | FO2 |  |  | FO2 |  |  | 12498 | 54700 | 63700 | 0 |  | 0 | 0 | 0 | 0 | 0 | 0 | [6 empty] | 0 | 0 | 0 | 5 | 1973 | 0 | 0 | E | [6 empty] | 0
3 |  | 14127 | 2290 | 2 | GT | 65000 | P | OP | 6 | 1973 | FO2 |  |  | FO2 |  |  | 12498 | 54700 | 63700 | 0 |  | 0 | 0 | 0 | 0 | 0 | 0 | [6 empty] | 0 | 0 | 0 | 5 | 1973 | 0 | 0 | E | [6 empty] | 0
3 |  | 14127 | 2290 | 6 | ST | 15000 |  |  | 99 | 1917 |  |  |  | BIT | NG |  | 0 | 0 | 0 | 0 | RE | 6 | 1974 | 0 | 0 | 0 | 0 | [6 empty] | 0 | 0 | 0 | 0 | 1917 | 0 | 0 | E | [6 empty] | 0
3 |  | 14127 | 2290 | 7 | ST | 20000 |  |  | 99 | 1921 |  |  |  | BIT | NG |  | 0 | 0 | 0 | 0 | RE | 6 | 1974 | 0 | 0 | 0 | 0 | [6 empty] | 0 | 0 | 0 | 0 | 1921 | 0 | 0 | E | [6 empty] | 0
3 |  | 14127 | 2290 | 8 | ST | 20000 |  |  | 99 | 1925 |  |  |  | BIT | NG |  | 0 | 0 | 0 | 0 | RE | 6 | 1974 | 0 | 0 | 0 | 0 | [6 empty] | 0 | 0 | 0 | 0 | 1925 | 0 | 0 | E | [6 empty] | 0
3 |  | 14127 | 2290 | 9 | ST | 25000 |  |  | 99 | 1929 |  |  |  | BIT | NG |  | 0 | 0 | 0 | 0 | RE | 6 | 1974 | 0 | 0 | 0 | 0 | [6 empty] | 0 | 0 | 0 | 0 | 1929 | 0 | 0 | E | [6 empty] | 0
3 |  | 14127 | 2290 | 10 | ST | 10000 |  |  | 99 | 1937 |  |  |  | BIT | NG |  | 0 | 0 | 0 | 0 | RE | 6 | 1974 | 0 | 0 | 0 | 0 | [6 empty] | 0 | 0 | 0 | 0 | 1937 | 0 | 0 | E | [6 empty] | 0
3 |  | 14127 | 2290 | 11 | ST | 34500 | P |  | 8 | 1949 | NG | FO2 |  | FO2 | NG |  | 12424 | 34000 | 34000 | 0 | RE | 9 | 1988 | 0 | 0 | 0 | 0 | [6 empty] | 0 | 0 | 0 | 7 | 1949 | 0 | 0 | E | [6 empty] | 0
3 |  | 14127 | 2290 | 12 | ST | 49000 | P |  | 6 | 1951 | NG | FO2 |  | FO2 | NG |  | 12251 | 44600 | 45200 | 0 | RE | 9 | 1988 | 0 | 0 | 0 | 0 | [6 empty] | 0 | 0 | 0 | 5 | 1951 | 0 | 0 | E | [6 empty] | 0
3 |  | 14127 | 2291 | 1 | ST | 73500 | C | OP | 7 | 1954 | NG | LPG |  | SUB | NG |  | 11759 | 75600 | 77100 | 0 |  | 0 | 0 | 0 | 0 | 0 | 0 | [6 empty] | 0 | 0 | 0 | 6 | 1954 | 0 | 0 | E | [6 empty] | 0
3 |  | 14127 | 2291 | 2 | ST | 108800 | C | OP | 4 | 1957 | NG | LPG |  | SUB | NG |  | 11313 | 102100 | 102200 | 0 |  | 0 | 0 | 0 | 0 | 0 | 0 | [6 empty] | 0 | 0 | 0 | 3 | 1957 | 0 | 0 | E | [6 empty] | 0
3 |  | 14127 | 2291 | 3 | ST | 108800 | C | OP | 4 | 1959 | NG | LPG |  | SUB | NG |  | 11466 | 102100 | 102200 | 0 |  | 0 | 0 | 0 | 0 | 0 | 0 | [6 empty] | 0 | 0 | 0 | 3 | 1959 | 0 | 0 | E | [6 empty] | 0
3 |  | 14127 | 2291 | 4 | ST | 136000 | C | OP | 3 | 1963 | NG | LPG |  | SUB | NG |  | 10972 | 133200 | 133300 | 0 |  | 0 | 0 | 0 | 0 | 0 | 0 | [6 empty] | 0 | 0 | 0 | 1 | 1963 | 0 | 0 | E | [6 empty] | 0
3 |  | 14127 | 2291 | 5 | ST | 217600 | C | OP | 5 | 1968 | NG | LPG |  | SUB | NG |  | 10703 | 214700 | 214800 | 0 |  | 0 | 0 | 0 | 0 | 0 | 0 | [6 empty] | 0 | 0 | 0 | 3 | 1968 | 0 | 0 | E | [6 empty] | 0
3 |  | 14127 | 2292 | 1 | GT | 55400 | P | OP | 6 | 1972 | NG | FO2 |  | NG | FO2 |  | 12227 | 51400 | 62300 | 0 |  | 0 | 0 | 0 | 0 | 0 | 0 | [6 empty] | 0 | 0 | 0 | 5 | 1972 | 0 | 0 | E | [6 empty] | 0
3 |  | 14127 | 2292 | 2 | GT | 55400 | P | OP | 6 | 1972 | NG | FO2 |  | NG | FO2 |  | 12227 | 51400 | 62300 | 0 |  | 0 | 0 | 0 | 0 | 0 | 0 | [6 empty] | 0 | 0 | 0 | 5 | 1972 | 0 | 0 | E | [6 empty] | 0
3 |  | 14127 | 2293 | 1 | ST | 5000 |  |  | 99 | 1938 |  |  |  | PET | NG |  | 0 | 0 | 0 | 0 | RE | 99 | 1976 | 0 | 0 | 0 | 0 | [6 empty] | 0 | 0 | 0 | 0 | 1938 | 0 | 0 | E | [6 empty] | 0
3 |  | 14127 | 2293 | 2 | ST | 15000 |  |  | 99 | 1948 |  |  |  | FO2 | NG |  | 0 | 0 | 0 | 0 | RE | 99 | 1976 | 0 | 0 | 0 | 0 | [6 empty] | 0 | 0 | 0 | 0 | 1948 | 0 | 0 | E | [6 empty] | 0
3 |  | 14127 | 6096 | 1 | ST | 615870 | B | OP | 5 | 1979 | FO2 |  |  | BIT |  |  | 10344 | 584900 | 585700 | 0 |  | 0 | 0 | 0 | 0 | 0 | 0 | [6 empty] | 0 | 0 | 0 | 2 | 1979 | 0 | 0 | E | [6 empty] | 0
3 |  | 14127 | 6096 | 2 | ST | 0 |  |  | 0 | 0 | [6 empty] | 0 | 0 | 0 | 575000 | CN | 99 | 9999 | 88 | 1985 | 88 | 1999 |  |  |  | COL |  |  | 0 | 0 | 0 | 0 | 0 | 534000 | 545000 | [7 empty] | 0
3 |  | 14127 | 7019 | NA1 | GT | 0 |  |  | 0 | 0 | [6 empty] | 0 | 0 | 0 | 106200 | PL | 0 | 0 | 0 | 1996 | 5 | 1999 |  |  |  | NG | FO2 |  | 80000 | 106200 | 0 | 0 | 0 | 86664 | 104062 | [7 empty] | 0
3 |  | 14127 | 7019 | NA2 | GT | 0 |  |  | 0 | 0 | [6 empty] | 0 | 0 | 0 | 106000 | CN | 12 | 1990 | 5 | 1999 | 5 | 1999 |  |  |  | NG | FO2 |  | 80000 | 106000 | 0 | 0 | 0 | 86505 | 103870 | [7 empty] | 0
3 |  | 14132 | 1170 | 1 | IC | 430 |  | SB | 88 | 1937 | FO2 |  |  | FO2 |  |  | 12727 | 360 | 360 | 0 |  | 0 | 0 | 0 | 0 | 0 | 0 | [6 empty] | 0 | 0 | 0 | 0 | 1937 | 0 | 0 | E | [6 empty] | 0
3 |  | 14132 | 1170 | 2 | IC | 430 |  | SB | 88 | 1937 | FO2 |  |  | FO2 |  |  | 12727 | 360 | 360 | 0 |  | 0 | 0 | 0 | 0 | 0 | 0 | [6 empty] | 0 | 0 | 0 | 0 | 1937 | 0 | 0 | E | [6 empty] | 0
3 |  | 14132 | 1170 | 3 | IC | 430 |  | SB | 88 | 1938 | FO2 |  |  | FO2 |  |  | 12727 | 360 | 360 | 0 |  | 0 | 0 | 0 | 0 | 0 | 0 | [6 empty] | 0 | 0 | 0 | 0 | 1938 | 0 | 0 | E | [6 empty] | 0
3 |  | 14132 | 1170 | 4 | IC | 920 |  | SB | 88 | 1946 | FO2 |  |  | FO2 |  |  | 11666 | 450 | 450 | 0 |  | 0 | 0 | 0 | 0 | 0 | 0 | [6 empty] | 0 | 0 | 0 | 0 | 1946 | 0 | 0 | E | [6 empty] | 0
3 |  | 14132 | 1170 | 5 | IC | 1000 |  | SB | 88 | 1949 | FO2 |  |  | FO2 |  |  | 11666 | 850 | 850 | 0 |  | 0 | 0 | 0 | 0 | 0 | 0 | [6 empty] | 0 | 0 | 0 | 0 | 1949 | 0 | 0 | E | [6 empty] | 0
3 |  | 14138 | 3368 | 1 | IC | 300 |  |  | 8 | 1949 |  |  |  | FO2 |  |  | 0 | 0 | 0 | 0 | RE | 10 | 1984 | 0 | 0 | 0 | 0 | [6 empty] | 0 | 0 | 0 | 0 | 1949 | 0 | 0 | E | [6 empty] | 0
3 |  | 14138 | 3368 | 2 | IC | 200 |  |  | 8 | 1949 |  |  |  | FO2 |  |  | 0 | 0 | 0 | 0 | RE | 10 | 1984 | 0 | 0 | 0 | 0 | [6 empty] | 0 | 0 | 0 | 0 | 1949 | 0 | 0 | E | [6 empty] | 0
3 |  | 14147 | 1454 | 3 | IC | 500 |  |  | 99 | 1970 |  |  |  | NG |  |  | 0 | 0 | 0 | 0 | RE | 11 | 1982 | 0 | 0 | 0 | 0 | [6 empty] | 0 | 0 | 0 | 0 | 1970 | 0 | 0 | E | [6 empty] | 0
3 |  | 14147 | 1454 | 4 | IC | 700 |  |  | 99 | 1970 |  |  |  | NG |  |  | 0 | 0 | 0 | 0 | RE | 11 | 1982 | 0 | 0 | 0 | 0 | [6 empty] | 0 | 0 | 0 | 0 | 1970 | 0 | 0 | E | [6 empty] | 0
3 |  | 14147 | 1454 | 5 | IC | 700 |  |  | 99 | 1970 |  |  |  | NG |  |  | 0 | 0 | 0 | 0 | RE | 11 | 1982 | 0 | 0 | 0 | 0 | [6 empty] | 0 | 0 | 0 | 0 | 1970 | 0 | 0 | E | [6 empty] | 0
3 |  | 14147 | 1454 | 6 | IC | 2000 |  |  | 99 | 1970 |  |  |  | NG |  |  | 0 | 0 | 0 | 0 | RE | 11 | 1982 | 0 | 0 | 0 | 0 | [6 empty] | 0 | 0 | 0 | 0 | 1970 | 0 | 0 | E | [6 empty] | 0
3 |  | 14147 | 1454 | 7 | IC | 3100 |  |  | 99 | 1970 |  |  |  | NG |  |  | 0 | 0 | 0 | 0 | RE | 11 | 1982 | 0 | 0 | 0 | 0 | [6 empty] | 0 | 0 | 0 | 0 | 1970 | 0 | 0 | E | [6 empty] | 0
3 |  | 14147 | 1454 | 8 | IC | 3400 |  |  | 99 | 1970 |  |  |  | NG |  |  | 0 | 0 | 0 | 0 | RE | 11 | 1982 | 0 | 0 | 0 | 0 | [6 empty] | 0 | 0 | 0 | 0 | 1970 | 0 | 0 | E | [6 empty] | 0
3 |  | 14147 | 1454 | IC1 | IC | 1000 |  |  | 99 | 1970 |  |  |  | NG |  |  | 0 | 0 | 0 | 0 | RE | 11 | 1982 | 0 | 0 | 0 | 0 | [6 empty] | 0 | 0 | 0 | 0 | 1970 | 0 | 0 | E | [6 empty] | 0
3 |  | 14147 | 1454 | IC2 | IC | 700 |  |  | 99 | 1970 |  |  |  | NG |  |  | 0 | 0 | 0 | 0 | RE | 11 | 1982 | 0 | 0 | 0 | 0 | [6 empty] | 0 | 0 | 0 | 0 | 1970 | 0 | 0 | E | [6 empty] | 0
3 |  | 14147 | 1454 | ST1 | ST | 13000 | P | SB | 88 | 1965 | NG |  |  | NG |  |  | 13000 | 11500 | 11500 | 0 |  | 0 | 0 | 0 | 0 | 0 | 0 | [6 empty] | 0 | 0 | 0 | 0 | 1965 | 0 | 0 | E | [6 empty] | 0
3 |  | 14147 | 1454 | ST2 | ST | 26000 | P | SB | 7 | 1970 | NG |  |  | NG |  |  | 13000 | 24500 | 24500 | 0 |  | 0 | 0 | 0 | 0 | 0 | 0 | [6 empty] | 0 | 0 | 0 | 5 | 1970 | 0 | 0 | E | [6 empty] | 0
3 |  | 14154 | 2625 | 1 | ST | 621000 | B | OP | 9 | 1972 | FO6 | NG | LPG | FO6 | NG |  | 9451 | 605000 | 605000 | 0 |  | 0 | 0 | 0 | 0 | 0 | 0 | [6 empty] | 0 | 0 | 0 | 6 | 1972 | 0 | 0 | E | [6 empty] | 0
3 |  | 14154 | 2625 | 2 | ST | 621000 | B | OP | 5 | 1974 | FO6 | NG | LPG | NG | FO6 |  | 9813 | 605000 | 605000 | 0 |  | 0 | 0 | 0 | 0 | 0 | 0 | [6 empty] | 0 | 0 | 0 | 2 | 1974 | 0 | 0 | E |  |  |  | Y | Heat Rate Was Developed by use of Fo6 |  | 0
3 |  | 14154 | 2627 | 1 | HC | 18000 | P | OP | 12 | 1956 |  |  |  | WAT |  |  | 0 | 17000 | 17300 | 0 |  | 0 | 0 | 0 | 0 | 0 | 0 | [6 empty] | 0 | 0 | 0 | 9 | 1956 | 0 | 0 | E | [6 empty] | 0
3 |  | 14154 | 2628 | GT1 | GT | 41900 | P | OP | 4 | 1971 | NG | KER |  | NG | KER |  | 14100 | 37600 | 45300 | 0 |  | 0 | 0 | 0 | 0 | 0 | 0 | [6 empty] | 0 | 0 | 0 | 3 | 1971 | 0 | 0 | E | [6 empty] | 0
3 |  | 14154 | 2629 | 1 | ST | 23000 | C | SB | 2 | 1949 | NG |  |  | NG | FO6 |  | 21000 | 17300 | 16800 | 0 |  | 0 | 0 | 0 | 0 | 0 | 0 | [6 empty] | 0 | 0 | 0 | 1 | 1949 | 0 | 0 | E |  |  |  | Y | This is not a tested heat rate due to age and size it is theactual HR. It is artifically high due to 1 yr round service |  | 0
3 |  | 14154 | 2629 | 2 | ST | 23000 | C | SB | 7 | 1951 | NG |  |  | NG | FO6 |  | 17460 | 16000 | 14500 | 0 |  | 0 | 0 | 0 | 0 | 0 | 0 | [6 empty] | 0 | 0 | 0 | 6 | 1951 | 0 | 0 | E |  |  |  | Y | This is not a tested heat rate due to size & status of unitsit is actual HR. It is artifically high due to 1yr service |  | 0
3 |  | 14154 | 2629 | 3 | ST | 69000 | C | OP | 3 | 1955 | FO2 |  |  | NG | FO6 |  | 10392 | 62000 | 68000 | 0 |  | 0 | 0 | 0 | 0 | 0 | 0 | [6 empty] | 0 | 0 | 0 | 2 | 1955 | 0 | 0 | E | [6 empty] | 0
3 |  | 14154 | 2629 | 4 | ST | 179500 | C | OP | 5 | 1966 | NG |  |  | BIT | NG | FO6 | 9483 | 181500 | 180800 | 0 |  | 0 | 0 | 0 | 0 | 0 | 0 | AP | LE | RE |  |  |  | 0 | 0 | 0 | 0 | 1966 | 0 | 0 | E | [6 empty] | 0
3 |  | 14154 | 2629 | 5 | ST | 200600 | C | OP | 4 | 1969 | NG |  |  | BIT | NG | FO6 | 9790 | 207300 | 204300 | 0 |  | 0 | 0 | 0 | 0 | 0 | 0 | AP | LE | RE |  |  |  | 0 | 0 | 0 | 0 | 1969 | 0 | 0 | E | [6 empty] | 0
3 |  | 14154 | 2630 | 1 | HC | 1000 | P | OP | 7 | 1923 |  |  |  | WAT |  |  | 0 | 900 | 900 | 0 |  | 0 | 0 | 0 | 0 | 0 | 0 | [6 empty] | 0 | 0 | 0 | 4 | 1923 | 0 | 0 | E | [6 empty] | 0
3 |  | 14154 | 2630 | 2 | HC | 1000 | P | OP | 7 | 1923 |  |  |  | WAT |  |  | 0 | 1000 | 1000 | 0 |  | 0 | 0 | 0 | 0 | 0 | 0 | [6 empty] | 0 | 0 | 0 | 4 | 1923 | 0 | 0 | E | [6 empty] | 0
3 |  | 14154 | 2630 | 3 | HC | 1000 | P | OP | 7 | 1923 |  |  |  | WAT |  |  | 0 | 1000 | 1000 | 0 |  | 0 | 0 | 0 | 0 | 0 | 0 | [6 empty] | 0 | 0 | 0 | 4 | 1923 | 0 | 0 | E | [6 empty] | 0
3 |  | 14154 | 2630 | 4 | HC | 1000 | P | OP | 1 | 1926 |  |  |  | WAT |  |  | 0 | 1000 | 1100 | 0 |  | 0 | 0 | 0 | 0 | 0 | 0 | [6 empty] | 0 | 0 | 0 | 10 | 1925 | 0 | 0 | E | [6 empty] | 0
3 |  | 14154 | 2631 | 1 | HC | 5000 |  | OP | 12 | 1927 |  |  |  | WAT |  |  | 0 | 5200 | 5100 | 0 |  | 0 | 0 | 0 | 0 | 0 | 0 | [6 empty] | 0 | 0 | 0 | 9 | 1927 | 0 | 0 | E | [6 empty] | 0
3 |  | 14154 | 2631 | 2 | HC | 5000 |  | OP | 12 | 1927 |  |  |  | WAT |  |  | 0 | 5100 | 5000 | 0 |  | 0 | 0 | 0 | 0 | 0 | 0 | [6 empty] | 0 | 0 | 0 | 9 | 1927 | 0 | 0 | E | [6 empty] | 0
3 |  | 14154 | 2632 | 1 | GT | 41900 | P | OP | 5 | 1971 | NG | KER |  | NG | KER |  | 14589 | 37700 | 45300 | 0 |  | 0 | 0 | 0 | 0 | 0 | 0 | [6 empty] | 0 | 0 | 0 | 4 | 1971 | 0 | 0 | E | [6 empty] | 0
3 |  | 14154 | 2633 | 1 | HC | 5000 | P | OP | 2 | 1930 |  |  |  | WAT |  |  | 0 | 4700 | 4800 | 0 |  | 0 | 0 | 0 | 0 | 0 | 0 | [6 empty] | 0 | 0 | 0 | 11 | 1929 | 0 | 0 | E | [6 empty] | 0
3 |  | 14154 | 2634 | 1 | HC | 7000 | P | OP | 8 | 1939 |  |  |  | WAT |  |  | 0 | 7800 | 8000 | 0 |  | 0 | 0 | 0 | 0 | 0 | 0 | [6 empty] | 0 | 0 | 0 | 5 | 1939 | 0 | 0 | E | [6 empty] | 0
3 |  | 14159 | 1171 | 1 | IC | 400 |  | SB | 8 | 1938 | FO2 |  |  | FO2 |  |  | 0 | 300 | 325 | 0 |  | 0 | 0 | 0 | 0 | 0 | 0 | [6 empty] | 0 | 0 | 0 | 7 | 1938 | 0 | 0 | E | [6 empty] | 0
3 |  | 14159 | 1171 | 2 | IC | 1100 |  | SB | 8 | 1948 | FO2 |  |  | FO2 |  |  | 0 | 900 | 950 | 0 |  | 0 | 0 | 0 | 0 | 0 | 0 | [6 empty] | 0 | 0 | 0 | 7 | 1948 | 0 | 0 | E | [6 empty] | 0
3 |  | 14159 | 1171 | 3 | IC | 700 |  | SB | 6 | 1954 | FO2 |  |  | FO2 |  |  | 0 | 550 | 600 | 0 |  | 0 | 0 | 0 | 0 | 0 | 0 | [6 empty] | 0 | 0 | 0 | 5 | 1954 | 0 | 0 | E | [6 empty] | 0
3 |  | 14159 | 1171 | 4 | IC | 1400 |  | SB | 12 | 1956 | FO2 |  |  | FO2 |  |  | 0 | 1200 | 1300 | 0 |  | 0 | 0 | 0 | 0 | 0 | 0 | [6 empty] | 0 | 0 | 0 | 11 | 1956 | 0 | 0 | E | [6 empty] | 0
3 |  | 14170 | 3930 | 1 | IC | 50 |  | OS | 88 | 1938 | FO2 |  |  | FO2 |  |  | 0 | 35 | 35 | 0 |  | 0 | 0 | 0 | 0 | 0 | 0 | [6 empty] | 0 | 0 | 0 | 0 | 1938 | 0 | 0 | E | [6 empty] | 0
3 |  | 14170 | 3930 | 2 | IC | 100 |  | OS | 0 | 1938 | FO2 |  |  | FO2 |  |  | 0 | 80 | 80 | 0 |  | 0 | 0 | 0 | 0 | 0 | 0 | [6 empty] | 0 | 0 | 0 | 0 | 1938 | 0 | 0 | E | [6 empty] | 0
3 |  | 14170 | 3930 | 3 | IC | 100 |  | OS | 88 | 1940 | FO2 |  |  | FO2 |  |  | 0 | 80 | 80 | 0 |  | 0 | 0 | 0 | 0 | 0 | 0 | [6 empty] | 0 | 0 | 0 | 0 | 1940 | 0 | 0 | E | [6 empty] | 0
3 |  | 14170 | 3930 | 4 | IC | 500 |  | SB | 88 | 1948 | FO2 |  |  | FO2 |  |  | 0 | 480 | 480 | 0 |  | 0 | 0 | 0 | 0 | 0 | 0 | [6 empty] | 0 | 0 | 0 | 0 | 1948 | 0 | 0 | E | [6 empty] | 0
3 |  | 14170 | 3930 | 5 | IC | 500 |  | SB | 88 | 1948 | FO2 |  |  | FO2 |  |  | 0 | 480 | 480 | 0 |  | 0 | 0 | 0 | 0 | 0 | 0 | [6 empty] | 0 | 0 | 0 | 0 | 1948 | 0 | 0 | E | [6 empty] | 0
3 |  | 14170 | 3931 | 1 | IC | 1000 |  |  | 99 | 1946 |  |  |  | UNK |  |  | 0 | 0 | 0 | 0 | RE | 1 | 1977 | 0 | 0 | 0 | 0 | [6 empty] | 0 | 0 | 0 | 0 | 1946 | 0 | 0 | E | [6 empty] | 0
3 |  | 14170 | 3931 | 2 | IC | 1000 |  |  | 99 | 1949 |  |  |  | UNK |  |  | 0 | 0 | 0 | 0 | RE | 1 | 1977 | 0 | 0 | 0 | 0 | [6 empty] | 0 | 0 | 0 | 0 | 1949 | 0 | 0 | E | [6 empty] | 0
3 |  | 14170 | 3931 | 3 | IC | 1000 |  |  | 99 | 1949 |  |  |  | UNK |  |  | 0 | 0 | 0 | 0 | RE | 1 | 1977 | 0 | 0 | 0 | 0 | [6 empty] | 0 | 0 | 0 | 0 | 1949 | 0 | 0 | E | [6 empty] | 0
3 |  | 14170 | 3931 | 4 | IC | 1000 |  |  | 99 | 1949 |  |  |  | UNK |  |  | 0 | 0 | 0 | 0 | RE | 1 | 1977 | 0 | 0 | 0 | 0 | [6 empty] | 0 | 0 | 0 | 0 | 1949 | 0 | 0 | E | [6 empty] | 0
3 |  | 14191 | 417 | 1 | HC | 29000 | P | OP | 10 | 1963 | WAT |  |  | WAT |  |  | 0 | 27000 | 27000 | 0 |  | 0 | 0 | 0 | 0 | 0 | 0 | [6 empty] | 0 | 0 | 0 | 7 | 1963 | 0 | 0 | E | [6 empty] | 0
3 |  | 14191 | 418 | 1 | HC | 10000 | B | OP | 9 | 1963 | WAT |  |  | WAT |  |  | 0 | 9000 | 9000 | 0 |  | 0 | 0 | 0 | 0 | 0 | 0 | [6 empty] | 0 | 0 | 0 | 6 | 1963 | 0 | 0 | E | [6 empty] | 0
3 |  | 14191 | 419 | 1 | HC | 52000 | P | OP | 11 | 1963 | WAT |  |  | WAT |  |  | 0 | 49000 | 49000 | 0 |  | 0 | 0 | 0 | 0 | 0 | 0 | [6 empty] | 0 | 0 | 0 | 8 | 1963 | 0 | 0 | E | [6 empty] | 0
3 |  | 14191 | 776 | 1 | HC | 12100 | P | OP | 7 | 1983 | WAT |  |  | WAT |  |  | 0 | 9000 | 7000 | 0 |  | 0 | 0 | 0 | 0 | 0 | 0 | [6 empty] | 0 | 0 | 0 | 4 | 1983 | 0 | 0 | E | [6 empty] | 0
3 |  | 14191 | 4209 | NA1 | HC | 0 |  |  | 0 | 0 | [6 empty] | 0 | 0 | 0 | 30000 | CN | 1 | 1989 | 1 | 1991 | 0 | 0 |  |  |  | WAT |  |  | 10000 | 30000 | 0 | 0 | 0 | 32417 | 30798 | [7 empty] | 0
3 |  | 14191 | 4210 | NA1 | HC | 0 |  |  | 0 | 0 | [6 empty] | 0 | 0 | 0 | 10000 | CN | 1 | 1989 | 1 | 1990 | 0 | 0 |  |  |  | WAT |  |  | 3000 | 8000 | 0 | 0 | 0 | 10371 | 9981 | [7 empty] | 0
3 |  | 14194 | 775 | 1 | HC | 0 |  |  | 0 | 0 | [6 empty] | 0 | 0 | 0 | 47500 | IP | 5 | 1988 | 99 | 1987 | 0 | 0 | FI |  |  | WAT |  |  | 0 | 0 | 0 | 0 | 0 | 52217 | 49341 | [7 empty] | 0
3 |  | 14194 | 2935 | 5 | ST | 1500 |  |  | 88 | 1928 |  |  |  | BIT | NG |  | 0 | 0 | 0 | 0 | RE | 9 | 1984 | 0 | 0 | 0 | 0 | [6 empty] | 0 | 0 | 0 | 0 | 1928 | 0 | 0 | E | [6 empty] | 0
3 |  | 14194 | 2935 | 6 | ST | 2500 |  |  | 88 | 1940 |  |  |  | BIT | NG |  | 0 | 0 | 0 | 0 | RE | 9 | 1984 | 0 | 0 | 0 | 0 | [6 empty] | 0 | 0 | 0 | 0 | 1940 | 0 | 0 | E | [6 empty] | 0
3 |  | 14194 | 2935 | 7 | ST | 5000 |  | SC | 88 | 1949 | NG |  |  | BIT | NG |  | 13800 | 5000 | 5000 | 0 |  | 0 | 0 | 0 | 0 | 0 | 0 | [6 empty] | 0 | 0 | 0 | 0 | 1949 | 0 | 0 | E | [6 empty] | 0
3 |  | 14194 | 2935 | 8 | ST | 7500 |  | SC | 88 | 1955 | NG |  |  | BIT | NG |  | 13800 | 7500 | 7500 | 0 |  | 0 | 0 | 0 | 0 | 0 | 0 | [6 empty] | 0 | 0 | 0 | 0 | 1955 | 0 | 0 | E | [6 empty] | 0
3 |  | 14194 | 2935 | 9 | ST | 22000 | B | OP | 88 | 1961 | NG |  |  | BIT | NG |  | 13918 | 22000 | 22000 | 0 |  | 0 | 0 | 0 | 0 | 0 | 0 | [6 empty] | 0 | 0 | 0 | 0 | 1961 | 0 | 0 | E | [6 empty] | 0
3 |  | 14194 | 2935 | 10 | ST | 25000 | B | OP | 88 | 1971 | NG |  |  | BIT | NG |  | 13918 | 31300 | 31300 | 0 |  | 0 | 0 | 0 | 0 | 0 | 0 | [6 empty] | 0 | 0 | 0 | 0 | 1971 | 0 | 0 | E | [6 empty] | 0
3 |  | 14194 | 2935 | 11 | ST | 25000 | B | OP | 0 | 1971 | NG |  |  | BIT | NG |  | 13918 | 31300 | 31300 | 0 |  | 0 | 0 | 0 | 0 | 0 | 0 | [6 empty] | 0 | 0 | 0 | 0 | 1971 | 0 | 0 | E | [6 empty] | 0
3 |  | 14199 | 1313 | 1 | IC | 1135 |  | OP | 99 | 1955 | FO2 |  |  | FO2 | NG |  | 9500 | 900 | 900 | 0 |  | 0 | 0 | 0 | 0 | 0 | 0 | [6 empty] | 0 | 0 | 0 | 0 | 1955 | 0 | 0 | E | [6 empty] | 0
3 |  | 14199 | 1313 | 2 | IC | 1250 |  | OP | 99 | 1960 | FO2 |  |  | FO2 | NG |  | 9500 | 1100 | 1100 | 0 |  | 0 | 0 | 0 | 0 | 0 | 0 | [6 empty] | 0 | 0 | 0 | 0 | 1960 | 0 | 0 | E | [6 empty] | 0
3 |  | 14199 | 1313 | 3 | IC | 690 |  |  | 0 | 1946 | FO2 |  |  | FO2 | NG |  | 13500 | 400 | 500 | 0 | RE | 1 | 1991 | 0 | 0 | 0 | 0 | [6 empty] | 0 | 0 | 0 | 0 | 1946 | 0 | 0 | [7 empty] | 0
3 |  | 14199 | 1313 | 4 | IC | 2070 |  | OP | 99 | 1967 | FO2 |  |  | FO2 | NG |  | 11500 | 1900 | 1900 | 0 |  | 0 | 0 | 0 | 0 | 0 | 0 | [6 empty] | 0 | 0 | 0 | 0 | 1967 | 0 | 0 | E | [6 empty] | 0
3 |  | 14199 | 1313 | 5 | IC | 2070 |  | OP | 99 | 1970 | FO2 |  |  | FO2 | NG |  | 11500 | 1900 | 1900 | 0 |  | 0 | 0 | 0 | 0 | 0 | 0 | [6 empty] | 0 | 0 | 0 | 0 | 1970 | 0 | 0 | E | [6 empty] | 0
3 |  | 14199 | 1313 | 7 | IC | 1790 |  | OP | 6 | 1984 | FO2 |  |  | FO2 | NG |  | 13500 | 1500 | 1500 | 0 |  | 0 | 0 | 0 | 0 | 0 | 0 | [6 empty] | 0 | 0 | 0 | 5 | 1984 | 0 | 0 | E | [6 empty] | 0
3 |  | 14199 | 1313 | IC6 | IC | 1135 |  | OP | 7 | 1983 | FO2 |  |  | FO2 | NG |  | 12000 | 900 | 900 | 0 |  | 0 | 0 | 0 | 0 | 0 | 0 | [6 empty] | 0 | 0 | 0 | 6 | 1983 | 0 | 0 | E | [6 empty] | 0
3 |  | 14201 | 1172 | 1 | IC | 500 |  | OP | 0 | 1942 | FO2 |  |  | FO2 |  |  | 11500 | 400 | 400 | 0 |  | 0 | 0 | 0 | 0 | 0 | 0 | [6 empty] | 0 | 0 | 0 | 0 | 1942 | 0 | 0 | [7 empty] | 0
3 |  | 14201 | 1172 | 2 | IC | 500 | P | OP | 88 | 1941 | FO2 |  |  | FO2 | NG |  | 11500 | 400 | 400 | 0 |  | 0 | 0 | 0 | 0 | 0 | 0 | [6 empty] | 0 | 0 | 0 | 0 | 1941 | 0 | 0 | E | [6 empty] | 0
3 |  | 14201 | 1172 | 3 | IC | 500 |  |  | 88 | 1941 |  |  |  | FO2 |  |  | 0 | 0 | 0 | 0 | RE | 11 | 1983 | 0 | 0 | 0 | 0 | [6 empty] | 0 | 0 | 0 | 0 | 1941 | 0 | 0 | E | [6 empty] | 0
3 |  | 14201 | 1172 | 4 | IC | 1250 | P | OP | 88 | 1951 | FO2 |  |  | FO2 | NG |  | 11500 | 800 | 800 | 0 |  | 0 | 0 | 0 | 0 | 0 | 0 | [6 empty] | 0 | 0 | 0 | 0 | 1951 | 0 | 0 | E | [6 empty] | 0
3 |  | 14201 | 1172 | 5 | IC | 3200 | P | OP | 88 | 1963 | FO2 |  |  | FO2 | NG |  | 11500 | 3000 | 3000 | 0 |  | 0 | 0 | 0 | 0 | 0 | 0 | [6 empty] | 0 | 0 | 0 | 0 | 1963 | 0 | 0 | E | [6 empty] | 0
3 |  | 14201 | 1172 | 6 | IC | 6250 |  | OP | 88 | 1973 | FO2 |  |  | FO2 | NG |  | 11500 | 6000 | 6000 | 0 |  | 0 | 0 | 0 | 0 | 0 | 0 | [6 empty] | 0 | 0 | 0 | 0 | 1973 | 0 | 0 | E | [6 empty] | 0
3 |  | 14203 | 1314 | 1 | IC | 1300 |  |  | 99 | 1952 |  |  |  | FO2 | NG |  | 0 | 0 | 0 | 0 | RE | 12 | 1977 | 0 | 0 | 0 | 0 | [6 empty] | 0 | 0 | 0 | 0 | 1952 | 0 | 0 | E | [6 empty] | 0
3 |  | 14203 | 1314 | 2 | IC | 2300 | P | OP | 88 | 1957 | FO2 |  |  | FO2 | NG |  | 8732 | 1750 | 1850 | 0 |  | 0 | 0 | 0 | 0 | 0 | 0 | [6 empty] | 0 | 0 | 0 | 0 | 1957 | 0 | 0 | E | [6 empty] | 0
3 |  | 14203 | 1314 | 3 | IC | 400 | P | OP | 88 | 1934 | FO2 |  |  | FO2 |  |  | 0 | 300 | 300 | 0 |  | 0 | 0 | 0 | 0 | 0 | 0 | [6 empty] | 0 | 0 | 0 | 0 | 1934 | 0 | 0 | E | [6 empty] | 0
3 |  | 14203 | 1314 | 4 | IC | 1200 | P | OP | 88 | 1950 | FO2 |  |  | FO2 | NG |  | 8000 | 1000 | 1000 | 0 |  | 0 | 0 | 0 | 0 | 0 | 0 | [6 empty] | 0 | 0 | 0 | 0 | 1950 | 0 | 0 | E | [6 empty] | 0
3 |  | 14203 | 1314 | 5 | IC | 3100 | P | OP | 88 | 1966 | FO2 |  |  | FO2 | NG |  | 8732 | 2800 | 2800 | 0 |  | 0 | 0 | 0 | 0 | 0 | 0 | [6 empty] | 0 | 0 | 0 | 0 | 1966 | 0 | 0 | E | [6 empty] | 0
3 |  | 14214 | 1315 | 1 | IC | 2300 |  | OP | 88 | 1967 | FO2 |  |  | FO2 | NG |  | 0 | 1800 | 2000 | 0 |  | 0 | 0 | 0 | 0 | 0 | 0 | [6 empty] | 0 | 0 | 0 | 0 | 1967 | 0 | 0 | E | [6 empty] | 0
3 |  | 14214 | 1315 | 2 | IC | 2000 |  | OP | 88 | 1963 | FO2 |  |  | FO2 | NG |  | 0 | 1800 | 2000 | 0 |  | 0 | 0 | 0 | 0 | 0 | 0 | [6 empty] | 0 | 0 | 0 | 0 | 1963 | 0 | 0 | E | [6 empty] | 0
3 |  | 14214 | 1315 | 3 | IC | 1135 |  | OP | 88 | 1957 | FO2 |  |  | FO2 | NG |  | 0 | 700 | 900 | 0 |  | 0 | 0 | 0 | 0 | 0 | 0 | [6 empty] | 0 | 0 | 0 | 0 | 1957 | 0 | 0 | E | [6 empty] | 0
3 |  | 14214 | 1315 | 4 | IC | 700 |  |  | 99 | 1952 |  |  |  | FO2 | NG |  | 0 | 0 | 0 | 0 | RE | 0 | 0 | 0 | 0 | 0 | 0 | [6 empty] | 0 | 0 | 0 | 0 | 1952 | 0 | 0 | E | [6 empty] | 0
3 |  | 14214 | 1315 | 5 | IC | 700 |  |  | 99 | 1947 |  |  |  | FO2 | NG |  | 0 | 0 | 0 | 0 | RE | 0 | 0 | 0 | 0 | 0 | 0 | [6 empty] | 0 | 0 | 0 | 0 | 1947 | 0 | 0 | E | [6 empty] | 0
3 |  | 14214 | 1315 | 6 | IC | 0 |  |  | 0 | 0 | [6 empty] | 0 | 0 | 0 | 500 | CO | 0 | 0 | 5 | 1992 | 5 | 1992 |  |  |  | NG |  |  | 500 | 500 | 0 | 0 | 0 | 454 | 508 | [6 empty] | OP | 500
3 |  | 14214 | 1315 | 7 | IC | 0 |  |  | 0 | 0 | [6 empty] | 0 | 0 | 0 | 500 | CO | 0 | 0 | 5 | 1992 | 5 | 1992 |  |  |  | NG |  |  | 500 | 500 | 0 | 0 | 0 | 454 | 508 | [6 empty] | OP | 500
3 | C779 | 14216 | 172 | 1 | IC | 700 | P | SB | 88 | 1939 | FO2 |  |  | FO2 |  |  | 0 | 4000 | 4000 | 0 |  | 0 | 0 | 0 | 0 | 0 | 0 | [6 empty] | 0 | 0 | 0 | 0 | 1939 | 0 | 0 | E | [6 empty] | 0
3 | C779 | 14216 | 172 | 2 | IC | 200 | P | OS | 88 | 1928 | FO2 |  |  | FO2 |  |  | 0 | 0 | 0 | 0 |  | 0 | 0 | 0 | 0 | 0 | 0 | [6 empty] | 0 | 0 | 0 | 0 | 1928 | 0 | 0 | E | [6 empty] | 0
3 | C779 | 14216 | 172 | 3 | IC | 430 | P | SB | 88 | 1935 | FO2 |  |  | FO2 |  |  | 0 | 0 | 0 | 0 |  | 0 | 0 | 0 | 0 | 0 | 0 | [6 empty] | 0 | 0 | 0 | 0 | 1935 | 0 | 0 | E | [6 empty] | 0
3 | C779 | 14216 | 172 | 4 | IC | 700 | P | SB | 88 | 1941 | FO2 |  |  | FO2 |  |  | 0 | 0 | 0 | 0 |  | 0 | 0 | 0 | 0 | 0 | 0 | [6 empty] | 0 | 0 | 0 | 0 | 1941 | 0 | 0 | E | [6 empty] | 0
3 | C779 | 14216 | 172 | 5 | IC | 840 | P | SB | 88 | 1946 | FO2 |  |  | FO2 |  |  | 0 | 0 | 0 | 0 |  | 0 | 0 | 0 | 0 | 0 | 0 | [6 empty] | 0 | 0 | 0 | 0 | 1946 | 0 | 0 | E | [6 empty] | 0
3 | C779 | 14216 | 172 | 6 | IC | 840 | P | SB | 88 | 1947 | FO2 |  |  | FO2 |  |  | 0 | 0 | 0 | 0 |  | 0 | 0 | 0 | 0 | 0 | 0 | [6 empty] | 0 | 0 | 0 | 0 | 1947 | 0 | 0 | E | [6 empty] | 0
3 | C779 | 14216 | 172 | 7 | IC | 2400 | P | SB | 88 | 1953 | FO2 |  |  | FO2 |  |  | 0 | 0 | 0 | 0 |  | 0 | 0 | 0 | 0 | 0 | 0 | [6 empty] | 0 | 0 | 0 | 0 | 1953 | 0 | 0 | E | [6 empty] | 0
3 | C779 | 14216 | 172 | 8 | IC | 2250 | P | OS | 88 | 1947 | FO2 |  |  | FO2 |  |  | 0 | 0 | 0 | 0 |  | 0 | 0 | 0 | 0 | 0 | 0 | [6 empty] | 0 | 0 | 0 | 0 | 1947 | 0 | 0 | [7 empty] | 0
3 |  | 14229 | 1316 | 1 | ST | 2500 |  |  | 99 | 1928 |  |  |  | NG | FO6 |  | 0 | 0 | 0 | 0 | RE | 5 | 1981 | 0 | 0 | 0 | 0 | [6 empty] | 0 | 0 | 0 | 0 | 1928 | 0 | 0 | E | [6 empty] | 0
3 |  | 14229 | 1316 | GT1 | GT | 11500 | C | SB | 12 | 1967 | NG |  |  | NG | FO2 | WH | 12000 | 9000 | 10500 | 0 |  | 0 | 0 | 0 | 0 | 0 | 0 | [6 empty] | 0 | 0 | 0 | 11 | 1967 | 0 | 0 | E | [6 empty] | 0
3 |  | 14229 | 1316 | IC3 | IC | 3750 | P | OP | 5 | 1962 | FO2 |  |  | NG | FO2 |  | 9000 | 3500 | 3700 | 0 |  | 0 | 0 | 0 | 0 | 0 | 0 | [6 empty] | 0 | 0 | 0 | 4 | 1962 | 0 | 0 | E | [6 empty] | 0
3 |  | 14229 | 1316 | IC4 | IC | 3500 | P | OP | 12 | 1958 | FO2 |  |  | NG | FO2 |  | 9000 | 3000 | 3400 | 0 |  | 0 | 0 | 0 | 0 | 0 | 0 | [6 empty] | 0 | 0 | 0 | 11 | 1958 | 0 | 0 | E | [6 empty] | 0
3 |  | 14229 | 1316 | IC6 | IC | 6000 | C | OP | 5 | 1981 | FO2 |  |  | NG | FO2 |  | 9000 | 6000 | 6000 | 0 |  | 0 | 0 | 0 | 0 | 0 | 0 | [6 empty] | 0 | 0 | 0 | 4 | 1981 | 0 | 0 | E | [6 empty] | 0
3 |  | 14229 | 1316 | IC7 | IC | 6000 | C | OP | 5 | 1981 | FO2 |  |  | NG | FO2 |  | 9000 | 6000 | 6000 | 0 |  | 0 | 0 | 0 | 0 | 0 | 0 | [6 empty] | 0 | 0 | 0 | 4 | 1981 | 0 | 0 | E | [6 empty] | 0
3 |  | 14229 | 1316 | ST2 | ST | 4000 | P |  | 2 | 1940 | NG |  |  | NG |  |  | 17000 | 4500 | 4500 | 0 | RE | 9 | 1986 | 0 | 0 | 0 | 0 | [6 empty] | 0 | 0 | 0 | 1 | 1940 | 0 | 0 | E | [6 empty] | 0
3 |  | 14232 | 633 | 1 | ST | 0 |  |  | 0 | 0 | [6 empty] | 0 | 0 | 0 | 125000 | CN | 12 | 1984 | 11 | 1986 | 11 | 1992 | LO |  |  | LIG | FO2 |  | 0 | 0 | 0 | 0 | 0 | 119000 | 121000 | [7 empty] | 0
3 |  | 14232 | 1937 | 1 | IC | 1200 |  |  | 99 | 1930 |  |  |  | FO2 |  |  | 0 | 0 | 0 | 0 | RE | 2 | 1978 | 0 | 0 | 0 | 0 | [6 empty] | 0 | 0 | 0 | 0 | 1930 | 0 | 0 | E | [6 empty] | 0
3 |  | 14232 | 1937 | 2 | IC | 1200 |  |  | 99 | 1930 |  |  |  | FO2 |  |  | 0 | 0 | 0 | 0 | RE | 2 | 1978 | 0 | 0 | 0 | 0 | [6 empty] | 0 | 0 | 0 | 0 | 1930 | 0 | 0 | E | [6 empty] | 0
3 |  | 14232 | 1938 | 1 | ST | 3000 |  |  | 99 | 1929 |  |  |  | UNK |  |  | 0 | 0 | 0 | 0 | RE | 4 | 1974 | 0 | 0 | 0 | 0 | [6 empty] | 0 | 0 | 0 | 0 | 1929 | 0 | 0 | E | [6 empty] | 0
3 |  | 14232 | 1938 | H1 | HC | 500 | B | OP | 5 | 1907 | WAT |  |  | WAT |  |  | 0 | 319 | 319 | 0 |  | 0 | 0 | 0 | 0 | 0 | 0 | [6 empty] | 0 | 0 | 0 | 2 | 1907 | 0 | 0 | E | [6 empty] | 0
3 |  | 14232 | 1938 | H2 | HC | 240 | B | OP | 7 | 1907 | WAT |  |  | WAT |  |  | 0 | 219 | 219 | 0 |  | 0 | 0 | 0 | 0 | 0 | 0 | [6 empty] | 0 | 0 | 0 | 4 | 1907 | 0 | 0 | E | [6 empty] | 0
3 |  | 14232 | 1938 | IC1 | IC | 1700 |  |  | 88 | 1953 |  |  |  | FO2 |  |  | 0 | 0 | 0 | 0 | RE | 11 | 1983 | 0 | 0 | 0 | 0 | [6 empty] | 0 | 0 | 0 | 0 | 1953 | 0 | 0 | E | [6 empty] | 0
3 |  | 14232 | 1938 | IC2 | IC | 1700 |  |  | 88 | 1953 |  |  |  | FO2 |  |  | 0 | 0 | 0 | 0 | RE | 11 | 1983 | 0 | 0 | 0 | 0 | [6 empty] | 0 | 0 | 0 | 0 | 1953 | 0 | 0 | E | [6 empty] | 0
3 |  | 14232 | 1939 | 1 | ST | 3000 |  |  | 99 | 1931 |  |  |  | BIT |  |  | 0 | 0 | 0 | 0 | RE | 4 | 1975 | 0 | 0 | 0 | 0 | [6 empty] | 0 | 0 | 0 | 0 | 1931 | 0 | 0 | E | [6 empty] | 0
3 |  | 14232 | 1939 | 2 | ST | 5000 |  |  | 99 | 1942 |  |  |  | BIT |  |  | 0 | 0 | 0 | 0 | RE | 4 | 1975 | 0 | 0 | 0 | 0 | [6 empty] | 0 | 0 | 0 | 0 | 1942 | 0 | 0 | E | [6 empty] | 0
3 |  | 14232 | 1940 | 1 | ST | 5000 |  |  | 99 | 1948 |  |  |  | LIG | NG |  | 0 | 0 | 0 | 0 | RE | 5 | 1975 | 0 | 0 | 0 | 0 | [6 empty] | 0 | 0 | 0 | 0 | 1948 | 0 | 0 | E | [6 empty] | 0
3 |  | 14232 | 1940 | 2 | ST | 5000 |  |  | 99 | 1949 |  |  |  | LIG |  |  | 0 | 0 | 0 | 0 | RE | 5 | 1975 | 0 | 0 | 0 | 0 | [6 empty] | 0 | 0 | 0 | 0 | 1949 | 0 | 0 | E | [6 empty] | 0
3 |  | 14232 | 1941 | 1 | HC | 520 | B | OP | 8 | 1928 | WAT |  |  | WAT |  |  | 0 | 550 | 550 | 0 |  | 0 | 0 | 0 | 0 | 0 | 0 | [6 empty] | 0 | 0 | 0 | 5 | 1928 | 0 | 0 | E | [6 empty] | 0
3 |  | 14232 | 1941 | 2 | HC | 450 | B | OP | 4 | 1909 | WAT |  |  | WAT |  |  | 0 | 490 | 490 | 0 |  | 0 | 0 | 0 | 0 | 0 | 0 | [6 empty] | 0 | 0 | 0 | 1 | 1909 | 0 | 0 | E | [6 empty] | 0
3 |  | 14232 | 1942 | 1 | IC | 1000 |  |  | 99 | 1947 |  |  |  | FO2 |  |  | 0 | 0 | 0 | 0 | RE | 12 | 1982 | 0 | 0 | 0 | 0 | [6 empty] | 0 | 0 | 0 | 0 | 1947 | 0 | 0 | E | [6 empty] | 0
3 |  | 14232 | 1943 | 1 | ST | 7500 | C | OP | 8 | 1948 | FO2 |  |  | SUB |  |  | 18000 | 7575 | 7575 | 0 | RT | 12 | 1999 | 0 | 0 | 0 | 0 | [6 empty] | 0 | 0 | 0 | 7 | 1948 | 0 | 0 | E |  |  |  | Y |  |  | 0
3 |  | 14232 | 1943 | 2 | ST | 54400 | B | OP | 10 | 1959 | FO2 |  |  | SUB | LIG |  | 11650 | 61700 | 61700 | 0 |  | 0 | 0 | 0 | 0 | 0 | 0 | [6 empty] | 0 | 0 | 0 | 9 | 1959 | 0 | 0 | E | [6 empty] | 0
3 |  | 14232 | 1943 | 3 | ST | 75000 | B | OP | 5 | 1964 | FO2 |  |  | SUB | LIG |  | 11900 | 81550 | 81550 | 0 |  | 0 | 0 | 0 | 0 | 0 | 0 | [6 empty] | 0 | 0 | 0 | 3 | 1964 | 0 | 0 | E | [6 empty] | 0
3 |  | 14232 | 1943 | H1 | HC | 1000 | B | OP | 9 | 1914 | WAT |  |  | WAT |  |  | 0 | 800 | 800 | 0 |  | 0 | 0 | 0 | 0 | 0 | 0 | [6 empty] | 0 | 0 | 0 | 6 | 1914 | 0 | 0 | E | [6 empty] | 0
3 |  | 14232 | 1945 | 1 | ST | 16500 |  |  | 88 | 1950 |  |  |  | LIG |  |  | 0 | 0 | 0 | 0 | RE | 10 | 1983 | 0 | 0 | 0 | 0 | [6 empty] | 0 | 0 | 0 | 0 | 1950 | 0 | 0 | E | [6 empty] | 0
3 |  | 14232 | 1946 | 1 | IC | 1000 |  |  | 99 | 1947 |  |  |  | UNK |  |  | 0 | 0 | 0 | 0 | RE | 0 | 0 | 0 | 0 | 0 | 0 | [6 empty] | 0 | 0 | 0 | 0 | 1947 | 0 | 0 | E | [6 empty] | 0
3 |  | 14232 | 1947 | 1 | HC | 520 | B | OP | 9 | 1918 | WAT |  |  | WAT |  |  | 0 | 680 | 680 | 0 |  | 0 | 0 | 0 | 0 | 0 | 0 | [6 empty] | 0 | 0 | 0 | 6 | 1918 | 0 | 0 | E | [6 empty] | 0
3 |  | 14232 | 1948 | 1 | HC | 1000 |  |  | 99 | 1925 |  |  |  | WAT |  |  | 0 | 0 | 0 | 0 | RE | 0 | 0 | 0 | 0 | 0 | 0 | [6 empty] | 0 | 0 | 0 | 0 | 1925 | 0 | 0 | E | [6 empty] | 0
3 |  | 14232 | 1949 | 1 | HC | 400 | B | OP | 5 | 1922 | WAT |  |  | WAT |  |  | 0 | 450 | 450 | 0 |  | 0 | 0 | 0 | 0 | 0 | 0 | [6 empty] | 0 | 0 | 0 | 2 | 1922 | 0 | 0 | E | [6 empty] | 0
3 |  | 14232 | 2796 | 1 | IC | 1000 |  |  | 99 | 1948 |  |  |  | FO2 |  |  | 0 | 0 | 0 | 0 | RE | 12 | 1982 | 0 | 0 | 0 | 0 | [6 empty] | 0 | 0 | 0 | 0 | 1948 | 0 | 0 | E | [6 empty] | 0
3 |  | 14232 | 2797 | 1 | IC | 1000 |  |  | 88 | 1948 |  |  |  | FO2 |  |  | 0 | 0 | 0 | 1000 | RE | 1 | 1984 | 0 | 0 | 0 | 0 |  |  |  | FO2 |  |  | 0 | 0 | 0 | 0 | 1948 | 0 | 0 | E | [6 empty] | 0
3 |  | 14232 | 2798 | 1 | IC | 1000 |  |  | 88 | 1949 |  |  |  | FO2 |  |  | 0 | 0 | 0 | 1000 | RE | 1 | 1984 | 0 | 0 | 0 | 0 |  |  |  | FO2 |  |  | 0 | 0 | 0 | 0 | 1949 | 0 | 0 | E | [6 empty] | 0
3 |  | 14232 | 2800 | 1 | IC | 1000 |  |  | 99 | 1947 |  |  |  | PET |  |  | 0 | 0 | 0 | 0 | RE | 0 | 0 | 0 | 0 | 0 | 0 | [6 empty] | 0 | 0 | 0 | 0 | 1947 | 0 | 0 | E | [6 empty] | 0
3 |  | 14232 | 2801 | 1 | GT | 24100 | P | OP | 5 | 1976 | FO2 |  |  | FO2 |  |  | 14000 | 21000 | 29400 | 0 |  | 0 | 0 | 0 | 0 | 0 | 0 | [6 empty] | 0 | 0 | 0 | 4 | 1976 | 0 | 0 | E | [6 empty] | 0
3 |  | 14232 | 2801 | 2 | GT | 24100 | P | OP | 12 | 1978 | FO2 |  |  | FO2 |  |  | 14000 | 21000 | 29400 | 0 |  | 0 | 0 | 0 | 0 | 0 | 0 | [6 empty] | 0 | 0 | 0 | 11 | 1978 | 0 | 0 | E | [6 empty] | 0
3 |  | 14232 | 2803 | 1 | IC | 1000 |  |  | 99 | 1949 |  |  |  | FO2 |  |  | 0 | 0 | 0 | 0 | RE | 12 | 1982 | 0 | 0 | 0 | 0 | [6 empty] | 0 | 0 | 0 | 0 | 1949 | 0 | 0 | E | [6 empty] | 0
3 |  | 14232 | 2805 | 1 | IC | 1000 |  |  | 88 | 1948 |  |  |  | FO2 |  |  | 0 | 0 | 0 | 1000 | RE | 1 | 1984 | 0 | 0 | 0 | 0 |  |  |  | FO2 |  |  | 0 | 0 | 0 | 0 | 1948 | 0 | 0 | E | [6 empty] | 0
3 |  | 14232 | 2806 | 1 | IC | 600 |  |  | 99 | 1948 |  |  |  | FO2 |  |  | 0 | 0 | 0 | 0 | RE | 0 | 0 | 0 | 0 | 0 | 0 | [6 empty] | 0 | 0 | 0 | 0 | 1948 | 0 | 0 | E | [6 empty] | 0
3 |  | 14232 | 2807 | 1 | IC | 400 |  |  | 99 | 1949 |  |  |  | PET |  |  | 0 | 0 | 0 | 0 | RE | 12 | 1982 | 0 | 0 | 0 | 0 | [6 empty] | 0 | 0 | 0 | 0 | 1949 | 0 | 0 | E | [6 empty] | 0
3 |  | 14232 | 2807 | 2 | IC | 400 |  |  | 99 | 1962 |  |  |  | FO2 |  |  | 0 | 0 | 0 | 0 | RE | 12 | 1982 | 0 | 0 | 0 | 0 | [6 empty] | 0 | 0 | 0 | 0 | 1962 | 0 | 0 | E | [6 empty] | 0
3 |  | 14232 | 2807 | 3 | IC | 400 |  |  | 99 | 1962 |  |  |  | FO2 |  |  | 0 | 0 | 0 | 0 | RE | 12 | 1982 | 0 | 0 | 0 | 0 | [6 empty] | 0 | 0 | 0 | 0 | 1962 | 0 | 0 | E | [6 empty] | 0
3 |  | 14232 | 2807 | 4 | IC | 1000 |  |  | 99 | 1970 |  |  |  | FO2 |  |  | 0 | 0 | 0 | 0 | RE | 99 | 1982 | 0 | 0 | 0 | 0 | [6 empty] | 0 | 0 | 0 | 0 | 1970 | 0 | 0 | E | [6 empty] | 0
3 |  | 14232 | 2808 | 1 | IC | 1000 |  |  | 99 | 1949 |  |  |  | PET |  |  | 0 | 0 | 0 | 0 | RE | 0 | 0 | 0 | 0 | 0 | 0 | [6 empty] | 0 | 0 | 0 | 0 | 1949 | 0 | 0 | E | [6 empty] | 0
3 |  | 14232 | 2809 | 1 | IC | 400 |  |  | 99 | 1950 |  |  |  | FO2 |  |  | 0 | 0 | 0 | 0 | RE | 12 | 1982 | 0 | 0 | 0 | 0 | [6 empty] | 0 | 0 | 0 | 0 | 1950 | 0 | 0 | E | [6 empty] | 0
3 |  | 14232 | 3351 | 1 | IC | 1000 |  |  | 88 | 1948 |  |  |  | FO2 |  |  | 0 | 0 | 0 | 0 | RE | 1 | 1984 | 0 | 0 | 0 | 0 | [6 empty] | 0 | 0 | 0 | 0 | 1948 | 0 | 0 | E | [6 empty] | 0
3 |  | 14232 | 3352 | 1 | IC | 1000 |  |  | 88 | 1948 |  |  |  | FO2 |  |  | 0 | 0 | 0 | 0 | RE | 1 | 1984 | 0 | 0 | 0 | 0 | [6 empty] | 0 | 0 | 0 | 0 | 1948 | 0 | 0 | E | [6 empty] | 0
3 |  | 14232 | 3352 | 2 | IC | 1000 |  |  | 7 | 1974 |  |  |  | FO2 |  |  | 0 | 0 | 0 | 0 | RE | 1 | 1984 | 0 | 0 | 0 | 0 | [6 empty] | 0 | 0 | 0 | 0 | 1974 | 0 | 0 | E | [6 empty] | 0
3 |  | 14232 | 3352 | GT1 | GT | 24100 | P | OP | 6 | 1978 | FO2 |  |  | FO2 |  |  | 11767 | 21100 | 29400 | 0 |  | 0 | 0 | 0 | 0 | 0 | 0 | [6 empty] | 0 | 0 | 0 | 5 | 1978 | 0 | 0 | E | [6 empty] | 0
3 |  | 14232 | 3353 | 1 | IC | 300 |  |  | 99 | 1946 |  |  |  | FO2 |  |  | 0 | 0 | 0 | 0 | RE | 10 | 1982 | 0 | 0 | 0 | 0 | [6 empty] | 0 | 0 | 0 | 0 | 1946 | 0 | 0 | E | [6 empty] | 0
3 |  | 14232 | 3353 | 2 | IC | 300 |  |  | 99 | 1946 |  |  |  | FO2 |  |  | 0 | 0 | 0 | 0 | RE | 10 | 1982 | 0 | 0 | 0 | 0 | [6 empty] | 0 | 0 | 0 | 0 | 1946 | 0 | 0 | E | [6 empty] | 0
3 |  | 14232 | 3353 | 3 | IC | 400 |  |  | 3 | 1977 |  |  |  | FO2 |  |  | 0 | 0 | 0 | 0 | RE | 10 | 1982 | 0 | 0 | 0 | 0 | [6 empty] | 0 | 0 | 0 | 0 | 1977 | 0 | 0 | E | [6 empty] | 0
3 |  | 14232 | 3354 | 1 | IC | 600 |  |  | 99 | 1948 |  |  |  | FO2 |  |  | 0 | 0 | 0 | 0 | RE | 12 | 1982 | 0 | 0 | 0 | 0 | [6 empty] | 0 | 0 | 0 | 0 | 1948 | 0 | 0 | E | [6 empty] | 0
3 |  | 14232 | 6098 | 1 | ST | 456000 | B | OP | 5 | 1975 | FO2 |  |  | LIG | SUB |  | 11000 | 432245 | 432245 | 0 |  | 0 | 0 | 0 | 0 | 0 | 0 | [6 empty] | 0 | 0 | 0 | 2 | 1975 | 0 | 0 | E | [6 empty] | 0
3 |  | 14232 | 6232 | 47 | IC | 400 |  |  | 88 | 1965 |  |  |  | FO2 |  |  | 0 | 0 | 0 | 0 | RE | 2 | 1985 | 0 | 0 | 0 | 0 | [6 empty] | 0 | 0 | 0 | 0 | 1965 | 0 | 0 | E | [6 empty] | 0
3 |  | 14232 | 6540 | 1 | HC | 560 | B | OP | 11 | 1925 | WAT |  |  | WAT |  |  | 0 | 540 | 540 | 0 |  | 0 | 0 | 0 | 0 | 0 | 0 | [6 empty] | 0 | 0 | 0 | 8 | 1925 | 0 | 0 | E | [6 empty] | 0
3 |  | 14232 | 7904 | 1 | IC | 400 |  |  | 88 | 1966 | FO2 |  |  | FO2 |  |  | 11540 | 400 | 400 | 0 | RE | 3 | 1987 | 0 | 0 | 0 | 0 | [6 empty] | 0 | 0 | 0 | 0 | 1966 | 0 | 0 | E | [6 empty] | 0
3 |  | 14232 | 7905 | 1 | IC | 400 |  | SB | 88 | 1965 | FO2 |  |  | FO2 |  |  | 11540 | 400 | 400 | 0 |  | 0 | 0 | 0 | 0 | 0 | 0 | [6 empty] | 0 | 0 | 0 | 0 | 1965 | 0 | 0 | E | [6 empty] | 0
3 |  | 14236 | 1173 | 1 | HC | 1000 | C | OP | 88 | 1931 | WAT |  |  | WAT |  |  | 0 | 1000 | 1000 | 0 |  | 0 | 0 | 0 | 0 | 0 | 0 | [6 empty] | 0 | 0 | 0 | 0 | 1931 | 0 | 0 | E | [6 empty] | 0
3 |  | 14236 | 1173 | 2 | HC | 1000 | C | OP | 88 | 1931 | WAT |  |  | WAT |  |  | 0 | 1000 | 1000 | 0 |  | 0 | 0 | 0 | 0 | 0 | 0 | [6 empty] | 0 | 0 | 0 | 0 | 1931 | 0 | 0 | E | [6 empty] | 0
3 |  | 14236 | 1173 | 3 | HC | 1000 | C | OP | 88 | 1931 | WAT |  |  | WAT |  |  | 0 | 1000 | 1000 | 0 |  | 0 | 0 | 0 | 0 | 0 | 0 | [6 empty] | 0 | 0 | 0 | 0 | 1931 | 0 | 0 | E | [6 empty] | 0
3 |  | 14246 | 2003 | 2 | ST | 500 |  |  | 99 | 1924 |  |  |  | NG | FO6 |  | 0 | 0 | 0 | 0 | RE | 8 | 1982 | 0 | 0 | 0 | 0 | [6 empty] | 0 | 0 | 0 | 0 | 1924 | 0 | 0 | E | [6 empty] | 0
3 |  | 14246 | 2003 | 3 | ST | 2500 |  |  | 99 | 1938 |  |  |  | NG | FO6 |  | 0 | 0 | 0 | 0 | RE | 8 | 1982 | 0 | 0 | 0 | 0 | [6 empty] | 0 | 0 | 0 | 0 | 1938 | 0 | 0 | E | [6 empty] | 0
3 |  | 14246 | 2003 | 4 | ST | 4000 | C |  | 99 | 1950 | NG |  |  | NG | FO6 |  | 0 | 5000 | 5000 | 4000 | RE | 12 | 1984 | 0 | 0 | 0 | 0 | [6 empty] | 0 | 0 | 0 | 0 | 1950 | 0 | 0 | E | [6 empty] | 0
3 |  | 14246 | 2003 | 5 | ST | 6000 | C | SC | 5 | 1957 | NG |  |  | NG | FO6 |  | 17500 | 8950 | 8950 | 0 |  | 0 | 0 | 0 | 0 | 0 | 0 | [6 empty] | 0 | 0 | 0 | 4 | 1957 | 0 | 0 | [7 empty] | 0
3 |  | 14246 | 2003 | 6 | ST | 20000 | C | SC | 7 | 1969 | NG |  |  | NG | FO6 |  | 12500 | 20050 | 20050 | 0 |  | 0 | 0 | 0 | 0 | 0 | 0 | [6 empty] | 0 | 0 | 0 | 6 | 1969 | 0 | 0 | [7 empty] | 0
3 |  | 14246 | 2003 | 7 | GT | 19000 | P | OP | 4 | 1982 | NG |  |  | NG | FO2 |  | 16500 | 15500 | 20350 | 0 |  | 0 | 0 | 0 | 0 | 0 | 0 | [6 empty] | 0 | 0 | 0 | 3 | 1982 | 0 | 0 | E | [6 empty] | 0
3 |  | 14246 | 2003 | ST1 | ST | 1500 |  |  | 99 | 1928 |  |  |  | NG | FO2 |  | 0 | 0 | 0 | 0 | RE | 8 | 1982 | 0 | 0 | 0 | 0 | [6 empty] | 0 | 0 | 0 | 0 | 1928 | 0 | 0 | E | [6 empty] | 0
3 |  | 14268 | 1374 | 1 | ST | 151000 | B | OP | 4 | 1964 | FO2 |  |  | BIT |  |  | 10500 | 149000 | 149000 | 0 |  | 0 | 0 | 0 | 0 | 0 | 0 | [6 empty] | 0 | 0 | 0 | 2 | 1964 | 0 | 0 | E | [6 empty] | 0
3 |  | 14268 | 1374 | 2 | ST | 265000 | B | OP | 3 | 1974 | FO2 |  |  | BIT |  |  | 10010 | 250000 | 250000 | 0 |  | 0 | 0 | 0 | 0 | 0 | 0 | [6 empty] | 0 | 0 | 0 | 12 | 1973 | 0 | 0 | E | [6 empty] | 0
3 |  | 14268 | 1375 | 1 | ST | 7500 |  |  | 0 | 1900 |  |  |  | COL | FO2 |  | 0 | 0 | 0 | 0 | RE | 3 | 1977 | 0 | 0 | 0 | 0 | [6 empty] | 0 | 0 | 0 | 0 | 1900 | 0 | 0 | E | [6 empty] | 0
3 |  | 14268 | 1375 | 2 | ST | 7500 |  |  | 0 | 1900 |  |  |  | COL | FO2 |  | 0 | 0 | 0 | 0 | RE | 3 | 1977 | 0 | 0 | 0 | 0 | [6 empty] | 0 | 0 | 0 | 0 | 1900 | 0 | 0 | E | [6 empty] | 0
3 |  | 14268 | 1375 | 3 | ST | 8000 |  |  | 0 | 1900 |  |  |  | COL |  |  | 0 | 0 | 0 | 0 | RE | 6 | 1974 | 0 | 0 | 0 | 0 | [6 empty] | 0 | 0 | 0 | 0 | 1900 | 0 | 0 | E | [6 empty] | 0
3 |  | 14268 | 1375 | 4 | ST | 34500 |  |  | 99 | 1954 |  |  |  | COL | FO2 |  | 0 | 0 | 0 | 0 | RE | 10 | 1978 | 0 | 0 | 0 | 0 | [6 empty] | 0 | 0 | 0 | 0 | 1954 | 0 | 0 | E | [6 empty] | 0
3 |  | 14272 | 2149 | 1 | IC | 150 | P | OP | 88 | 1939 | FO2 |  |  | FO2 |  |  | 16000 | 130 | 130 | 0 | RT | 1 | 1996 | 0 | 0 | 0 | 0 | [6 empty] | 0 | 0 | 0 | 0 | 1939 | 0 | 0 | E | [6 empty] | 0
3 |  | 14272 | 2149 | 2 | IC | 150 | P | OP | 88 | 1939 | FO2 |  |  | FO2 |  |  | 16000 | 130 | 130 | 0 | RT | 1 | 1996 | 0 | 0 | 0 | 0 | [6 empty] | 0 | 0 | 0 | 0 | 1939 | 0 | 0 | E | [6 empty] | 0
3 |  | 14272 | 2149 | 3 | IC | 150 | P | OP | 88 | 1939 | FO2 |  |  | FO2 |  |  | 16000 | 130 | 130 | 0 | RT | 1 | 1996 | 0 | 0 | 0 | 0 | [6 empty] | 0 | 0 | 0 | 0 | 1939 | 0 | 0 | E | [6 empty] | 0
3 |  | 14272 | 2149 | 4 | IC | 300 | P |  | 0 | 1947 | FO2 |  |  | FO2 |  |  | 16000 | 300 | 300 | 0 | RE | 10 | 1987 | 0 | 0 | 0 | 0 | EF | [5 empty] | 0 | 0 | 0 | 0 | 1947 | 0 | 0 | E | [6 empty] | 0
3 |  | 14272 | 2149 | 5 | IC | 1360 | P | OP | 88 | 1966 | FO2 |  |  | FO2 |  |  | 0 | 1300 | 1300 | 0 | RT | 1 | 1996 | 0 | 0 | 0 | 0 | [6 empty] | 0 | 0 | 0 | 0 | 1966 | 0 | 0 | E | [6 empty] | 0
3 |  | 14272 | 2149 | 4A | IC | 1365 |  | OP | 6 | 1989 | FO2 |  |  | FO2 |  |  | 0 | 1300 | 1300 | 0 |  | 0 | 0 | 0 | 0 | 0 | 0 | [6 empty] | 0 | 0 | 0 | 6 | 1988 | 0 | 0 | [7 empty] | 0
3 |  | 14275 | 2065 | 1 | IC | 500 |  |  | 99 | 1958 |  |  |  | FO2 | NG |  | 0 | 0 | 0 | 0 | RE | 12 | 1979 | 0 | 0 | 0 | 0 | [6 empty] | 0 | 0 | 0 | 0 | 1958 | 0 | 0 | E | [6 empty] | 0
3 |  | 14277 | 2295 | 1 | IC | 550 |  | SB | 88 | 1946 | FO2 |  |  | FO2 |  |  | 0 | 325 | 400 | 0 |  | 0 | 0 | 0 | 0 | 0 | 0 | [6 empty] | 0 | 0 | 0 | 0 | 1946 | 0 | 0 | E | [6 empty] | 0
3 |  | 14277 | 2295 | 2 | IC | 675 | C | OP | 88 | 1953 | FO2 |  |  | FO2 |  |  | 11075 | 500 | 500 | 0 |  | 0 | 0 | 0 | 0 | 0 | 0 | [6 empty] | 0 | 0 | 0 | 0 | 1953 | 0 | 0 | E | [6 empty] | 0
3 |  | 14277 | 2295 | 3 | IC | 900 |  | OP | 88 | 1956 | FO2 |  |  | FO2 |  |  | 11075 | 800 | 900 | 0 |  | 0 | 0 | 0 | 0 | 0 | 0 | [6 empty] | 0 | 0 | 0 | 0 | 1956 | 0 | 0 | E | [6 empty] | 0
3 |  | 14277 | 2295 | 4 | IC | 675 |  | OP | 88 | 1956 | FO2 |  |  | FO2 |  |  | 11075 | 500 | 500 | 0 |  | 0 | 0 | 0 | 0 | 0 | 0 | [6 empty] | 0 | 0 | 0 | 0 | 1956 | 0 | 0 | E | [6 empty] | 0
3 |  | 14277 | 2295 | 5 | IC | 1365 |  | OP | 10 | 1972 | FO2 |  |  | FO2 |  |  | 11075 | 1200 | 1300 | 0 |  | 0 | 0 | 0 | 0 | 0 | 0 | [6 empty] | 0 | 0 | 0 | 9 | 1972 | 0 | 0 | E | [6 empty] | 0
3 |  | 14328 | 83 | 1 | ST | 0 |  |  | 0 | 0 | [6 empty] | 0 | 0 | 0 | 800000 | CN | 99 | 9999 | 7 | 1984 | 2 | 1981 |  |  |  | BIT | PET |  | 0 | 0 | 0 | 0 | 0 | 739000 | 754000 | [7 empty] | 0
3 |  | 14328 | 83 | 2 | ST | 0 |  |  | 0 | 0 | [6 empty] | 0 | 0 | 0 | 800000 | CN | 99 | 9999 | 7 | 1985 | 2 | 1981 |  |  |  | BIT | PET |  | 0 | 0 | 0 | 0 | 0 | 739000 | 754000 | [7 empty] | 0
3 |  | 14328 | 180 | 1 | HC | 956 | B | OP | 11 | 1981 |  |  |  | WAT |  |  | 0 | 900 | 900 | 0 |  | 0 | 0 | 0 | 0 | 0 | 0 | [6 empty] | 0 | 0 | 0 | 8 | 1981 | 0 | 0 | E | [6 empty] | 0
3 |  | 14328 | 214 | 1 | HC | 1000 | B | OP | 11 | 1902 |  |  |  | WAT |  |  | 0 | 1000 | 1000 | 0 |  | 0 | 0 | 0 | 0 | 0 | 0 | [6 empty] | 0 | 0 | 0 | 8 | 1902 | 0 | 0 | E | [6 empty] | 0
3 |  | 14328 | 214 | 2 | HC | 1000 | B | OP | 11 | 1902 |  |  |  | WAT |  |  | 0 | 1000 | 1000 | 0 |  | 0 | 0 | 0 | 0 | 0 | 0 | [6 empty] | 0 | 0 | 0 | 8 | 1902 | 0 | 0 | E | [6 empty] | 0
3 |  | 14328 | 215 | 1 | HC | 1400 | B | OP | 88 | 1940 |  |  |  | WAT |  |  | 0 | 1000 | 1000 | 0 |  | 0 | 0 | 0 | 0 | 0 | 0 | [6 empty] | 0 | 0 | 0 | 0 | 1940 | 0 | 0 | E | [6 empty] | 0
3 |  | 14328 | 216 | 1 | ST | 40000 | B |  | 12 | 1940 | NG |  |  | NG | FO6 |  | 18510 | 46000 | 46000 | 0 | RE | 5 | 1987 | 0 | 0 | 0 | 0 | [6 empty] | 0 | 0 | 0 | 11 | 1940 | 0 | 0 | E | [6 empty] | 0
3 |  | 14328 | 217 | 1 | HC | 31000 | P | OP | 2 | 1927 |  |  |  | WAT |  |  | 0 | 34000 | 34000 | 0 |  | 0 | 0 | 0 | 0 | 0 | 0 | [6 empty] | 0 | 0 | 0 | 11 | 1926 | 0 | 0 | E | [6 empty] | 0
3 | A189 | 14328 | 218 | 2 | HC | 48600 | P | OP | 11 | 1958 |  |  |  | WAT |  |  | 0 | 105000 | 105000 | 0 |  | 0 | 0 | 0 | 0 | 0 | 0 | [6 empty] | 0 | 0 | 0 | 8 | 1958 | 0 | 0 | [7 empty] | 0
3 | A189 | 14328 | 218 | 3 | HC | 54000 | P | OP | 12 | 1958 |  |  |  | WAT |  |  | 0 | 0 | 0 | 0 |  | 0 | 0 | 0 | 0 | 0 | 0 | [6 empty] | 0 | 0 | 0 | 8 | 1958 | 0 | 0 | E | [6 empty] | 0
3 |  | 14328 | 219 | 1 | HC | 117000 | P | OP | 9 | 1969 |  |  |  | WAT |  |  | 0 | 125000 | 125000 | 0 |  | 0 | 0 | 0 | 0 | 0 | 0 | [6 empty] | 0 | 0 | 0 | 8 | 1969 | 0 | 0 | [7 empty] | 0
3 | A190 | 14328 | 220 | H1 | HC | 36300 | P | OP | 3 | 1928 |  |  |  | WAT |  |  | 0 | 65000 | 65000 | 0 |  | 0 | 0 | 0 | 0 | 0 | 0 | [6 empty] | 0 | 0 | 0 | 0 | 1928 | 0 | 0 | E | [6 empty] | 0
3 | A190 | 14328 | 220 | H2 | HC | 36300 | P | OP | 3 | 1928 |  |  |  | WAT |  |  | 0 | 0 | 0 | 0 |  | 0 | 0 | 0 | 0 | 0 | 0 | [6 empty] | 0 | 0 | 0 | 0 | 1928 | 0 | 0 | E | [6 empty] | 0
3 |  | 14328 | 221 | 1 | HC | 40000 | C | OP | 12 | 1958 |  |  |  | WAT |  |  | 0 | 40000 | 40000 | 0 |  | 0 | 0 | 0 | 0 | 0 | 0 | [6 empty] | 0 | 0 | 0 | 12 | 1958 | 0 | 0 | [7 empty] | 0
3 | A191 | 14328 | 222 | 1 | HC | 23850 | C | OP | 6 | 1921 |  |  |  | WAT |  |  | 0 | 75000 | 75000 | 0 |  | 0 | 0 | 0 | 0 | 0 | 0 | [6 empty] | 0 | 0 | 0 | 5 | 1921 | 0 | 0 | [7 empty] | 0
3 | A191 | 14328 | 222 | 2 | HC | 25000 | C | OP | 6 | 1921 |  |  |  | WAT |  |  | 0 | 0 | 0 | 0 |  | 0 | 0 | 0 | 0 | 0 | 0 | [6 empty] | 0 | 0 | 0 | 5 | 1921 | 0 | 0 | [7 empty] | 0
3 | A191 | 14328 | 222 | 3 | HC | 25000 | C | OP | 5 | 1924 |  |  |  | WAT |  |  | 0 | 0 | 0 | 0 |  | 0 | 0 | 0 | 0 | 0 | 0 | [6 empty] | 0 | 0 | 0 | 4 | 1924 | 0 | 0 | [7 empty] | 0
3 | A192 | 14328 | 223 | 4 | HC | 60300 | C | OP | 11 | 1958 |  |  |  | WAT |  |  | 0 | 120000 | 120000 | 0 |  | 0 | 0 | 0 | 0 | 0 | 0 | [6 empty] | 0 | 0 | 0 | 8 | 1958 | 0 | 0 | [7 empty] | 0
3 | A192 | 14328 | 223 | 5 | HC | 57600 | C | OP | 11 | 1958 |  |  |  | WAT |  |  | 0 | 0 | 0 | 0 |  | 0 | 0 | 0 | 0 | 0 | 0 | [6 empty] | 0 | 0 | 0 | 8 | 1958 | 0 | 0 | [7 empty] | 0
3 | A193 | 14328 | 224 | 1 | HC | 5500 | B | OP | 6 | 1900 |  |  |  | WAT |  |  | 0 | 6400 | 6400 | 0 |  | 0 | 0 | 0 | 0 | 0 | 0 | [6 empty] | 0 | 0 | 0 | 3 | 1900 | 0 | 0 | [7 empty] | 0
3 | A193 | 14328 | 224 | 2 | HC | 900 | B | OP | 0 | 1904 |  |  |  | WAT |  |  | 0 | 0 | 0 | 0 |  | 0 | 0 | 0 | 0 | 0 | 0 | [6 empty] | 0 | 0 | 0 | 12 | 1902 | 0 | 0 | [7 empty] | 0
3 |  | 14328 | 225 | 1 | HC | 7000 | B | OP | 3 | 1965 |  |  |  | WAT |  |  | 0 | 7000 | 7000 | 0 |  | 0 | 0 | 0 | 0 | 0 | 0 | [6 empty] | 0 | 0 | 0 | 12 | 1964 | 0 | 0 | E | [6 empty] | 0
3 |  | 14328 | 226 | 1 | HC | 1000 | B | OP | 12 | 1907 |  |  |  | WAT |  |  | 0 | 900 | 900 | 0 |  | 0 | 0 | 0 | 0 | 0 | 0 | [6 empty] | 0 | 0 | 0 | 9 | 1907 | 0 | 0 | E | [6 empty] | 0
3 |  | 14328 | 227 | 1 | HC | 12000 | B | OP | 6 | 1979 |  |  |  | WAT |  |  | 0 | 13000 | 13000 | 0 |  | 0 | 0 | 0 | 0 | 0 | 0 | [6 empty] | 0 | 0 | 0 | 3 | 1979 | 0 | 0 | E | [6 empty] | 0
3 |  | 14328 | 228 | 1 | ST | 118800 | B | SB | 6 | 1951 | NG |  |  | NG | FO6 |  | 12414 | 116000 | 116000 | 0 |  | 0 | 0 | 0 | 0 | 0 | 0 | [6 empty] | 0 | 0 | 0 | 5 | 1951 | 0 | 0 | E | [6 empty] | 0
3 |  | 14328 | 228 | 2 | ST | 103500 | B | SB | 8 | 1951 | NG |  |  | NG | FO6 |  | 12091 | 116000 | 116000 | 0 |  | 0 | 0 | 0 | 0 | 0 | 0 | [6 empty] | 0 | 0 | 0 | 7 | 1951 | 0 | 0 | E | [6 empty] | 0
3 |  | 14328 | 228 | 3 | ST | 103500 | B | OS | 8 | 1951 | NG |  |  | NG | FO6 |  | 12100 | 116000 | 116000 | 0 |  | 0 | 0 | 0 | 0 | 0 | 0 | [6 empty] | 0 | 0 | 0 | 7 | 1951 | 0 | 0 | E | [6 empty] | 0
3 |  | 14328 | 228 | 4 | ST | 112500 | B | OP | 7 | 1953 | NG |  |  | NG | FO6 |  | 11031 | 117000 | 117000 | 0 |  | 0 | 0 | 0 | 0 | 0 | 0 | [6 empty] | 0 | 0 | 0 | 6 | 1953 | 0 | 0 | E | [6 empty] | 0
3 |  | 14328 | 228 | 5 | ST | 112500 | B | OP | 10 | 1953 | NG |  |  | NG | FO6 |  | 11217 | 115000 | 115000 | 0 |  | 0 | 0 | 0 | 0 | 0 | 0 | [6 empty] | 0 | 0 | 0 | 9 | 1953 | 0 | 0 | E | [6 empty] | 0
3 |  | 14328 | 228 | 6 | ST | 359000 | B | OP | 6 | 1964 | NG |  |  | NG | FO6 |  | 9662 | 340000 | 340000 | 0 |  | 0 | 0 | 0 | 0 | 0 | 0 | [6 empty] | 0 | 0 | 0 | 4 | 1964 | 0 | 0 | E | [6 empty] | 0
3 |  | 14328 | 228 | 7 | ST | 359000 | B | OP | 8 | 1964 | NG |  |  | NG | FO6 |  | 9473 | 340000 | 340000 | 0 |  | 0 | 0 | 0 | 0 | 0 | 0 | [6 empty] | 0 | 0 | 0 | 6 | 1964 | 0 | 0 | E | [6 empty] | 0
3 |  | 14328 | 229 | 1 | HC | 720 | B | OP | 88 | 1907 |  |  |  | WAT |  |  | 0 | 720 | 671 | 0 |  | 0 | 0 | 0 | 0 | 0 | 0 | [6 empty] | 0 | 0 | 0 | 0 | 1907 | 0 | 0 | E |  | E |  |  |  |  | 0
3 |  | 14328 | 229 | 2 | HC | 720 | B | OP | 88 | 1907 |  |  |  | WAT |  |  | 0 | 676 | 671 | 0 |  | 0 | 0 | 0 | 0 | 0 | 0 | [6 empty] | 0 | 0 | 0 | 0 | 1907 | 0 | 0 | E | E | E |  |  |  |  | 0
3 |  | 14328 | 230 | 1 | HC | 1100 | B | OP | 7 | 1919 |  |  |  | WAT |  |  | 0 | 900 | 900 | 0 |  | 0 | 0 | 0 | 0 | 0 | 0 | [6 empty] | 0 | 0 | 0 | 4 | 1919 | 0 | 0 | E | [6 empty] | 0
3 | A196 | 14328 | 231 | 1 | HC | 37000 | C | OP | 11 | 1949 |  |  |  | WAT |  |  | 0 | 70000 | 70000 | 0 |  | 0 | 0 | 0 | 0 | 0 | 0 | [6 empty] | 0 | 0 | 0 | 11 | 1949 | 0 | 0 | [7 empty] | 0
3 | A196 | 14328 | 231 | 2 | HC | 37000 | C | OP | 1 | 1950 |  |  |  | WAT |  |  | 0 | 0 | 0 | 0 |  | 0 | 0 | 0 | 0 | 0 | 0 | [6 empty] | 0 | 0 | 0 | 11 | 1949 | 0 | 0 | [7 empty] | 0
3 |  | 14328 | 232 | 1 | HC | 18400 | B | OP | 2 | 1963 |  |  |  | WAT |  |  | 0 | 18500 | 18500 | 0 |  | 0 | 0 | 0 | 0 | 0 | 0 | [6 empty] | 0 | 0 | 0 | 9 | 1962 | 0 | 0 | E | [6 empty] | 0
3 |  | 14328 | 233 | 1 | HC | 5500 | B | OP | 5 | 1908 |  |  |  | WAT |  |  | 0 | 5700 | 5700 | 0 |  | 0 | 0 | 0 | 0 | 0 | 0 | [6 empty] | 0 | 0 | 0 | 2 | 1908 | 0 | 0 | E | [6 empty] | 0
3 |  | 14328 | 234 | 1 | IC | 800 |  | OP | 1 | 1966 | FO2 |  |  | FO2 |  |  | 0 | 730 | 823 | 0 |  | 0 | 0 | 0 | 0 | 0 | 0 | [6 empty] | 0 | 0 | 0 | 12 | 1965 | 0 | 0 | E | E | E |  |  |  |  | 0
3 | A197 | 14328 | 235 | 1 | HC | 12000 | C | OP | 11 | 1913 |  |  |  | WAT |  |  | 0 | 54000 | 54000 | 0 |  | 0 | 0 | 0 | 0 | 0 | 0 | [6 empty] | 0 | 0 | 0 | 0 | 1913 | 0 | 0 | E | [6 empty] | 0
3 | A197 | 14328 | 235 | 2 | HC | 12000 | C | OP | 11 | 1913 |  |  |  | WAT |  |  | 0 | 0 | 0 | 0 |  | 0 | 0 | 0 | 0 | 0 | 0 | [6 empty] | 0 | 0 | 0 | 0 | 1913 | 0 | 0 | E | [6 empty] | 0
3 | A197 | 14328 | 235 | 3 | HC | 12000 | C | OP | 4 | 1922 |  |  |  | WAT |  |  | 0 | 0 | 0 | 0 |  | 0 | 0 | 0 | 0 | 0 | 0 | [6 empty] | 0 | 0 | 0 | 4 | 1922 | 0 | 0 | [7 empty] | 0
3 | A197 | 14328 | 235 | 4 | HC | 13000 | C | OP | 6 | 1928 |  |  |  | WAT |  |  | 0 | 0 | 0 | 0 |  | 0 | 0 | 0 | 0 | 0 | 0 | [6 empty] | 0 | 0 | 0 | 6 | 1928 | 0 | 0 | [7 empty] | 0
3 |  | 14328 | 236 | 5 | HC | 53000 | P | OP | 12 | 1965 |  |  |  | WAT |  |  | 0 | 49500 | 49500 | 0 |  | 0 | 0 | 0 | 0 | 0 | 0 | [6 empty] | 0 | 0 | 0 | 9 | 1965 | 0 | 0 | E | [6 empty] | 0
3 |  | 14328 | 237 | 1 | HC | 22000 | C | OP | 3 | 1943 |  |  |  | WAT |  |  | 0 | 22000 | 22000 | 0 |  | 0 | 0 | 0 | 0 | 0 | 0 | [6 empty] | 0 | 0 | 0 | 12 | 1942 | 0 | 0 | E | [6 empty] | 0
3 | A198 | 14328 | 238 | 1 | HC | 10000 | B | OP | 1 | 1924 |  |  |  | WAT |  |  | 0 | 21000 | 21000 | 0 |  | 0 | 0 | 0 | 0 | 0 | 0 | [6 empty] | 0 | 0 | 0 | 0 | 1924 | 0 | 0 | E | [6 empty] | 0
3 | A198 | 14328 | 238 | 2 | HC | 10000 | B | OP | 1 | 1924 |  |  |  | WAT |  |  | 0 | 0 | 0 | 0 |  | 0 | 0 | 0 | 0 | 0 | 0 | [6 empty] | 0 | 0 | 0 | 0 | 1924 | 0 | 0 | E | [6 empty] | 0
3 | A199 | 14328 | 239 | 1 | HC | 32300 | P | OP | 6 | 1948 |  |  |  | WAT |  |  | 0 | 89100 | 89100 | 0 |  | 0 | 0 | 0 | 0 | 0 | 0 | [6 empty] | 0 | 0 | 0 | 0 | 1948 | 0 | 0 | E | [6 empty] | 0
3 | A199 | 14328 | 239 | 2 | HC | 32300 | P | OP | 6 | 1948 |  |  |  | WAT |  |  | 0 | 0 | 0 | 0 |  | 0 | 0 | 0 | 0 | 0 | 0 | [6 empty] | 0 | 0 | 0 | 0 | 1948 | 0 | 0 | E | [6 empty] | 0
3 | A199 | 14328 | 239 | 3 | HC | 35000 | P | OP | 6 | 1948 |  |  |  | WAT |  |  | 0 | 0 | 0 | 0 |  | 0 | 0 | 0 | 0 | 0 | 0 | [6 empty] | 0 | 0 | 0 | 0 | 1948 | 0 | 0 | E | [6 empty] | 0
3 | A200 | 14328 | 240 | H1 | HC | 72560 | P | OP | 12 | 1958 |  |  |  | WAT |  |  | 0 | 144000 | 144000 | 0 |  | 0 | 0 | 0 | 0 | 0 | 0 | [6 empty] | 0 | 0 | 0 | 0 | 1958 | 0 | 0 | E | [6 empty] | 0
3 | A200 | 14328 | 240 | H2 | HC | 67500 | P | OP | 12 | 1958 |  |  |  | WAT |  |  | 0 | 0 | 0 | 0 |  | 0 | 0 | 0 | 0 | 0 | 0 | [6 empty] | 0 | 0 | 0 | 0 | 1958 | 0 | 0 | E | [6 empty] | 0
3 |  | 14328 | 241 | 1 | HC | 13500 | B | OP | 12 | 1916 |  |  |  | WAT |  |  | 0 | 11000 | 11000 | 0 |  | 0 | 0 | 0 | 0 | 0 | 0 | [6 empty] | 0 | 0 | 0 | 9 | 1916 | 0 | 0 | E | [6 empty] | 0
3 | A201 | 14328 | 242 | 1 | HC | 2600 | B | OP | 8 | 1921 |  |  |  | WAT |  |  | 0 | 4800 | 4800 | 0 |  | 0 | 0 | 0 | 0 | 0 | 0 | [6 empty] | 0 | 0 | 0 | 0 | 1921 | 0 | 0 | E | [6 empty] | 0
3 | A201 | 14328 | 242 | 2 | HC | 2600 | B | OP | 8 | 1921 |  |  |  | WAT |  |  | 0 | 0 | 0 | 0 |  | 0 | 0 | 0 | 0 | 0 | 0 | [6 empty] | 0 | 0 | 0 | 0 | 1921 | 0 | 0 | E | [6 empty] | 0
3 |  | 14328 | 243 | 1 | HC | 10000 | B | OP | 8 | 1921 |  |  |  | WAT |  |  | 0 | 8500 | 8500 | 0 |  | 0 | 0 | 0 | 0 | 0 | 0 | [6 empty] | 0 | 0 | 0 | 5 | 1921 | 0 | 0 | E | [6 empty] | 0
3 |  | 14328 | 244 | 1 | HC | 10000 | B | OP | 9 | 1921 |  |  |  | WAT |  |  | 0 | 8500 | 8500 | 0 |  | 0 | 0 | 0 | 0 | 0 | 0 | [6 empty] | 0 | 0 | 0 | 6 | 1921 | 0 | 0 | E | [6 empty] | 0
3 |  | 14328 | 246 | 3 | NB | 65000 | B |  | 8 | 1963 | UR |  |  | UR |  |  | 0 | 63000 | 63000 | 0 | RE | 12 | 1985 | 0 | 0 | 0 | 0 | [6 empty] | 0 | 0 | 65000 | 5 | 1963 | 0 | 0 | E | [6 empty] | 0
3 |  | 14328 | 246 | GT2 | GT | 13300 | P | SB | 7 | 1976 | FO2 |  |  | FO2 |  |  | 14000 | 15000 | 15000 | 0 |  | 0 | 0 | 0 | 0 | 0 | 0 | [6 empty] | 0 | 0 | 0 | 6 | 1976 | 0 | 0 | E | [6 empty] | 0
3 |  | 14328 | 246 | GT3 | GT | 13300 | P | SB | 12 | 1976 | FO2 |  |  | FO2 |  |  | 14000 | 15000 | 15000 | 0 |  | 0 | 0 | 0 | 0 | 0 | 0 | [6 empty] | 0 | 0 | 0 | 11 | 1976 | 0 | 0 | E | [6 empty] | 0
3 |  | 14328 | 246 | ST1 | ST | 51200 | C | OP | 12 | 1956 | NG |  |  | NG | FO6 |  | 12349 | 52000 | 52000 | 0 |  | 0 | 0 | 0 | 0 | 0 | 0 | [6 empty] | 0 | 0 | 0 | 11 | 1956 | 0 | 0 | E | [6 empty] | 0
3 |  | 14328 | 246 | ST2 | ST | 51200 | C | OP | 12 | 1958 | NG |  |  | NG | FO6 |  | 12139 | 53000 | 53000 | 0 |  | 0 | 0 | 0 | 0 | 0 | 0 | [6 empty] | 0 | 0 | 0 | 11 | 1958 | 0 | 0 | E | [6 empty] | 0
3 |  | 14328 | 247 | 2 | ST | 100100 | B | OP | 12 | 1948 | NG |  |  | NG | FO6 |  | 12472 | 107000 | 107000 | 0 |  | 0 | 0 | 0 | 0 | 0 | 0 | [6 empty] | 0 | 0 | 0 | 11 | 1948 | 0 | 0 | E | [6 empty] | 0
3 |  | 14328 | 247 | 3 | ST | 100100 | B | OP | 1 | 1949 | NG |  |  | NG | FO6 |  | 12760 | 107000 | 107000 | 0 |  | 0 | 0 | 0 | 0 | 0 | 0 | [6 empty] | 0 | 0 | 0 | 12 | 1948 | 0 | 0 | E | [6 empty] | 0
3 |  | 14328 | 247 | 4 | ST | 156300 | B | OP | 11 | 1958 | NG |  |  | NG | FO6 |  | 9841 | 163000 | 163000 | 0 |  | 0 | 0 | 0 | 0 | 0 | 0 | [6 empty] | 0 | 0 | 0 | 10 | 1958 | 0 | 0 | E | [6 empty] | 0
3 |  | 14328 | 247 | GT1 | GT | 56300 | P | OP | 6 | 1976 | FO2 |  |  | FO2 |  |  | 12080 | 49000 | 49000 | 0 |  | 0 | 0 | 0 | 0 | 0 | 0 | [6 empty] | 0 | 0 | 0 | 5 | 1976 | 0 | 0 | E | [6 empty] | 0
3 |  | 14328 | 248 | 1 | HC | 7600 | B | OP | 10 | 1979 |  |  |  | WAT |  |  | 0 | 8000 | 8000 | 0 |  | 0 | 0 | 0 | 0 | 0 | 0 | [6 empty] | 0 | 0 | 0 | 7 | 1979 | 0 | 0 | E | [6 empty] | 0
3 | A202 | 14328 | 249 | 1 | HC | 85100 | P | OP | 2 | 1966 |  |  |  | WAT |  |  | 0 | 172000 | 172000 | 0 |  | 0 | 0 | 0 | 0 | 0 | 0 | [6 empty] | 0 | 0 | 0 | 0 | 1966 | 0 | 0 | E | [6 empty] | 0
3 | A202 | 14328 | 249 | 2 | HC | 83500 | P | OP | 12 | 1965 |  |  |  | WAT |  |  | 0 | 0 | 0 | 0 |  | 0 | 0 | 0 | 0 | 0 | 0 | [6 empty] | 0 | 0 | 0 | 0 | 1965 | 0 | 0 | E | [6 empty] | 0
3 | A203 | 14328 | 250 | H1 | HC | 14200 | C | OP | 8 | 1920 |  |  |  | WAT |  |  | 0 | 38000 | 38000 | 0 |  | 0 | 0 | 0 | 0 | 0 | 0 | [6 empty] | 0 | 0 | 0 | 0 | 1920 | 0 | 0 | E | [6 empty] | 0
3 | A203 | 14328 | 250 | H2 | HC | 14200 | C | OP | 8 | 1920 |  |  |  | WAT |  |  | 0 | 0 | 0 | 0 |  | 0 | 0 | 0 | 0 | 0 | 0 | [6 empty] | 0 | 0 | 0 | 0 | 1920 | 0 | 0 | E | [6 empty] | 0
3 | A203 | 14328 | 250 | H3 | HC | 14200 | C | OP | 8 | 1920 |  |  |  | WAT |  |  | 0 | 0 | 0 | 0 |  | 0 | 0 | 0 | 0 | 0 | 0 | [6 empty] | 0 | 0 | 0 | 0 | 1920 | 0 | 0 | E | [6 empty] | 0
3 |  | 14328 | 251 | 1 | ST | 60000 | B | SC | 5 | 1948 | NG |  |  | NG | FO6 |  | 14881 | 74000 | 74000 | 0 |  | 0 | 0 | 0 | 0 | 0 | 0 | [6 empty] | 0 | 0 | 0 | 4 | 1948 | 0 | 0 | E | [6 empty] | 0
3 |  | 14328 | 251 | 2 | ST | 92000 | B | SC | 1 | 1950 | NG |  |  | FO6 | NG |  | 15039 | 106000 | 106000 | 0 |  | 0 | 0 | 0 | 0 | 0 | 0 | [6 empty] | 0 | 0 | 0 | 12 | 1949 | 0 | 0 | E | [6 empty] | 0
3 | A204 | 14328 | 253 | 1 | HC | 1500 | B | OP | 6 | 1904 |  |  |  | WAT |  |  | 0 | 3200 | 3200 | 0 |  | 0 | 0 | 0 | 0 | 0 | 0 | [6 empty] | 0 | 0 | 0 | 0 | 1904 | 0 | 0 | E | [6 empty] | 0
3 | A204 | 14328 | 253 | 2 | HC | 1500 | B | OP | 5 | 1904 |  |  |  | WAT |  |  | 0 | 0 | 0 | 0 |  | 0 | 0 | 0 | 0 | 0 | 0 | [6 empty] | 0 | 0 | 0 | 0 | 1904 | 0 | 0 | E | [6 empty] | 0
3 |  | 14328 | 254 | H1 | HC | 44100 | P | OP | 3 | 1962 |  |  |  | WAT |  |  | 0 | 52000 | 52000 | 0 |  | 0 | 0 | 0 | 0 | 0 | 0 | [6 empty] | 0 | 0 | 0 | 12 | 1961 | 0 | 0 | E | [6 empty] | 0
3 |  | 14328 | 255 | 1 | HC | 1000 | B | OP | 8 | 1906 |  |  |  | WAT |  |  | 0 | 1000 | 1000 | 0 |  | 0 | 0 | 0 | 0 | 0 | 0 | [6 empty] | 0 | 0 | 0 | 5 | 1906 | 0 | 0 | E | [6 empty] | 0
3 |  | 14328 | 255 | 2 | HC | 1000 | B | OP | 8 | 1906 |  |  |  | WAT |  |  | 0 | 1000 | 1000 | 0 |  | 12 | 0 | 0 | 0 | 0 | 0 | [6 empty] | 0 | 0 | 0 | 5 | 1906 | 0 | 0 | E | [6 empty] | 0
3 |  | 14328 | 256 | 1 | ST | 40000 | B |  | 6 | 1941 | NG |  |  | NG | FO2 |  | 17980 | 46000 | 46000 | 0 | RE | 12 | 1986 | 0 | 0 | 0 | 0 | [6 empty] | 0 | 0 | 0 | 5 | 1941 | 0 | 0 | E | [6 empty] | 0
3 |  | 14328 | 257 | 1 | HC | 12000 |  |  | 0 | 1900 |  |  |  | WAT |  |  | 0 | 0 | 0 | 0 | RE | 7 | 1976 | 0 | 0 | 0 | 0 | [6 empty] | 0 | 0 | 0 | 0 | 1900 | 0 | 0 | E | [6 empty] | 0
3 |  | 14328 | 257 | 2 | HC | 12000 |  |  | 0 | 1900 |  |  |  | WAT |  |  | 0 | 0 | 0 | 0 | RE | 7 | 1976 | 0 | 0 | 0 | 0 | [6 empty] | 0 | 0 | 0 | 0 | 1900 | 0 | 0 | E | [6 empty] | 0
3 |  | 14328 | 258 | 1 | HC | 3400 | B | OP | 7 | 1930 |  |  |  | WAT |  |  | 0 | 3500 | 3500 | 0 |  | 0 | 0 | 0 | 0 | 0 | 0 | [6 empty] | 0 | 0 | 0 | 4 | 1930 | 0 | 0 | E | [6 empty] | 0
3 |  | 14328 | 259 | 1 | ST | 169100 | B | OP | 7 | 1956 | NG |  |  | NG | FO6 |  | 10293 | 163000 | 163000 | 0 |  | 0 | 0 | 0 | 0 | 0 | 0 | [6 empty] | 0 | 0 | 0 | 6 | 1956 | 0 | 0 | E | [6 empty] | 0
3 |  | 14328 | 259 | 2 | ST | 169100 | B | OP | 10 | 1955 | NG |  |  | NG | FO6 |  | 10366 | 163000 | 163000 | 0 |  | 0 | 0 | 0 | 0 | 0 | 0 | [6 empty] | 0 | 0 | 0 | 9 | 1955 | 0 | 0 | E | [6 empty] | 0
3 |  | 14328 | 259 | 3 | ST | 359000 | B | OP | 12 | 1962 | NG |  |  | NG | FO6 |  | 9650 | 338000 | 338000 | 0 |  | 0 | 0 | 0 | 0 | 0 | 0 | [6 empty] | 0 | 0 | 0 | 10 | 1962 | 0 | 0 | E | [6 empty] | 0
3 |  | 14328 | 259 | 4 | ST | 359000 | B | OP | 8 | 1963 | NG |  |  | NG | FO6 |  | 9544 | 338000 | 338000 | 0 |  | 0 | 0 | 0 | 0 | 0 | 0 | [6 empty] | 0 | 0 | 0 | 6 | 1963 | 0 | 0 | E | [6 empty] | 0
3 |  | 14328 | 260 | 1 | ST | 100100 | B | OS | 4 | 1950 | NG |  |  | NG | FO6 |  | 14210 | 116000 | 116000 | 0 |  | 0 | 0 | 0 | 0 | 0 | 0 | [6 empty] | 0 | 0 | 0 | 3 | 1950 | 0 | 0 | E | [6 empty] | 0
3 |  | 14328 | 260 | 2 | ST | 103500 | B | SB | 12 | 1950 | NG |  |  | NG | FO6 |  | 13632 | 115000 | 115000 | 0 |  | 0 | 0 | 0 | 0 | 0 | 0 | [6 empty] | 0 | 0 | 0 | 11 | 1950 | 0 | 0 | E | [6 empty] | 0
3 |  | 14328 | 260 | 3 | ST | 100000 | B | SB | 2 | 1951 | NG |  |  | NG | FO6 |  | 13987 | 117000 | 117000 | 0 |  | 0 | 0 | 0 | 0 | 0 | 0 | [6 empty] | 0 | 0 | 0 | 1 | 1951 | 0 | 0 | E | [6 empty] | 0
3 |  | 14328 | 260 | 4 | ST | 112500 | B | OP | 10 | 1952 | NG |  |  | NG | FO6 |  | 10913 | 117000 | 117000 | 0 |  | 0 | 0 | 0 | 0 | 0 | 0 | [6 empty] | 0 | 0 | 0 | 9 | 1952 | 0 | 0 | E | [6 empty] | 0
3 |  | 14328 | 260 | 5 | ST | 112500 | B | OP | 12 | 1952 | NG |  |  | NG | FO6 |  | 10958 | 117000 | 117000 | 0 |  | 0 | 0 | 0 | 0 | 0 | 0 | [6 empty] | 0 | 0 | 0 | 11 | 1952 | 0 | 0 | E | [6 empty] | 0
3 |  | 14328 | 260 | 6 | ST | 811800 | B | OP | 12 | 1967 | NG |  |  | NG | FO6 |  | 9072 | 739000 | 739000 | 0 |  | 0 | 0 | 0 | 0 | 0 | 0 | [6 empty] | 0 | 0 | 0 | 10 | 1967 | 0 | 0 | E | [6 empty] | 0
3 |  | 14328 | 260 | 7 | ST | 811800 | B | OP | 8 | 1968 | NG |  |  | NG | FO6 |  | 8855 | 739000 | 739000 | 0 |  | 0 | 0 | 0 | 0 | 0 | 0 | [6 empty] | 0 | 0 | 0 | 6 | 1968 | 0 | 0 | E | [6 empty] | 0
3 |  | 14328 | 261 | 1 | HC | 3600 | B | OP | 3 | 1954 |  |  |  | WAT |  |  | 0 | 4000 | 4000 | 0 |  | 0 | 0 | 0 | 0 | 0 | 0 | [6 empty] | 0 | 0 | 0 | 9 | 1953 | 0 | 0 | E | [6 empty] | 0
3 |  | 14328 | 262 | 1 | HC | 10200 | B | OP | 12 | 1942 |  |  |  | WAT |  |  | 0 | 12000 | 12000 | 0 |  | 0 | 0 | 0 | 0 | 0 | 0 | [6 empty] | 0 | 0 | 0 | 9 | 1942 | 0 | 0 | E | [6 empty] | 0
3 |  | 14328 | 263 | 1 | ST | 40000 | B |  | 1 | 1942 | NG |  |  | FO6 | NG |  | 17099 | 41000 | 41000 | 0 | RE | 1 | 1988 | 0 | 0 | 0 | 0 | [6 empty] | 0 | 0 | 0 | 12 | 1941 | 0 | 0 | E | [6 empty] | 0
3 |  | 14328 | 263 | 2 | ST | 40000 | B |  | 5 | 1943 | NG |  |  | FO6 | NG |  | 17099 | 46000 | 46000 | 0 | RE | 1 | 1988 | 0 | 0 | 0 | 0 | [6 empty] | 0 | 0 | 0 | 4 | 1943 | 0 | 0 | E | [6 empty] | 0
3 |  | 14328 | 264 | 1 | HC | 1600 | B | OP | 3 | 1940 |  |  |  | WAT |  |  | 0 | 2000 | 2000 | 0 |  | 0 | 0 | 0 | 0 | 0 | 0 | [6 empty] | 0 | 0 | 0 | 11 | 1939 | 0 | 0 | E | [6 empty] | 0
3 | A206 | 14328 | 265 | H1 | HC | 34600 | P | OP | 9 | 1922 |  |  |  | WAT |  |  | 0 | 61000 | 61000 | 0 |  | 0 | 0 | 0 | 0 | 0 | 0 | [6 empty] | 0 | 0 | 0 | 0 | 1922 | 0 | 0 | E | [6 empty] | 0
3 | A206 | 14328 | 265 | H2 | HC | 34600 | P | OP | 9 | 1922 |  |  |  | WAT |  |  | 0 | 0 | 0 | 0 |  | 0 | 0 | 0 | 0 | 0 | 0 | [6 empty] | 0 | 0 | 0 | 0 | 1922 | 0 | 0 | E | [6 empty] | 0
3 | A207 | 14328 | 266 | H1 | HC | 26700 | P | OP | 7 | 1925 |  |  |  | WAT |  |  | 0 | 70000 | 70000 | 0 |  | 0 | 0 | 0 | 0 | 0 | 0 | [6 empty] | 0 | 0 | 0 | 0 | 1925 | 0 | 0 | E | [6 empty] | 0
3 | A207 | 14328 | 266 | H2 | HC | 26700 | P | OP | 7 | 1925 |  |  |  | WAT |  |  | 0 | 0 | 0 | 0 |  | 0 | 0 | 0 | 0 | 0 | 0 | [6 empty] | 0 | 0 | 0 | 0 | 1925 | 0 | 0 | E | [6 empty] | 0
3 | A207 | 14328 | 266 | H3 | HC | 26700 | P | OP | 7 | 1925 |  |  |  | WAT |  |  | 0 | 0 | 0 | 0 |  | 0 | 0 | 0 | 0 | 0 | 0 | [6 empty] | 0 | 0 | 0 | 0 | 1925 | 0 | 0 | E | [6 empty] | 0
3 | A208 | 14328 | 267 | 1 | HC | 51700 | P | OP | 10 | 1955 |  |  |  | WAT |  |  | 0 | 95000 | 95000 | 0 |  | 0 | 0 | 0 | 0 | 0 | 0 | [6 empty] | 0 | 0 | 0 | 0 | 1955 | 0 | 0 | E | [6 empty] | 0
3 | A208 | 14328 | 267 | 2 | HC | 45000 | P | OP | 7 | 1955 |  |  |  | WAT |  |  | 0 | 0 | 0 | 0 |  | 0 | 0 | 0 | 0 | 0 | 0 | [6 empty] | 0 | 0 | 0 | 0 | 1955 | 0 | 0 | E | [6 empty] | 0
3 | A209 | 14328 | 268 | H1 | HC | 38200 | P | OP | 4 | 1944 |  |  |  | WAT |  |  | 0 | 156000 | 156000 | 0 |  | 0 | 0 | 0 | 0 | 0 | 0 | [6 empty] | 0 | 0 | 0 | 0 | 1944 | 0 | 0 | E | [6 empty] | 0
3 | A209 | 14328 | 268 | H2 | HC | 38200 | P | OP | 4 | 1944 |  |  |  | WAT |  |  | 0 | 0 | 0 | 0 |  | 0 | 0 | 0 | 0 | 0 | 0 | [6 empty] | 0 | 0 | 0 | 0 | 1944 | 0 | 0 | E | [6 empty] | 0
3 | A209 | 14328 | 268 | H3 | HC | 33200 | P | OP | 4 | 1944 |  |  |  | WAT |  |  | 0 | 0 | 0 | 0 |  | 0 | 0 | 0 | 0 | 0 | 0 | [6 empty] | 0 | 0 | 0 | 0 | 1944 | 0 | 0 | E | [6 empty] | 0
3 | A209 | 14328 | 268 | H4 | HC | 32000 | P | OP | 4 | 1944 |  |  |  | WAT |  |  | 0 | 0 | 0 | 0 |  | 0 | 0 | 0 | 0 | 0 | 0 | [6 empty] | 0 | 0 | 0 | 0 | 1944 | 0 | 0 | E | [6 empty] | 0
3 | A210 | 14328 | 269 | H1 | HC | 39600 | P | OP | 8 | 1965 |  |  |  | WAT |  |  | 0 | 80000 | 80000 | 0 |  | 0 | 0 | 0 | 0 | 0 | 0 | [6 empty] | 0 | 0 | 0 | 0 | 1965 | 0 | 0 | E | [6 empty] | 0
3 | A210 | 14328 | 269 | H2 | HC | 39600 | P | OP | 8 | 1965 |  |  |  | WAT |  |  | 0 | 0 | 0 | 0 |  | 0 | 0 | 0 | 0 | 0 | 0 | [6 empty] | 0 | 0 | 0 | 0 | 1965 | 0 | 0 | E | [6 empty] | 0
3 | A211 | 14328 | 270 | H1 | HC | 57600 | P | OP | 9 | 1965 |  |  |  | WAT |  |  | 0 | 112000 | 112000 | 0 |  | 0 | 0 | 0 | 0 | 0 | 0 | [6 empty] | 0 | 0 | 0 | 0 | 1965 | 0 | 0 | E | [6 empty] | 0
3 | A211 | 14328 | 270 | H2 | HC | 52200 | P | OP | 9 | 1965 |  |  |  | WAT |  |  | 0 | 0 | 0 | 0 |  | 0 | 0 | 0 | 0 | 0 | 0 | [6 empty] | 0 | 0 | 0 | 0 | 1965 | 0 | 0 | E | [6 empty] | 0
3 |  | 14328 | 271 | 1 | ST | 156300 | B | OP | 9 | 1954 | NG |  |  | NG | FO6 |  | 10343 | 163000 | 163000 | 0 |  | 0 | 0 | 0 | 0 | 0 | 0 | [6 empty] | 0 | 0 | 0 | 8 | 1954 | 0 | 0 | E | [6 empty] | 0
3 |  | 14328 | 271 | 2 | ST | 156300 | B | OP | 8 | 1954 | NG |  |  | NG | FO6 |  | 10259 | 163000 | 163000 | 0 |  | 0 | 0 | 0 | 0 | 0 | 0 | [6 empty] | 0 | 0 | 0 | 7 | 1954 | 0 | 0 | E | [6 empty] | 0
3 |  | 14328 | 271 | 3 | ST | 156300 | B | OP | 12 | 1954 | NG |  |  | NG | FO6 |  | 10410 | 163000 | 163000 | 0 |  | 0 | 0 | 0 | 0 | 0 | 0 | [6 empty] | 0 | 0 | 0 | 11 | 1954 | 0 | 0 | E | [6 empty] | 0
3 |  | 14328 | 271 | 4 | ST | 156300 | B | OP | 12 | 1954 | NG |  |  | NG | FO6 |  | 10518 | 163000 | 163000 | 0 |  | 0 | 0 | 0 | 0 | 0 | 0 | [6 empty] | 0 | 0 | 0 | 11 | 1954 | 0 | 0 | E | [6 empty] | 0
3 |  | 14328 | 271 | 5 | ST | 326400 | B | OP | 9 | 1960 | NG |  |  | FO6 | NG |  | 9767 | 325000 | 325000 | 0 |  | 0 | 0 | 0 | 0 | 0 | 0 | [6 empty] | 0 | 0 | 0 | 8 | 1960 | 0 | 0 | E | [6 empty] | 0
3 |  | 14328 | 271 | 6 | ST | 326000 | B | OP | 6 | 1961 | NG |  |  | FO6 | NG |  | 9945 | 325000 | 325000 | 0 |  | 0 | 0 | 0 | 0 | 0 | 0 | [6 empty] | 0 | 0 | 0 | 4 | 1961 | 0 | 0 | E | [6 empty] | 0
3 |  | 14328 | 271 | 7 | ST | 751100 | B | OP | 12 | 1972 | NG |  |  | FO6 | NG |  | 9713 | 720000 | 720000 | 0 |  | 0 | 0 | 0 | 0 | 0 | 0 | [6 empty] | 0 | 0 | 0 | 9 | 1972 | 0 | 0 | E | [6 empty] | 0
3 |  | 14328 | 271 | GT8 | GT | 0 |  |  | 0 | 0 | [6 empty] | 0 | 0 | 0 | 566000 | CN | 99 | 9999 | 7 | 1983 | 12 | 1980 |  |  |  | NG | FO2 |  | 0 | 0 | 0 | 0 | 0 | 445000 | 535000 | [7 empty] | 0
3 |  | 14328 | 271 | GT9 | GT | 0 |  |  | 0 | 0 | [6 empty] | 0 | 0 | 0 | 566000 | CN | 99 | 9999 | 7 | 1980 | 12 | 1980 |  |  |  | NG | FO2 |  | 0 | 0 | 0 | 0 | 0 | 445000 | 535000 | [7 empty] | 0
3 | A212 | 14328 | 272 | 1 | HC | 71400 | P | OP | 10 | 1958 |  |  |  | WAT |  |  | 0 | 120000 | 120000 | 0 |  | 0 | 0 | 0 | 0 | 0 | 0 | [6 empty] | 0 | 0 | 0 | 6 | 1958 | 0 | 0 | [7 empty] | 0
3 | A212 | 14328 | 272 | 2 | HC | 71400 | P | OP | 10 | 1958 |  |  |  | WAT |  |  | 0 | 0 | 0 | 0 |  | 0 | 0 | 0 | 0 | 0 | 0 | [6 empty] | 0 | 0 | 0 | 5 | 1958 | 0 | 0 | [7 empty] | 0
3 |  | 14328 | 273 | 1 | ST | 50000 |  |  | 2 | 1931 |  |  |  | FO6 | NG |  | 0 | 0 | 0 | 0 | RE | 9 | 1983 | 0 | 0 | 0 | 0 | [6 empty] | 0 | 0 | 0 | 0 | 1931 | 0 | 0 | E | [6 empty] | 0
3 |  | 14328 | 273 | 2 | ST | 50000 |  |  | 6 | 1931 |  |  |  | FO6 | NG |  | 0 | 0 | 0 | 0 | RE | 9 | 1983 | 0 | 0 | 0 | 0 | [6 empty] | 0 | 0 | 0 | 0 | 1931 | 0 | 0 | E | [6 empty] | 0
3 |  | 14328 | 273 | 3 | ST | 217900 | B | OP | 12 | 1965 | NG |  |  | NG | FO6 |  | 9771 | 207000 | 207000 | 0 |  | 0 | 0 | 0 | 0 | 0 | 0 | [6 empty] | 0 | 0 | 0 | 10 | 1965 | 0 | 0 | E | [6 empty] | 0
3 |  | 14328 | 273 | 4 | GT | 67100 | P | OP | 3 | 1976 | FO2 |  |  | FO2 |  |  | 12080 | 49000 | 56000 | 0 |  | 0 | 0 | 0 | 0 | 0 | 0 | [6 empty] | 0 | 0 | 0 | 2 | 1976 | 0 | 0 | E | [6 empty] | 0
3 |  | 14328 | 273 | 5 | GT | 67100 | P | OP | 4 | 1976 | FO2 |  |  | FO2 |  |  | 12080 | 56000 | 56000 | 0 |  | 0 | 0 | 0 | 0 | 0 | 0 | [6 empty] | 0 | 0 | 0 | 3 | 1976 | 0 | 0 | E | [6 empty] | 0
3 |  | 14328 | 273 | 6 | GT | 67100 | P | OP | 5 | 1976 | FO2 |  |  | FO2 |  |  | 12080 | 49000 | 49000 | 0 |  | 0 | 0 | 0 | 0 | 0 | 0 | [6 empty] | 0 | 0 | 0 | 4 | 1976 | 0 | 0 | E | [6 empty] | 0
3 | A213 | 14328 | 274 | 1 | HC | 4400 | B | OP | 2 | 1939 |  |  |  | WAT |  |  | 0 | 9200 | 9200 | 0 |  | 0 | 0 | 0 | 0 | 0 | 0 | [6 empty] | 0 | 0 | 0 | 0 | 1939 | 0 | 0 | [7 empty] | 0
3 | A213 | 14328 | 274 | 2 | HC | 2560 | B | OP | 3 | 1910 |  |  |  | WAT |  |  | 0 | 0 | 0 | 0 |  | 0 | 0 | 0 | 0 | 0 | 0 | [6 empty] | 0 | 0 | 0 | 0 | 1910 | 0 | 0 | [7 empty] | 0
3 | A213 | 14328 | 274 | 3 | HC | 3300 | B | OP | 9 | 1917 |  |  |  | WAT |  |  | 0 | 0 | 0 | 0 |  | 0 | 0 | 0 | 0 | 0 | 0 | [6 empty] | 0 | 0 | 0 | 0 | 1917 | 0 | 0 | [7 empty] | 0
3 | A214 | 14328 | 275 | H1 | HC | 62300 | P | OP | 3 | 1950 |  |  |  | WAT |  |  | 0 | 112000 | 112000 | 0 |  | 0 | 0 | 0 | 0 | 0 | 0 | [6 empty] | 0 | 0 | 0 | 0 | 1950 | 0 | 0 | E | [6 empty] | 0
3 | A214 | 14328 | 275 | H2 | HC | 62300 | P | OP | 3 | 1950 |  |  |  | WAT |  |  | 0 | 0 | 0 | 0 |  | 0 | 0 | 0 | 0 | 0 | 0 | [6 empty] | 0 | 0 | 0 | 0 | 1950 | 0 | 0 | E | [6 empty] | 0
3 |  | 14328 | 276 | 1 | HC | 2800 | B | OP | 9 | 1917 |  |  |  | WAT |  |  | 0 | 3200 | 3200 | 0 |  | 0 | 0 | 0 | 0 | 0 | 0 | [6 empty] | 0 | 0 | 0 | 6 | 1917 | 0 | 0 | E | [6 empty] | 0
3 |  | 14328 | 277 | 3 | HC | 4000 | B | OP | 8 | 1923 |  |  |  | WAT |  |  | 0 | 4200 | 4200 | 0 |  | 0 | 0 | 0 | 0 | 0 | 0 | [6 empty] | 0 | 0 | 0 | 4 | 1923 | 0 | 0 | E | [6 empty] | 0
3 |  | 14328 | 278 | 1 | HC | 425 | B | OP | 3 | 1919 |  |  |  | WAT |  |  | 0 | 400 | 400 | 0 |  | 0 | 0 | 0 | 0 | 0 | 0 | [6 empty] | 0 | 0 | 0 | 12 | 1918 | 0 | 0 | E | [6 empty] | 0
3 | A215 | 14328 | 279 | 1 | HC | 12300 | B | OP | 6 | 1931 |  |  |  | WAT |  |  | 0 | 44000 | 44000 | 0 |  | 0 | 0 | 0 | 0 | 0 | 0 | [6 empty] | 0 | 0 | 0 | 0 | 1931 | 0 | 0 | E | [6 empty] | 0
3 | A215 | 14328 | 279 | 2 | HC | 29700 | B | OP | 4 | 1953 |  |  |  | WAT |  |  | 0 | 0 | 0 | 0 |  | 0 | 0 | 0 | 0 | 0 | 0 | [6 empty] | 0 | 0 | 0 | 10 | 1952 | 0 | 0 | [7 empty] | 0
3 |  | 14328 | 279 | HY3 | HC | 0 |  |  | 0 | 0 | [6 empty] | 0 | 0 | 0 | 6000 | PL | 0 | 0 | 1 | 1987 | 6 | 1994 |  |  |  | WAT |  |  | 6000 | 6000 | 0 | 0 | 0 | 6104 | 5911 | [7 empty] | 0
3 |  | 14328 | 280 | 1 | HC | 6700 | B | OP | 12 | 1979 |  |  |  | WAT |  |  | 0 | 7000 | 7000 | 0 |  | 0 | 0 | 0 | 0 | 0 | 0 | [6 empty] | 0 | 0 | 0 | 9 | 1979 | 0 | 0 | E | [6 empty] | 0
3 |  | 14328 | 281 | 1 | HC | 7000 | B | OP | 5 | 1928 |  |  |  | WAT |  |  | 0 | 7000 | 7000 | 0 |  | 0 | 0 | 0 | 0 | 0 | 0 | [6 empty] | 0 | 0 | 0 | 2 | 1928 | 0 | 0 | E | [6 empty] | 0
3 |  | 14328 | 282 | 1 | HC | 3700 | B | OP | 7 | 1928 |  |  |  | WAT |  |  | 0 | 4400 | 4400 | 0 |  | 0 | 0 | 0 | 0 | 0 | 0 | [6 empty] | 0 | 0 | 0 | 4 | 1928 | 0 | 0 | E | [6 empty] | 0
3 |  | 14328 | 283 | 1 | HC | 6600 | B | OP | 2 | 1929 |  |  |  | WAT |  |  | 0 | 5800 | 5800 | 0 |  | 0 | 0 | 0 | 0 | 0 | 0 | [6 empty] | 0 | 0 | 0 | 11 | 1928 | 0 | 0 | E | [6 empty] | 0
3 |  | 14328 | 284 | 1 | HC | 6000 | B | OP | 9 | 1921 |  |  |  | WAT |  |  | 0 | 7000 | 7000 | 0 |  | 0 | 0 | 0 | 0 | 0 | 0 | [6 empty] | 0 | 0 | 0 | 6 | 1921 | 0 | 0 | E | [6 empty] | 0
3 |  | 14328 | 285 | 1 | NB | 0 |  |  | 0 | 0 | [6 empty] | 0 | 0 | 0 | 1200000 | CN | 88 | 1979 | 7 | 1985 | 99 | 1999 |  |  |  | UR |  |  | 0 | 0 | 0 | 0 | 0 | 0 | 0 | [7 empty] | 0
3 |  | 14328 | 285 | 2 | NB | 0 |  |  | 0 | 0 | [6 empty] | 0 | 0 | 0 | 1200000 | CN | 88 | 1979 | 7 | 1985 | 99 | 1999 |  |  |  | UR |  |  | 0 | 0 | 0 | 0 | 0 | 0 | 0 | [7 empty] | 0
3 |  | 14328 | 285 | HC1 | HC | 81900 | P | OP | 3 | 1963 |  |  |  | WAT |  |  | 0 | 91000 | 91000 | 0 |  | 0 | 0 | 0 | 0 | 0 | 0 | [6 empty] | 0 | 0 | 0 | 12 | 1962 | 0 | 0 | E | [6 empty] | 0
3 |  | 14328 | 285 | NU1 | NB | 0 |  |  | 0 | 0 | [6 empty] | 0 | 0 | 0 | 1200000 | CN | 88 | 1979 | 7 | 1985 | 99 | 1999 |  |  |  | UR |  |  | 0 | 0 | 0 | 0 | 0 | 0 | 0 | [7 empty] | 0
3 |  | 14328 | 285 | NU2 | NB | 0 |  |  | 0 | 0 | [6 empty] | 0 | 0 | 0 | 1200000 | CN | 88 | 1979 | 7 | 1985 | 99 | 1999 |  |  |  | UR |  |  | 0 | 0 | 0 | 0 | 0 | 0 | 0 | [7 empty] | 0
3 |  | 14328 | 286 | 1 | GE | 12500 | B |  | 9 | 1960 | GST |  |  | GST |  |  | 0 | 11000 | 11000 | 0 | RE | 9 | 1991 | 0 | 0 | 0 | 0 | [6 empty] | 0 | 0 | 0 | 8 | 1960 | 0 | 0 | E | [6 empty] | 0
3 |  | 14328 | 286 | 2 | GE | 14100 | B | OP | 3 | 1963 | GST |  |  | GST |  |  | 0 | 13000 | 13000 | 0 |  | 0 | 0 | 0 | 0 | 0 | 0 | [6 empty] | 0 | 0 | 0 | 1 | 1963 | 0 | 0 | E | [6 empty] | 0
3 |  | 14328 | 286 | 3 | GE | 28800 | B | OP | 4 | 1967 | GST |  |  | GST |  |  | 0 | 27000 | 27000 | 0 |  | 0 | 0 | 0 | 0 | 0 | 0 | [6 empty] | 0 | 0 | 0 | 2 | 1967 | 0 | 0 | E | [6 empty] | 0
3 |  | 14328 | 286 | 4 | GE | 28800 | B | OP | 11 | 1968 | GST |  |  | GST |  |  | 0 | 27000 | 27000 | 0 |  | 0 | 0 | 0 | 0 | 0 | 0 | [6 empty] | 0 | 0 | 0 | 9 | 1968 | 0 | 0 | E | [6 empty] | 0
3 |  | 14328 | 286 | 5 | GE | 59400 | B | OP | 12 | 1971 | GST |  |  | GST |  |  | 0 | 53000 | 53000 | 0 |  | 0 | 0 | 0 | 0 | 0 | 0 | [6 empty] | 0 | 0 | 0 | 9 | 1971 | 0 | 0 | E | [6 empty] | 0
3 |  | 14328 | 286 | 6 | GE | 59400 | B | OP | 12 | 1971 | GST |  |  | GST |  |  | 0 | 53000 | 53000 | 0 |  | 0 | 0 | 0 | 0 | 0 | 0 | [6 empty] | 0 | 0 | 0 | 9 | 1971 | 0 | 0 | E | [6 empty] | 0
3 |  | 14328 | 286 | 7 | GE | 59400 | B | OP | 8 | 1972 | GST |  |  | GST |  |  | 0 | 53000 | 53000 | 0 |  | 0 | 0 | 0 | 0 | 0 | 0 | [6 empty] | 0 | 0 | 0 | 5 | 1972 | 0 | 0 | E | [6 empty] | 0
3 |  | 14328 | 286 | 8 | GE | 59400 | B | OP | 11 | 1972 | GST |  |  | GST |  |  | 0 | 53000 | 53000 | 0 |  | 0 | 0 | 0 | 0 | 0 | 0 | [6 empty] | 0 | 0 | 0 | 8 | 1972 | 0 | 0 | E | [6 empty] | 0
3 |  | 14328 | 286 | 9 | GE | 59400 | B | OP | 10 | 1973 | GST |  |  | GST |  |  | 0 | 53000 | 53000 | 0 |  | 0 | 0 | 0 | 0 | 0 | 0 | [6 empty] | 0 | 0 | 0 | 7 | 1973 | 0 | 0 | E | [6 empty] | 0
3 |  | 14328 | 286 | 10 | GE | 59400 | B | OP | 11 | 1973 | GST |  |  | GST |  |  | 0 | 53000 | 53000 | 0 |  | 0 | 0 | 0 | 0 | 0 | 0 | [6 empty] | 0 | 0 | 0 | 8 | 1973 | 0 | 0 | E | [6 empty] | 0
3 |  | 14328 | 286 | 11 | GE | 118800 | B | OP | 5 | 1975 | GST |  |  | GST |  |  | 0 | 106000 | 106000 | 0 |  | 0 | 0 | 0 | 0 | 0 | 0 | [6 empty] | 0 | 0 | 0 | 2 | 1975 | 0 | 0 | E | [6 empty] | 0
3 |  | 14328 | 286 | 12 | GE | 118800 | B | OP | 3 | 1979 | GST |  |  | GST |  |  | 0 | 106000 | 106000 | 0 |  | 0 | 0 | 0 | 0 | 0 | 0 | [6 empty] | 0 | 0 | 0 | 12 | 1978 | 0 | 0 | E | [6 empty] | 0
3 |  | 14328 | 286 | 13 | GE | 139800 | B | OP | 5 | 1980 | GST |  |  | GST |  |  | 0 | 133000 | 133000 | 0 |  | 0 | 0 | 0 | 0 | 0 | 0 | [6 empty] | 0 | 0 | 0 | 1 | 1980 | 0 | 0 | E | [6 empty] | 0
3 |  | 14328 | 286 | 14 | GE | 124000 | B | OP | 9 | 1980 | GST |  |  | GST |  |  | 0 | 109000 | 109000 | 0 |  | 0 | 0 | 0 | 0 | 0 | 0 | [6 empty] | 0 | 0 | 0 | 5 | 1980 | 0 | 0 | E | [6 empty] | 0
3 |  | 14328 | 286 | 15 | GE | 63500 | B |  | 6 | 1979 | GST |  |  | GST |  |  | 0 | 59000 | 59000 | 0 | RE | 12 | 1989 | 0 | 0 | 0 | 0 | [6 empty] | 0 | 0 | 0 | 3 | 1979 | 0 | 0 | E | [6 empty] | 0
3 |  | 14328 | 286 | 16 | GE | 124000 | B | OP | 10 | 1985 | GST |  |  | GST |  |  | 0 | 113000 | 113000 | 0 |  | 0 | 0 | 3 | 1980 | 12 | 1985 | [6 empty] | 0 | 0 | 0 | 10 | 1985 | 0 | 0 | [7 empty] | 0
3 |  | 14328 | 286 | 17 | GE | 124000 | B | OP | 12 | 1982 | GST |  |  | GST |  |  | 0 | 113000 | 113000 | 0 |  | 0 | 0 | 0 | 0 | 0 | 0 | [6 empty] | 0 | 0 | 0 | 8 | 1982 | 0 | 0 | E | [6 empty] | 0
3 |  | 14328 | 286 | 18 | GE | 124000 | B | OP | 2 | 1983 | GST |  |  | GST |  |  | 0 | 113000 | 113000 | 0 |  | 0 | 0 | 0 | 0 | 0 | 0 | [6 empty] | 0 | 0 | 0 | 10 | 1982 | 0 | 0 | E | [6 empty] | 0
3 |  | 14328 | 286 | 19 | GE | 0 |  |  | 0 | 0 | [6 empty] | 0 | 0 | 0 | 55000 | CN | 0 | 1987 | 7 | 1986 | 1 | 2000 | LO |  |  | GST |  |  | 55000 | 55000 | 0 | 0 | 0 | 50000 | 50000 | [7 empty] | 0
3 |  | 14328 | 286 | 20 | GE | 124000 | B | OP | 10 | 1985 | GST |  |  | GST |  |  | 0 | 113000 | 113000 | 0 |  | 0 | 0 | 12 | 1984 | 12 | 1985 | [6 empty] | 0 | 0 | 0 | 10 | 1985 | 0 | 0 | [7 empty] | 0
3 |  | 14328 | 286 | 21 | GE | 0 |  |  | 0 | 0 | [6 empty] | 0 | 0 | 0 | 140000 | CN | 12 | 1988 | 9 | 1988 | 11 | 1991 | LO |  |  | GST |  |  | 140000 | 140000 | 0 | 0 | 0 | 125000 | 124000 | [7 empty] | 0
3 |  | 14328 | 286 | GE22 | GE | 0 |  |  | 0 | 0 | [6 empty] | 0 | 0 | 0 | 140000 | CN | 12 | 1988 | 12 | 1988 | 11 | 1994 | LO |  |  | GST |  |  | 140000 | 140000 | 0 | 0 | 0 | 125000 | 124000 | [7 empty] | 0
3 |  | 14328 | 286 | GE23 | GE | 0 |  |  | 0 | 0 | [6 empty] | 0 | 0 | 0 | 140000 | CN | 12 | 1986 | 10 | 1989 | 11 | 1995 | LO |  |  | GST |  |  | 140000 | 140000 | 0 | 0 | 0 | 125000 | 124000 | [7 empty] | 0
3 |  | 14328 | 286 | GE24 | GE | 0 |  |  | 0 | 0 | [6 empty] | 0 | 0 | 0 | 140000 | CN | 0 | 1986 | 0 | 0 | 0 | 0 | LO |  |  | GST |  |  | 140000 | 140000 | 0 | 0 | 0 | 125000 | 124000 | [7 empty] | 0
3 | A216 | 14328 | 287 | H1 | HC | 26700 | P | OP | 8 | 1931 |  |  |  | WAT |  |  | 0 | 58000 | 58000 | 0 |  | 0 | 0 | 0 | 0 | 0 | 0 | [6 empty] | 0 | 0 | 0 | 0 | 1931 | 0 | 0 | E | [6 empty] | 0
3 | A216 | 14328 | 287 | H2 | HC | 25500 | P | OP | 6 | 1931 |  |  |  | WAT |  |  | 0 | 0 | 0 | 0 |  | 0 | 0 | 0 | 0 | 0 | 0 | [6 empty] | 0 | 0 | 0 | 0 | 1931 | 0 | 0 | E | [6 empty] | 0
3 |  | 14328 | 289 | 1 | HC | 4250 | B | OP | 1 | 1914 |  |  |  | WAT |  |  | 0 | 3200 | 3200 | 0 |  | 0 | 0 | 0 | 0 | 0 | 0 | [6 empty] | 0 | 0 | 0 | 10 | 1913 | 0 | 0 | E | [6 empty] | 0
3 |  | 14328 | 289 | 2 | HC | 4250 | B | OP | 1 | 1914 |  |  |  | WAT |  |  | 0 | 3200 | 3200 | 0 |  | 0 | 0 | 0 | 0 | 0 | 0 | [6 empty] | 0 | 0 | 0 | 10 | 1913 | 0 | 0 | E | [6 empty] | 0
3 |  | 14328 | 290 | 1 | HC | 8500 | B | OP | 4 | 1980 |  |  |  | WAT |  |  | 0 | 6300 | 6300 | 0 |  | 0 | 0 | 0 | 0 | 0 | 0 | [6 empty] | 0 | 0 | 0 | 1 | 1980 | 0 | 0 | E | [6 empty] | 0
3 |  | 14328 | 291 | 1 | HC | 13600 | B | OP | 11 | 1948 |  |  |  | WAT |  |  | 0 | 14500 | 14500 | 0 |  | 0 | 0 | 0 | 0 | 0 | 0 | [6 empty] | 0 | 0 | 0 | 8 | 1948 | 0 | 0 | E | [6 empty] | 0
3 |  | 14328 | 291 | 2 | HC | 0 |  |  | 0 | 0 | [6 empty] | 0 | 0 | 0 | 7000 | PL | 0 | 0 | 1 | 1987 | 11 | 1996 |  |  |  | WAT |  |  | 4000 | 4000 | 0 | 0 | 0 | 7163 | 6923 | [7 empty] | 0
3 |  | 14328 | 292 | 1 | HC | 13600 | B | OP | 3 | 1917 |  |  |  | WAT |  |  | 0 | 14000 | 14000 | 0 |  | 0 | 0 | 0 | 0 | 0 | 0 | [6 empty] | 0 | 0 | 0 | 12 | 1916 | 0 | 0 | E | [6 empty] | 0
3 |  | 14328 | 292 | 2 | HC | 2875 | B | OP | 12 | 1986 |  |  |  | WAT |  |  | 0 | 2700 | 2700 | 0 |  | 0 | 0 | 0 | 0 | 0 | 0 | [6 empty] | 0 | 0 | 0 | 12 | 1986 | 0 | 0 | [7 empty] | 0
3 | A187 | 14328 | 293 | 1 | HC | 3200 | B | OP | 9 | 1910 |  |  |  | WAT |  |  | 0 | 20000 | 20000 | 0 |  | 0 | 0 | 0 | 0 | 0 | 0 | [6 empty] | 0 | 0 | 0 | 0 | 1910 | 0 | 0 | E | [6 empty] | 0
3 | A187 | 14328 | 293 | 2 | HC | 3200 | B | OP | 9 | 1910 |  |  |  | WAT |  |  | 0 | 0 | 0 | 0 |  | 0 | 0 | 0 | 0 | 0 | 0 | [6 empty] | 0 | 0 | 0 | 0 | 1910 | 0 | 0 | E | [6 empty] | 0
3 | A187 | 14328 | 293 | 3 | HC | 3200 | B | OP | 9 | 1910 |  |  |  | WAT |  |  | 0 | 0 | 0 | 0 |  | 0 | 0 | 0 | 0 | 0 | 0 | [6 empty] | 0 | 0 | 0 | 0 | 1910 | 0 | 0 | E | [6 empty] | 0
3 | A187 | 14328 | 293 | 4 | HC | 3200 | B | OP | 9 | 1910 |  |  |  | WAT |  |  | 0 | 0 | 0 | 0 |  | 0 | 0 | 0 | 0 | 0 | 0 | [6 empty] | 0 | 0 | 0 | 0 | 1910 | 0 | 0 | E | [6 empty] | 0
3 |  | 14328 | 405 | 1 | WT | 2500 | P |  | 11 | 1982 | WND |  |  | WND |  |  | 0 | 1000 | 1000 | 0 | RE | 11 | 1988 | 0 | 0 | 0 | 0 | [6 empty] | 0 | 0 | 0 | 0 | 1982 | 0 | 0 | E | [6 empty] | 0
3 |  | 14328 | 626 | 1 | HC | 1400 | B | OP | 11 | 1985 |  |  |  | WAT |  |  | 0 | 1300 | 1300 | 0 |  | 0 | 0 | 3 | 1983 | 10 | 1986 | [6 empty] | 0 | 0 | 0 | 8 | 1985 | 0 | 0 | E | [6 empty] | 0
3 |  | 14328 | 632 | 1 | HC | 12700 | B | OP | 12 | 1986 | WAT |  |  | WAT |  |  | 0 | 11000 | 11000 | 0 |  | 0 | 0 | 0 | 0 | 0 | 0 | [6 empty] | 0 | 0 | 0 | 10 | 1986 | 0 | 0 | [7 empty] | 0
3 |  | 14328 | 682 | 1 | HC | 139500 | P | OP | 5 | 1983 |  |  |  | WAT |  |  | 0 | 149000 | 149000 | 0 |  | 0 | 0 | 0 | 0 | 0 | 0 | [6 empty] | 0 | 0 | 0 | 2 | 1983 | 0 | 0 | E | [6 empty] | 0
3 |  | 14328 | 714 | 1 | HC | 1800 | B | OP | 4 | 1986 |  |  |  | WAT |  |  | 0 | 1000 | 1000 | 0 |  | 0 | 0 | 3 | 1986 | 3 | 1986 | [6 empty] | 0 | 0 | 0 | 4 | 1986 | 0 | 0 | [7 empty] | 0
3 |  | 14328 | 716 | 1 | HC | 0 |  |  | 0 | 0 | [6 empty] | 0 | 0 | 0 | 3000 | CN | 1 | 1986 | 0 | 0 | 0 | 0 | OT |  |  | WAT |  |  | 0 | 0 | 0 | 0 | 0 | 3000 | 3000 | [7 empty] | 0
3 |  | 14328 | 726 | 1 | HC | 0 |  |  | 0 | 0 | [6 empty] | 0 | 0 | 0 | 1700 | CN | 1 | 1986 | 0 | 0 | 0 | 0 | OT |  |  | WAT |  |  | 0 | 0 | 0 | 0 | 0 | 2000 | 2000 | [7 empty] | 0
3 |  | 14328 | 730 | 1 | HC | 0 |  |  | 0 | 0 | [6 empty] | 0 | 0 | 0 | 900 | CN | 1 | 1986 | 1 | 1986 | 0 | 0 | OT |  |  | WAT |  |  | 500 | 1 | 0 | 0 | 0 | 1000 | 1000 | [7 empty] | 0
3 |  | 14328 | 735 | 1 | HC | 0 |  |  | 0 | 0 | [6 empty] | 0 | 0 | 0 | 1000 | CN | 1 | 1986 | 1 | 1986 | 0 | 0 | OT |  |  | WAT |  |  | 400 | 1 | 0 | 0 | 0 | 1000 | 1000 | [7 empty] | 0
3 |  | 14328 | 738 | HY1 | HC | 0 |  |  | 0 | 0 | [6 empty] | 0 | 0 | 0 | 15700 | CN | 0 | 1986 | 0 | 0 | 0 | 0 |  |  |  | WAT |  |  | 18000 | 18000 | 0 | 0 | 0 | 17000 | 16000 | [7 empty] | 0
3 |  | 14328 | 739 | B | HC | 0 |  |  | 0 | 0 | [6 empty] | 0 | 0 | 0 | 1000 | CN | 0 | 0 | 11 | 1988 | 11 | 1988 |  |  |  | WAT |  |  | 0 | 0 | 0 | 0 | 0 | 1000 | 1000 | [7 empty] | 0
3 |  | 14328 | 4218 | HY1 | HC | 0 |  |  | 0 | 0 | [6 empty] | 0 | 0 | 0 | 16700 | CN | 1 | 1986 | 0 | 0 | 0 | 0 |  |  |  | WAT |  |  | 16700 | 16700 | 0 | 0 | 0 | 18000 | 17000 | [7 empty] | 0
3 |  | 14328 | 4220 | HY1 | HC | 0 |  |  | 0 | 0 | [6 empty] | 0 | 0 | 0 | 2200 | CN | 1 | 1986 | 11 | 1985 | 1 | 1995 |  |  |  | WAT |  |  | 2200 | 1 | 0 | 0 | 0 | 2000 | 2000 | [7 empty] | 0
3 |  | 14328 | 4224 | HY1 | HC | 0 |  |  | 0 | 0 | [6 empty] | 0 | 0 | 0 | 55700 | CN | 1 | 1986 | 7 | 1987 | 10 | 1991 |  |  |  | WAT |  |  | 55700 | 1 | 0 | 0 | 0 | 62000 | 58000 | [7 empty] | 0
3 |  | 14328 | 4226 | HY1 | HC | 0 |  |  | 0 | 0 | [6 empty] | 0 | 0 | 0 | 41600 | CN | 1 | 1986 | 1 | 1992 | 1 | 1994 |  |  |  | WAT |  |  | 41600 | 1 | 0 | 0 | 0 | 46000 | 43000 | [7 empty] | 0
3 |  | 14328 | 4253 | 1 | HC | 0 |  |  | 0 | 0 | [6 empty] | 0 | 0 | 0 | 1200 | CN | 1 | 1987 | 1 | 1988 | 0 | 0 |  |  |  | WAT |  |  | 1200 | 1 | 0 | 0 | 0 | 1000 | 1000 | [7 empty] | 0
3 |  | 14328 | 4253 | 89 | HC | 0 |  |  | 0 | 0 | [6 empty] | 0 | 0 | 0 | 1200 | CN | 1 | 1987 | 1 | 1989 | 0 | 0 |  |  |  | WAT |  |  | 1200 | 1 | 0 | 0 | 0 | 1000 | 1000 | [7 empty] | 0
3 |  | 14328 | 4253 | 90 | HC | 0 |  |  | 0 | 0 | [6 empty] | 0 | 0 | 0 | 1200 | CN | 1 | 1987 | 1 | 1990 | 0 | 0 |  |  |  | WAT |  |  | 1200 | 1 | 0 | 0 | 0 | 1000 | 1000 | [7 empty] | 0
3 |  | 14328 | 4253 | 91 | HC | 0 |  |  | 0 | 0 | [6 empty] | 0 | 0 | 0 | 1200 | CN | 1 | 1987 | 1 | 1991 | 0 | 0 |  |  |  | WAT |  |  | 1200 | 1 | 0 | 0 | 0 | 1000 | 1000 | [7 empty] | 0
3 |  | 14328 | 4253 | 92 | HC | 0 |  |  | 0 | 0 | [6 empty] | 0 | 0 | 0 | 1200 | CN | 1 | 1987 | 1 | 1992 | 0 | 0 |  |  |  | WAT |  |  | 1200 | 1 | 0 | 0 | 0 | 1000 | 1000 | [7 empty] | 0
3 |  | 14328 | 4253 | 93 | HC | 0 |  |  | 0 | 0 | [6 empty] | 0 | 0 | 0 | 1200 | CN | 1 | 1987 | 1 | 1993 | 0 | 0 |  |  |  | WAT |  |  | 1200 | 1 | 0 | 0 | 0 | 1000 | 1000 | [7 empty] | 0
3 |  | 14328 | 4253 | 94 | HC | 0 |  |  | 0 | 0 | [6 empty] | 0 | 0 | 0 | 1200 | CN | 1 | 1987 | 1 | 1994 | 0 | 0 |  |  |  | WAT |  |  | 1200 | 1 | 0 | 0 | 0 | 1000 | 1000 | [7 empty] | 0
3 |  | 14328 | 4253 | 95 | HC | 0 |  |  | 0 | 0 | [6 empty] | 0 | 0 | 0 | 1200 | CN | 1 | 1987 | 1 | 1995 | 0 | 0 |  |  |  | WAT |  |  | 1200 | 1 | 0 | 0 | 0 | 1000 | 1000 | [7 empty] | 0
3 |  | 14328 | 5032 | 1 | HC | 0 |  |  | 0 | 0 | [6 empty] | 0 | 0 | 0 | 2200 | CN | 1 | 1986 | 0 | 0 | 0 | 0 | OT |  |  | WAT |  |  | 2200 | 1 | 0 | 0 | 0 | 2000 | 2000 | [7 empty] | 0
3 |  | 14328 | 5033 | 1 | HC | 0 |  |  | 0 | 0 | [6 empty] | 0 | 0 | 0 | 14100 | CN | 1 | 1986 | 0 | 0 | 0 | 0 | OT |  |  | WAT |  |  | 14100 | 1 | 0 | 0 | 0 | 15000 | 14000 | [7 empty] | 0
3 |  | 14328 | 6099 | 1 | NP | 1136487 | B | OP | 5 | 1985 | UR |  |  | UR |  |  | 10455 | 1073000 | 1073000 | 0 |  | 0 | 0 | 5 | 1972 | 5 | 1985 | AP | LE |  |  |  |  | 0 | 0 | 1086000 | 11 | 1984 | 0 | 0 | [7 empty] | 0
3 |  | 14328 | 6099 | 2 | NP | 1164093 | B | OP | 3 | 1986 | UR |  |  | UR |  |  | 10503 | 1087000 | 1087000 | 0 |  | 0 | 0 | 0 | 0 | 3 | 1986 | AP | LE |  |  |  |  | 0 | 0 | 1084000 | 8 | 1985 | 0 | 0 | [7 empty] | 0
3 |  | 14328 | 6100 | 1 | HR | 351000 | P | OP | 6 | 1984 |  |  |  | WAT |  |  | 0 | 351000 | 351000 | 0 |  | 0 | 0 | 0 | 0 | 0 | 0 | [6 empty] | 0 | 0 | 0 | 3 | 1984 | 0 | 0 | E | [6 empty] | 0
3 |  | 14328 | 6100 | 2 | HR | 351000 | P | OP | 6 | 1984 |  |  |  | WAT |  |  | 0 | 351000 | 351000 | 0 |  | 0 | 0 | 0 | 0 | 0 | 0 | [6 empty] | 0 | 0 | 0 | 3 | 1984 | 0 | 0 | E | [6 empty] | 0
3 |  | 14328 | 6100 | 3 | HR | 351000 | P | OP | 6 | 1984 |  |  |  | WAT |  |  | 0 | 351000 | 351000 | 0 |  | 0 | 0 | 0 | 0 | 0 | 0 | [6 empty] | 0 | 0 | 0 | 3 | 1984 | 0 | 0 | E | [6 empty] | 0
3 |  | 14328 | 6211 | 1 | GT | 67100 | P | OP | 11 | 1978 | FO2 |  |  | FO2 |  |  | 12080 | 54000 | 64000 | 0 |  | 0 | 0 | 0 | 0 | 0 | 0 | [6 empty] | 0 | 0 | 0 | 10 | 1978 | 0 | 0 | E | [6 empty] | 0
3 |  | 14328 | 6211 | 2 | GT | 67100 | P | OP | 12 | 1978 | FO2 |  |  | FO2 |  |  | 12080 | 54000 | 64000 | 0 |  | 0 | 0 | 0 | 0 | 0 | 0 | [6 empty] | 0 | 0 | 0 | 11 | 1978 | 0 | 0 | E | [6 empty] | 0
3 |  | 14328 | 6211 | 3 | GT | 67100 | P | OP | 11 | 1978 | FO2 |  |  | FO2 |  |  | 12080 | 54000 | 54000 | 0 |  | 0 | 0 | 0 | 0 | 0 | 0 | [6 empty] | 0 | 0 | 0 | 10 | 1978 | 0 | 0 | E | [6 empty] | 0
3 |  | 14328 | 6212 | 1 | GT | 13300 | P | OP | 7 | 1976 | FO2 |  |  | FO2 |  |  | 0 | 15000 | 15000 | 0 |  | 0 | 0 | 0 | 0 | 0 | 0 | [6 empty] | 0 | 0 | 0 | 6 | 1976 | 0 | 0 | [7 empty] | 0
3 |  | 14328 | 7098 | 1 | SP | 1000 |  | OP | 1 | 1989 |  |  |  | SUN |  |  | 0 | 1000 | 1000 | 0 |  | 0 | 0 | 0 | 0 | 0 | 0 | [6 empty] | 0 | 0 | 0 | 1 | 1989 | 0 | 0 | [7 empty] | 0
3 |  | 14328 | 7099 | 1 | SP | 0 |  |  | 0 | 0 | [6 empty] | 0 | 0 | 0 | 1000 | PL | 0 | 0 | 1 | 1990 | 12 | 1995 |  |  |  | SUN |  |  | 1000 | 1000 | 0 | 0 | 0 | 974 | 1051 | [7 empty] | 0
3 |  | 14328 | 7101 | 1 | SP | 0 |  |  | 0 | 0 | [6 empty] | 0 | 0 | 0 | 1000 | PL | 0 | 0 | 1 | 1991 | 1 | 1995 |  |  |  | SUN |  |  | 1000 | 1000 | 0 | 0 | 0 | 974 | 1051 | [7 empty] | 0
3 |  | 14328 | 7102 | 1 | HC | 0 |  |  | 0 | 0 | [6 empty] | 0 | 0 | 0 | 20100 | CN | 12 | 1990 | 1 | 1990 | 1 | 1994 |  |  |  | WAT |  |  | 20100 | 20100 | 0 | 0 | 0 | 21397 | 20424 | [7 empty] | 0
3 |  | 14328 | 7103 | NA1 | HC | 0 |  |  | 0 | 0 | [6 empty] | 0 | 0 | 0 | 2100 | PL | 0 | 0 | 1 | 1991 | 1 | 1998 |  |  |  | WAT |  |  | 1700 | 1700 | 0 | 0 | 0 | 2054 | 2014 | [7 empty] | 0
3 |  | 14328 | 7104 | NA1 | HC | 0 |  |  | 0 | 0 | [6 empty] | 0 | 0 | 0 | 2300 | PL | 0 | 0 | 1 | 1992 | 1 | 1997 |  |  |  | WAT |  |  | 600 | 600 | 0 | 0 | 0 | 2257 | 2210 | [7 empty] | 0
3 |  | 14328 | 7105 | 1 | HC | 2875 | B | OP | 12 | 1986 | WAT |  |  | WAT |  |  | 0 | 2300 | 2300 | 0 |  | 0 | 0 | 0 | 0 | 0 | 0 | [6 empty] | 0 | 0 | 0 | 12 | 1986 | 0 | 0 | [7 empty] | 0
3 |  | 14328 | 7911 | 1 | HC | 9500 | B | OP | 8 | 1921 |  |  |  | WAT |  |  | 0 | 10000 | 10000 | 0 |  | 0 | 0 | 0 | 0 | 0 | 0 | [6 empty] | 0 | 0 | 0 | 5 | 1921 | 0 | 0 | E | [6 empty] | 0
3 |  | 14354 | 294 | 1 | HC | 10000 | B | OP | 1 | 1918 | WAT |  |  | WAT |  |  | 0 | 12500 | 10000 | 0 |  | 0 | 0 | 0 | 0 | 0 | 0 | [6 empty] | 0 | 0 | 0 | 1 | 1918 | 0 | 0 | [7 empty] | 0
3 |  | 14354 | 294 | 2 | HC | 10000 | B | OP | 11 | 1922 | WAT |  |  | WAT |  |  | 0 | 12500 | 10000 | 0 |  | 0 | 0 | 0 | 0 | 0 | 0 | [6 empty] | 0 | 0 | 0 | 11 | 1922 | 0 | 0 | [7 empty] | 0
3 |  | 14354 | 295 | 1 | HC | 13500 | B | OP | 7 | 1925 | WAT |  |  | WAT |  |  | 0 | 14750 | 13500 | 0 |  | 0 | 0 | 0 | 0 | 0 | 0 | [6 empty] | 0 | 0 | 0 | 7 | 1925 | 0 | 0 | [7 empty] | 0
3 |  | 14354 | 295 | 2 | HC | 13500 | B | OP | 8 | 1925 | WAT |  |  | WAT |  |  | 0 | 14750 | 13500 | 0 |  | 0 | 0 | 0 | 0 | 0 | 0 | [6 empty] | 0 | 0 | 0 | 8 | 1925 | 0 | 0 | [7 empty] | 0
3 |  | 14354 | 296 | 1 | HC | 500 | B | OP | 9 | 1903 | WAT |  |  | WAT |  |  | 0 | 500 | 500 | 0 |  | 0 | 0 | 0 | 0 | 0 | 0 | [6 empty] | 0 | 0 | 0 | 9 | 1903 | 0 | 0 | [7 empty] | 0
3 |  | 14354 | 296 | 2 | HC | 450 | B | OP | 8 | 1907 | WAT |  |  | WAT |  |  | 0 | 450 | 450 | 0 |  | 0 | 0 | 0 | 0 | 0 | 0 | [6 empty] | 0 | 0 | 0 | 7 | 1907 | 0 | 0 | [7 empty] | 0
3 |  | 14354 | 296 | 3 | HC | 1250 | B | OP | 1 | 1910 | WAT |  |  | WAT |  |  | 0 | 1250 | 1250 | 0 |  | 0 | 0 | 0 | 0 | 0 | 0 | [6 empty] | 0 | 0 | 0 | 1 | 1910 | 0 | 0 | [7 empty] | 0
3 |  | 14354 | 297 | 1 | HC | 18000 | B | OP | 2 | 1962 | WAT |  |  | WAT |  |  | 0 | 19500 | 20000 | 0 |  | 0 | 0 | 0 | 0 | 0 | 0 | [6 empty] | 0 | 0 | 0 | 12 | 1961 | 0 | 0 | [7 empty] | 0
3 |  | 14354 | 299 | 1 | GE | 26095 | B | OP | 7 | 1984 | GST |  |  | GST |  |  | 0 | 21410 | 21410 | 0 |  | 0 | 0 | 0 | 0 | 0 | 0 | [6 empty] | 0 | 0 | 0 | 3 | 1984 | 0 | 0 | E | [6 empty] | 0
3 |  | 14354 | 304 | 1 | ST | 0 |  |  | 0 | 0 | [6 empty] | 0 | 0 | 0 | 500000 | CN | 99 | 9999 | 6 | 1982 | 6 | 1991 |  |  |  | COL |  |  | 0 | 0 | 0 | 0 | 0 | 465000 | 475000 | [7 empty] | 0
3 |  | 14354 | 456 | 1 | WT | 300 | C |  | 12 | 1981 | WND |  |  | WND |  |  | 0 | 300 | 300 | 0 | RE | 9 | 1987 | 0 | 0 | 0 | 0 | [6 empty] | 0 | 0 | 0 | 2 | 1981 | 0 | 0 | [7 empty] | 0
3 |  | 14354 | 825 | 1 | HC | 1800 | B | OP | 88 | 1917 | WAT |  |  | WAT |  |  | 0 | 1500 | 1500 | 0 |  | 0 | 0 | 0 | 0 | 0 | 0 | [6 empty] | 0 | 0 | 0 | 0 | 1917 | 0 | 0 | E | [6 empty] | 0
3 |  | 14354 | 825 | 2 | HC | 2000 | B | OP | 88 | 1925 | WAT |  |  | WAT |  |  | 0 | 2200 | 2200 | 0 |  | 0 | 0 | 0 | 0 | 0 | 0 | [6 empty] | 0 | 0 | 0 | 0 | 1925 | 0 | 0 | E | [6 empty] | 0
3 |  | 14354 | 825 | 3 | HC | 2000 | B | OP | 88 | 1925 | WAT |  |  | WAT |  |  | 0 | 2200 | 2200 | 0 |  | 0 | 0 | 0 | 0 | 0 | 0 | [6 empty] | 0 | 0 | 0 | 0 | 1925 | 0 | 0 | E | [6 empty] | 0
3 |  | 14354 | 826 | 1 | HC | 7500 | B | OP | 88 | 1917 | WAT |  |  | WAT |  |  | 0 | 7000 | 7000 | 0 |  | 0 | 0 | 0 | 0 | 0 | 0 | [6 empty] | 0 | 0 | 0 | 0 | 1917 | 0 | 0 | E | [6 empty] | 0
3 |  | 14354 | 827 | 1 | HC | 6000 |  |  | 99 | 1908 |  |  |  | WAT |  |  | 0 | 0 | 0 | 0 | RE | 0 | 0 | 0 | 0 | 0 | 0 | [6 empty] | 0 | 0 | 0 | 0 | 1908 | 0 | 0 | E | [6 empty] | 0
3 |  | 14354 | 827 | 2 | HC | 6000 |  |  | 99 | 1908 |  |  |  | WAT |  |  | 0 | 0 | 0 | 0 | RE | 0 | 0 | 0 | 0 | 0 | 0 | [6 empty] | 0 | 0 | 0 | 0 | 1908 | 0 | 0 | E | [6 empty] | 0
3 |  | 14354 | 827 | 3 | HC | 11000 | B | OP | 88 | 1914 | WAT |  |  | WAT |  |  | 0 | 11000 | 11000 | 0 |  | 0 | 0 | 0 | 0 | 0 | 0 | [6 empty] | 0 | 0 | 0 | 0 | 1914 | 0 | 0 | E | [6 empty] | 0
3 |  | 14354 | 827 | 4 | HC | 11000 | B | OP | 88 | 1914 | WAT |  |  | WAT |  |  | 0 | 11000 | 11000 | 0 |  | 0 | 0 | 0 | 0 | 0 | 0 | [6 empty] | 0 | 0 | 0 | 0 | 1914 | 0 | 0 | E | [6 empty] | 0
3 |  | 14354 | 827 | 5 | HC | 11000 | B | OP | 88 | 1923 | WAT |  |  | WAT |  |  | 0 | 11000 | 11000 | 0 |  | 0 | 0 | 0 | 0 | 0 | 0 | [6 empty] | 0 | 0 | 0 | 0 | 1923 | 0 | 0 | E | [6 empty] | 0
3 |  | 14354 | 829 | 1 | HC | 10000 | B | OP | 88 | 1915 | WAT |  |  | WAT |  |  | 0 | 9333 | 9333 | 0 |  | 0 | 0 | 0 | 0 | 0 | 0 | [6 empty] | 0 | 0 | 0 | 0 | 1915 | 0 | 0 | E | [6 empty] | 0
3 |  | 14354 | 829 | 2 | HC | 10000 | B | OP | 88 | 1916 | WAT |  |  | WAT |  |  | 0 | 9333 | 9333 | 0 |  | 0 | 0 | 0 | 0 | 0 | 0 | [6 empty] | 0 | 0 | 0 | 0 | 1916 | 0 | 0 | E | [6 empty] | 0
3 |  | 14354 | 829 | 3 | HC | 10000 | B | OP | 88 | 1920 | WAT |  |  | WAT |  |  | 0 | 9333 | 9333 | 0 |  | 0 | 0 | 0 | 0 | 0 | 0 | [6 empty] | 0 | 0 | 0 | 0 | 1920 | 0 | 0 | E | [6 empty] | 0
3 |  | 14354 | 830 | 1 | HC | 650 | B | OP | 88 | 1910 | WAT |  |  | WAT |  |  | 0 | 200 | 200 | 0 |  | 0 | 0 | 0 | 0 | 0 | 0 | [6 empty] | 0 | 0 | 0 | 0 | 1910 | 0 | 0 | E | [6 empty] | 0
3 |  | 14354 | 831 | 1 | HC | 7000 | B | OP | 88 | 1924 | WAT |  |  | WAT |  |  | 0 | 3500 | 3500 | 0 |  | 0 | 0 | 0 | 0 | 0 | 0 | [6 empty] | 0 | 0 | 0 | 0 | 1924 | 0 | 0 | E | [6 empty] | 0
3 |  | 14354 | 831 | 2 | HC | 7000 | B | OP | 88 | 1924 | WAT |  |  | WAT |  |  | 0 | 3500 | 3500 | 0 |  | 0 | 0 | 0 | 0 | 0 | 0 | [6 empty] | 0 | 0 | 0 | 0 | 1924 | 0 | 0 | E | [6 empty] | 0
3 |  | 14354 | 832 | 1 | HC | 500 | B | OP | 88 | 1915 | WAT |  |  | WAT |  |  | 0 | 400 | 400 | 0 |  | 0 | 0 | 0 | 0 | 0 | 0 | [6 empty] | 0 | 0 | 0 | 0 | 1915 | 0 | 0 | E | [6 empty] | 0
3 |  | 14354 | 987 | 1 | HC | 248 | B | OP | 2 | 1984 | WAT |  |  | WAT |  |  | 0 | 203 | 203 | 0 |  | 0 | 0 | 0 | 0 | 0 | 0 | [6 empty] | 0 | 0 | 0 | 11 | 1983 | 0 | 0 | E | [6 empty] | 0
3 |  | 14354 | 987 | 2 | HC | 528 | B | OP | 2 | 1984 | WAT |  |  | WAT |  |  | 0 | 435 | 435 | 0 |  | 0 | 0 | 0 | 0 | 0 | 0 | [6 empty] | 0 | 0 | 0 | 11 | 1983 | 0 | 0 | E | [6 empty] | 0
3 |  | 14354 | 987 | 3 | HC | 958 | B | OP | 2 | 1984 | WAT |  |  | WAT |  |  | 0 | 835 | 835 | 0 |  | 0 | 0 | 0 | 0 | 0 | 0 | [6 empty] | 0 | 0 | 0 | 11 | 1983 | 0 | 0 | E | [6 empty] | 0
3 |  | 14354 | 3017 | 1 | HC | 400 |  |  | 88 | 1923 |  |  |  | WAT |  |  | 0 | 0 | 0 | 0 | RE | 12 | 1984 | 0 | 0 | 0 | 0 | [6 empty] | 0 | 0 | 0 | 0 | 1923 | 0 | 0 | E | [6 empty] | 0
3 |  | 14354 | 3017 | 2 | HC | 400 |  |  | 88 | 1923 |  |  |  | WAT |  |  | 0 | 0 | 0 | 0 | RE | 12 | 1984 | 0 | 0 | 0 | 0 | [6 empty] | 0 | 0 | 0 | 0 | 1923 | 0 | 0 | E | [6 empty] | 0
3 |  | 14354 | 3019 | A | HC | 1000 |  |  | 99 | 1924 |  |  |  | WAT |  |  | 0 | 0 | 0 | 0 | RE | 0 | 0 | 0 | 0 | 0 | 0 | [6 empty] | 0 | 0 | 0 | 0 | 1924 | 0 | 0 | E | [6 empty] | 0
3 |  | 14354 | 3019 | 1 | HC | 5000 |  |  | 99 | 1924 |  |  |  | WAT |  |  | 0 | 0 | 0 | 0 | RE | 0 | 0 | 0 | 0 | 0 | 0 | [6 empty] | 0 | 0 | 0 | 0 | 1924 | 0 | 0 | E | [6 empty] | 0
3 |  | 14354 | 3019 | 2 | HC | 10000 |  |  | 99 | 1930 |  |  |  | WAT |  |  | 0 | 0 | 0 | 0 | RE | 0 | 0 | 0 | 0 | 0 | 0 | [6 empty] | 0 | 0 | 0 | 0 | 1930 | 0 | 0 | E | [6 empty] | 0
3 |  | 14354 | 3020 | 1 | HC | 15000 | B | OP | 6 | 1953 | WAT |  |  | WAT |  |  | 0 | 12000 | 15000 | 0 |  | 0 | 0 | 0 | 0 | 0 | 0 | [6 empty] | 0 | 0 | 0 | 6 | 1953 | 0 | 0 | [7 empty] | 0
3 |  | 14354 | 3021 | 1 | HC | 26000 | B | OP | 11 | 1953 | WAT |  |  | WAT |  |  | 0 | 26000 | 26000 | 0 |  | 0 | 0 | 0 | 0 | 0 | 0 | [6 empty] | 0 | 0 | 0 | 11 | 1953 | 0 | 0 | [7 empty] | 0
3 |  | 14354 | 3024 | 1 | HC | 2813 | B | OP | 11 | 1957 | WAT |  |  | WAT |  |  | 0 | 3000 | 3000 | 0 |  | 0 | 0 | 0 | 0 | 0 | 0 | [6 empty] | 0 | 0 | 0 | 11 | 1957 | 0 | 0 | [7 empty] | 0
3 |  | 14354 | 3025 | 1 | HC | 3200 | B | OP | 8 | 1924 | WAT |  |  | WAT |  |  | 0 | 3000 | 3000 | 0 |  | 0 | 0 | 0 | 0 | 0 | 0 | [6 empty] | 0 | 0 | 0 | 8 | 1924 | 0 | 0 | [7 empty] | 0
3 |  | 14354 | 3026 | 1 | HC | 11000 | B | OP | 6 | 1952 | WAT |  |  | WAT |  |  | 0 | 12000 | 11000 | 0 |  | 0 | 0 | 0 | 0 | 0 | 0 | [6 empty] | 0 | 0 | 0 | 6 | 1952 | 0 | 0 | [7 empty] | 0
3 |  | 14354 | 3027 | 1 | HC | 1000 |  |  | 99 | 1905 |  |  |  | WAT |  |  | 0 | 0 | 0 | 0 | RE | 99 | 1972 | 0 | 0 | 0 | 0 | [6 empty] | 0 | 0 | 0 | 0 | 1905 | 0 | 0 | E | [6 empty] | 0
3 |  | 14354 | 3027 | 2 | HC | 1000 |  |  | 99 | 1905 |  |  |  | WAT |  |  | 0 | 0 | 0 | 0 | RE | 99 | 1972 | 0 | 0 | 0 | 0 | [6 empty] | 0 | 0 | 0 | 0 | 1905 | 0 | 0 | E | [6 empty] | 0
3 |  | 14354 | 3028 | 1 | HC | 39995 | B | OP | 10 | 1958 | WAT |  |  | WAT |  |  | 0 | 41000 | 40000 | 0 |  | 0 | 0 | 0 | 0 | 0 | 0 | [6 empty] | 0 | 0 | 0 | 10 | 1958 | 0 | 0 | [7 empty] | 0
3 |  | 14354 | 3028 | 2 | HC | 39995 | B | OP | 10 | 1958 | WAT |  |  | WAT |  |  | 0 | 41000 | 40000 | 0 |  | 0 | 0 | 0 | 0 | 0 | 0 | [6 empty] | 0 | 0 | 0 | 10 | 1958 | 0 | 0 | [7 empty] | 0
3 |  | 14354 | 3029 | 1 | HC | 29000 | B | OP | 7 | 1955 | WAT |  |  | WAT |  |  | 0 | 28000 | 29000 | 0 |  | 0 | 0 | 0 | 0 | 0 | 0 | [6 empty] | 0 | 0 | 0 | 7 | 1955 | 0 | 0 | [7 empty] | 0
3 |  | 14354 | 3030 | 1 | ST | 7500 |  |  | 2 | 1919 |  |  |  | NG | FO2 |  | 0 | 0 | 0 | 0 | RE | 12 | 1982 | 0 | 0 | 0 | 0 | [6 empty] | 0 | 0 | 0 | 0 | 1919 | 0 | 0 | E | [6 empty] | 0
3 |  | 14354 | 3030 | 2 | ST | 8000 |  |  | 88 | 1923 |  |  |  | NG | FO2 |  | 0 | 0 | 0 | 0 | RE | 12 | 1982 | 0 | 0 | 0 | 0 | [6 empty] | 0 | 0 | 0 | 0 | 1923 | 0 | 0 | E | [6 empty] | 0
3 |  | 14354 | 3030 | 3 | ST | 20000 |  |  | 88 | 1929 |  |  |  | NG | FO2 |  | 0 | 0 | 0 | 0 | RE | 12 | 1982 | 0 | 0 | 0 | 0 | [6 empty] | 0 | 0 | 0 | 0 | 1929 | 0 | 0 | E | [6 empty] | 0
3 |  | 14354 | 3031 | 1 | HC | 6000 | B | OP | 5 | 1923 | WAT |  |  | WAT |  |  | 0 | 5500 | 6000 | 0 |  | 0 | 0 | 0 | 0 | 0 | 0 | [6 empty] | 0 | 0 | 0 | 5 | 1923 | 0 | 0 | [7 empty] | 0
3 |  | 14354 | 3032 | 1 | HC | 3760 | B | OP | 1 | 1912 | WAT |  |  | WAT |  |  | 0 | 4700 | 5000 | 0 |  | 0 | 0 | 0 | 0 | 0 | 0 | [6 empty] | 0 | 0 | 0 | 1 | 1912 | 0 | 0 | [7 empty] | 0
3 |  | 14354 | 3033 | 1 | HC | 16000 | B | OP | 1 | 1928 | WAT |  |  | WAT |  |  | 0 | 18000 | 16000 | 0 |  | 0 | 0 | 0 | 0 | 0 | 0 | [6 empty] | 0 | 0 | 0 | 1 | 1928 | 0 | 0 | [7 empty] | 0
3 |  | 14354 | 3033 | 2 | HC | 16000 | B | OP | 2 | 1928 | WAT |  |  | WAT |  |  | 0 | 18000 | 16000 | 0 |  | 0 | 0 | 0 | 0 | 0 | 0 | [6 empty] | 0 | 0 | 0 | 2 | 1928 | 0 | 0 | [7 empty] | 0
3 |  | 14354 | 3034 | 1 | HC | 7200 | B | OP | 4 | 1932 | WAT |  |  | WAT |  |  | 0 | 6800 | 8000 | 0 |  | 0 | 0 | 0 | 0 | 0 | 0 | [6 empty] | 0 | 0 | 0 | 4 | 1932 | 0 | 0 | [7 empty] | 0
3 |  | 14354 | 3035 | 1 | HC | 1000 | B | OP | 11 | 1944 | WAT |  |  | WAT |  |  | 0 | 1000 | 1000 | 0 |  | 0 | 0 | 0 | 0 | 0 | 0 | [6 empty] | 0 | 0 | 0 | 11 | 1944 | 0 | 0 | [7 empty] | 0
3 |  | 14354 | 3036 | 1 | HC | 18000 | B | OP | 7 | 1951 | WAT |  |  | WAT |  |  | 0 | 17000 | 18000 | 0 |  | 0 | 0 | 0 | 0 | 0 | 0 | [6 empty] | 0 | 0 | 0 | 7 | 1951 | 0 | 0 | [7 empty] | 0
3 |  | 14354 | 3037 | 1 | HC | 11000 | B | OP | 3 | 1952 | WAT |  |  | WAT |  |  | 0 | 11500 | 11000 | 0 |  | 0 | 0 | 0 | 0 | 0 | 0 | [6 empty] | 0 | 0 | 0 | 3 | 1952 | 0 | 0 | [7 empty] | 0
3 |  | 14354 | 3039 | 1 | HC | 600 | B | OP | 88 | 1937 | WAT |  |  | WAT |  |  | 0 | 600 | 600 | 0 |  | 0 | 0 | 0 | 0 | 0 | 0 | [6 empty] | 0 | 0 | 0 | 0 | 1937 | 0 | 0 | E | [6 empty] | 0
3 |  | 14354 | 3040 | 1 | HC | 14167 | B | OP | 2 | 1950 | WAT |  |  | WAT |  |  | 0 | 14000 | 14000 | 0 |  | 0 | 0 | 0 | 0 | 0 | 0 | [6 empty] | 0 | 0 | 0 | 2 | 1950 | 0 | 0 | [7 empty] | 0
3 |  | 14354 | 3040 | 2 | HC | 14167 | B | OP | 12 | 1949 | WAT |  |  | WAT |  |  | 0 | 14000 | 14000 | 0 |  | 0 | 0 | 0 | 0 | 0 | 0 | [6 empty] | 0 | 0 | 0 | 12 | 1949 | 0 | 0 | [7 empty] | 0
3 |  | 14354 | 3040 | 3 | HC | 14167 | B | OP | 3 | 1950 | WAT |  |  | WAT |  |  | 0 | 14000 | 14000 | 0 |  | 0 | 0 | 0 | 0 | 0 | 0 | [6 empty] | 0 | 0 | 0 | 3 | 1950 | 0 | 0 | [7 empty] | 0
3 |  | 14354 | 3041 | 1 | HC | 1100 | B | OP | 5 | 1967 | WAT |  |  | WAT |  |  | 0 | 900 | 1000 | 0 |  | 0 | 0 | 0 | 0 | 0 | 0 | [6 empty] | 0 | 0 | 0 | 5 | 1967 | 0 | 0 | [7 empty] | 0
3 |  | 14354 | 3042 | 1 | HC | 600 | B | OP | 10 | 1908 | WAT |  |  | WAT |  |  | 0 | 600 | 1000 | 0 |  | 0 | 0 | 0 | 0 | 0 | 0 | [6 empty] | 0 | 0 | 0 | 10 | 1908 | 0 | 0 | [7 empty] | 0
3 |  | 14354 | 3633 | 1 | ST | 7500 |  |  | 0 | 1945 | BIT |  |  | BIT |  |  | 0 | 2800 | 2800 | 0 | RE | 10 | 1987 | 0 | 0 | 0 | 0 | [6 empty] | 0 | 0 | 0 | 0 | 1945 | 0 | 0 | E | [6 empty] | 0
3 |  | 14354 | 3633 | 2 | ST | 7500 |  |  | 88 | 1945 | BIT |  |  | BIT |  |  | 0 | 5500 | 5500 | 725 | RE | 11 | 1987 | 0 | 0 | 0 | 0 | [6 empty] | 0 | 0 | 0 | 0 | 1945 | 0 | 0 | E | [6 empty] | 0
3 |  | 14354 | 3633 | 3 | IC | 725 |  |  | 0 | 1948 |  |  |  | FO2 |  |  | 0 | 1000 | 1000 | 0 | RE | 10 | 1987 | 0 | 0 | 0 | 0 | [6 empty] | 0 | 0 | 0 | 0 | 1948 | 0 | 0 |  | E | E |  |  |  |  | 0
3 |  | 14354 | 3633 | 4 | IC | 725 |  |  | 0 | 1948 |  |  |  | FO2 |  |  | 0 | 1000 | 1000 | 0 | RE | 10 | 1987 | 0 | 0 | 0 | 0 | [6 empty] | 0 | 0 | 0 | 0 | 1948 | 0 | 0 |  | E | E |  |  |  |  | 0
3 |  | 14354 | 3633 | 5 | IC | 1000 |  |  | 0 | 1947 |  |  |  | FO2 |  |  | 0 | 1000 | 1000 | 0 | RE | 10 | 1987 | 0 | 0 | 0 | 0 | [6 empty] | 0 | 0 | 0 | 0 | 1947 | 0 | 0 |  | E | E |  |  |  |  | 0
3 |  | 14354 | 3633 | 6 | IC | 728 |  |  | 0 | 1930 |  |  |  | FO2 |  |  | 0 | 1000 | 1000 | 0 | RE | 10 | 1987 | 0 | 0 | 0 | 0 | [6 empty] | 0 | 0 | 0 | 0 | 1930 | 0 | 0 |  | E | E |  |  |  |  | 0
3 |  | 14354 | 3633 | 7 | IC | 1000 |  |  | 0 | 1951 |  |  |  | FO2 |  |  | 0 | 1000 | 1000 | 0 | RE | 10 | 1987 | 0 | 0 | 0 | 0 | [6 empty] | 0 | 0 | 0 | 0 | 1951 | 0 | 0 |  | E | E |  |  |  |  | 0
3 |  | 14354 | 3634 | 1 | HC | 750 | B | OP | 88 | 1917 | WAT |  |  | WAT |  |  | 0 | 500 | 500 | 0 |  | 0 | 0 | 0 | 0 | 0 | 0 | [6 empty] | 0 | 0 | 0 | 0 | 1917 | 0 | 0 | E | [6 empty] | 0
3 |  | 14354 | 3635 | 1 | HC | 500 | B | OP | 88 | 1920 | WAT |  |  | WAT |  |  | 0 | 500 | 500 | 0 |  | 0 | 0 | 0 | 0 | 0 | 0 | [6 empty] | 0 | 0 | 0 | 0 | 1920 | 0 | 0 | E | [6 empty] | 0
3 |  | 14354 | 3636 | 1 | HC | 650 | B | OP | 88 | 1920 | WAT |  |  | WAT |  |  | 0 | 500 | 500 | 0 |  | 0 | 0 | 0 | 0 | 0 | 0 | [6 empty] | 0 | 0 | 0 | 0 | 1920 | 0 | 0 | E | [6 empty] | 0
3 |  | 14354 | 3637 | 1 | HC | 1250 | B |  | 88 | 1963 | WAT |  |  | WAT |  |  | 0 | 500 | 500 | 0 | RE | 2 | 1986 | 0 | 0 | 0 | 0 | [6 empty] | 0 | 0 | 0 | 0 | 1963 | 0 | 0 | E | [6 empty] | 0
3 |  | 14354 | 3641 | 1 | HC | 950 | B | OP | 88 | 1954 | WAT |  |  | WAT |  |  | 0 | 400 | 400 | 0 |  | 0 | 0 | 0 | 0 | 0 | 0 | [6 empty] | 0 | 0 | 0 | 0 | 1954 | 0 | 0 | E | [6 empty] | 0
3 |  | 14354 | 3642 | 1 | HC | 1000 |  |  | 99 | 1917 |  |  |  | WAT |  |  | 0 | 0 | 0 | 0 | RE | 99 | 1974 | 0 | 0 | 0 | 0 | [6 empty] | 0 | 0 | 0 | 0 | 1917 | 0 | 0 | E | [6 empty] | 0
3 |  | 14354 | 3642 | 2 | HC | 1000 |  |  | 99 | 1917 |  |  |  | WAT |  |  | 0 | 0 | 0 | 0 | RE | 99 | 1974 | 0 | 0 | 0 | 0 | [6 empty] | 0 | 0 | 0 | 0 | 1917 | 0 | 0 | E | [6 empty] | 0
3 |  | 14354 | 3643 | 1 | HC | 1200 | B | OP | 88 | 1907 | WAT |  |  | WAT |  |  | 0 | 250 | 250 | 0 |  | 0 | 0 | 0 | 0 | 0 | 0 | [6 empty] | 0 | 0 | 0 | 0 | 1907 | 0 | 0 | E | [6 empty] | 0
3 |  | 14354 | 3643 | 2 | HC | 1200 | B | OP | 88 | 1907 | WAT |  |  | WAT |  |  | 0 | 250 | 250 | 0 |  | 0 | 0 | 0 | 0 | 0 | 0 | [6 empty] | 0 | 0 | 0 | 0 | 1907 | 0 | 0 | E | [6 empty] | 0
3 |  | 14354 | 3644 | 1 | ST | 75000 | B | OP | 11 | 1954 | FO2 |  |  | BIT |  |  | 11200 | 68000 | 68000 | 0 |  | 0 | 0 | 0 | 0 | 0 | 0 | [6 empty] | 0 | 0 | 0 | 10 | 1954 | 0 | 0 | E | [6 empty] | 0
3 |  | 14354 | 3644 | 2 | ST | 113636 | B | OP | 9 | 1957 | FO2 |  |  | BIT |  |  | 10500 | 105000 | 105000 | 0 |  | 0 | 0 | 0 | 0 | 0 | 0 | [6 empty] | 0 | 0 | 0 | 8 | 1957 | 0 | 0 | E | [6 empty] | 0
3 |  | 14354 | 3646 | 1 | HC | 15000 | B | OP | 88 | 1927 | WAT |  |  | WAT |  |  | 0 | 14550 | 14550 | 0 |  | 0 | 0 | 0 | 0 | 0 | 0 | [6 empty] | 0 | 0 | 0 | 0 | 1927 | 0 | 0 | E | [6 empty] | 0
3 |  | 14354 | 3646 | 2 | HC | 15000 | B | OP | 88 | 1927 | WAT |  |  | WAT |  |  | 0 | 14550 | 14550 | 0 |  | 0 | 0 | 0 | 0 | 0 | 0 | [6 empty] | 0 | 0 | 0 | 0 | 1927 | 0 | 0 | E | [6 empty] | 0
3 |  | 14354 | 3647 | 1 | HC | 160 | B | OP | 88 | 1922 | WAT |  |  | WAT |  |  | 0 | 50 | 50 | 0 |  | 0 | 0 | 0 | 0 | 0 | 0 | [6 empty] | 0 | 0 | 0 | 0 | 1922 | 0 | 0 | E | [6 empty] | 0
3 |  | 14354 | 3647 | 2 | HC | 160 | B | OS | 88 | 1922 | WAT |  |  | WAT |  |  | 0 | 50 | 50 | 0 |  | 0 | 0 | 0 | 0 | 0 | 0 | [6 empty] | 0 | 0 | 0 | 0 | 1922 | 0 | 0 | E | [6 empty] | 0
3 |  | 14354 | 3648 | 1 | ST | 69000 | B | SC | 9 | 1951 | NG | FO6 |  | NG | FO6 |  | 11500 | 66000 | 66000 | 0 |  | 0 | 0 | 0 | 0 | 0 | 0 | [6 empty] | 0 | 0 | 0 | 8 | 1951 | 0 | 0 | E | [6 empty] | 0
3 |  | 14354 | 3648 | 2 | ST | 69000 | B | SC | 12 | 1952 | NG |  |  | BIT | NG |  | 11200 | 75000 | 75000 | 0 |  | 0 | 0 | 0 | 0 | 0 | 0 | [6 empty] | 0 | 0 | 0 | 11 | 1952 | 0 | 0 | E | [6 empty] | 0
3 |  | 14354 | 3648 | 3 | ST | 113636 | B | OP | 6 | 1955 | NG |  |  | NG |  |  | 10500 | 100000 | 100000 | 0 |  | 0 | 0 | 0 | 0 | 0 | 0 | [6 empty] | 0 | 0 | 0 | 5 | 1955 | 0 | 0 | E | [6 empty] | 0
3 |  | 14354 | 3651 | 1 | HC | 2000 | B | OP | 88 | 1896 | WAT |  |  | WAT |  |  | 0 | 400 | 200 | 0 |  | 0 | 0 | 0 | 0 | 0 | 0 | [6 empty] | 0 | 0 | 0 | 0 | 1896 | 0 | 0 | E | [6 empty] | 0
3 |  | 14354 | 3651 | 2 | HC | 750 | B |  | 88 | 1896 | WAT |  |  | WAT |  |  | 0 | 200 | 200 | 0 | RE | 5 | 1982 | 0 | 0 | 0 | 0 | [6 empty] | 0 | 0 | 0 | 0 | 1896 | 0 | 0 | E | [6 empty] | 0
3 |  | 14354 | 3652 | 1 | ST | 15000 |  |  | 88 | 1936 |  |  |  | BIT | NG |  | 0 | 0 | 0 | 0 | RE | 88 | 1979 | 0 | 0 | 0 | 0 | [6 empty] | 0 | 0 | 0 | 0 | 1936 | 0 | 0 | E | [6 empty] | 0
3 |  | 14354 | 3652 | 2 | ST | 46000 | C |  | 7 | 1950 | NG |  |  | BIT | NG |  | 12000 | 45000 | 45000 | 0 | RE | 12 | 1991 | 0 | 0 | 0 | 0 | [6 empty] | 0 | 0 | 0 | 6 | 1950 | 0 | 0 | E | [6 empty] | 0
3 |  | 14354 | 3653 | 3 | ST | 25000 | P |  | 5 | 1925 | FO6 | NG |  | FO6 | NG |  | 19000 | 24000 | 24000 | 0 | RE | 1 | 1985 | 0 | 0 | 0 | 0 | [6 empty] | 0 | 0 | 0 | 4 | 1925 | 0 | 0 | E | [6 empty] | 0
3 |  | 14354 | 3654 | 1 | HC | 1000 |  |  | 99 | 1923 |  |  |  | WAT |  |  | 0 | 0 | 0 | 0 | RE | 99 | 1970 | 0 | 0 | 0 | 0 | [6 empty] | 0 | 0 | 0 | 0 | 1923 | 0 | 0 | E | [6 empty] | 0
3 |  | 14354 | 3655 | 1 | HC | 1830 | B | OP | 88 | 1904 | WAT |  |  | WAT |  |  | 0 | 1650 | 1650 | 0 |  | 0 | 0 | 0 | 0 | 0 | 0 | [6 empty] | 0 | 0 | 0 | 0 | 1904 | 0 | 0 | E | [6 empty] | 0
3 |  | 14354 | 3655 | 2 | HC | 1830 | B | OP | 88 | 1904 | WAT |  |  | WAT |  |  | 0 | 1650 | 1650 | 0 |  | 0 | 0 | 0 | 0 | 0 | 0 | [6 empty] | 0 | 0 | 0 | 0 | 1904 | 0 | 0 | E | [6 empty] | 0
3 |  | 14354 | 3655 | 3 | HC | 1830 | B | OS | 88 | 1904 | WAT |  |  | WAT |  |  | 0 | 1650 | 1650 | 0 |  | 0 | 0 | 0 | 0 | 0 | 0 | [6 empty] | 0 | 0 | 0 | 0 | 1904 | 0 | 0 | E | [6 empty] | 0
3 |  | 14354 | 3655 | 4 | HC | 4810 | B | OP | 88 | 1922 | WAT |  |  | WAT |  |  | 0 | 1650 | 1650 | 0 |  | 0 | 0 | 0 | 0 | 0 | 0 | [6 empty] | 0 | 0 | 0 | 0 | 1922 | 0 | 0 | E | [6 empty] | 0
3 |  | 14354 | 3656 | 1 | HC | 2500 | B | OP | 88 | 1914 | WAT |  |  | WAT |  |  | 0 | 2000 | 2000 | 0 |  | 0 | 0 | 0 | 0 | 0 | 0 | [6 empty] | 0 | 0 | 0 | 0 | 1914 | 0 | 0 | E | [6 empty] | 0
3 |  | 14354 | 3656 | 2 | HC | 2500 | B | OP | 88 | 1914 | WAT |  |  | WAT |  |  | 0 | 2000 | 2000 | 0 |  | 0 | 0 | 0 | 0 | 0 | 0 | [6 empty] | 0 | 0 | 0 | 0 | 1914 | 0 | 0 | E | [6 empty] | 0
3 |  | 14354 | 3657 | 1 | HC | 3000 |  |  | 99 | 1912 |  |  |  | WAT |  |  | 0 | 0 | 0 | 0 | RE | 99 | 1973 | 0 | 0 | 0 | 0 | [6 empty] | 0 | 0 | 0 | 0 | 1912 | 0 | 0 | E | [6 empty] | 0
3 |  | 14354 | 3657 | 2 | HC | 2000 |  |  | 99 | 1912 |  |  |  | WAT |  |  | 0 | 0 | 0 | 0 | RE | 99 | 1973 | 0 | 0 | 0 | 0 | [6 empty] | 0 | 0 | 0 | 0 | 1912 | 0 | 0 | E | [6 empty] | 0
3 |  | 14354 | 3658 | 1 | HC | 590 | B | OP | 88 | 1910 | WAT |  |  | WAT |  |  | 0 | 100 | 100 | 0 |  | 0 | 0 | 0 | 0 | 0 | 0 | [6 empty] | 0 | 0 | 0 | 0 | 1910 | 0 | 0 | E | [6 empty] | 0
3 |  | 14354 | 3658 | 2 | HC | 590 | B | OP | 88 | 1910 | WAT |  |  | WAT |  |  | 0 | 100 | 100 | 0 |  | 0 | 0 | 0 | 0 | 0 | 0 | [6 empty] | 0 | 0 | 0 | 0 | 1910 | 0 | 0 | E | [6 empty] | 0
3 |  | 14354 | 3659 | 3 | HC | 1000 | B | OP | 88 | 1914 | WAT |  |  | WAT |  |  | 0 | 200 | 200 | 0 |  | 0 | 0 | 0 | 0 | 0 | 0 | [6 empty] | 0 | 0 | 0 | 0 | 1914 | 0 | 0 | E | [6 empty] | 0
3 |  | 14354 | 3660 | 1 | HC | 1000 |  |  | 0 | 1900 |  |  |  | WAT |  |  | 0 | 0 | 0 | 0 | RE | 99 | 1970 | 0 | 0 | 0 | 0 | [6 empty] | 0 | 0 | 0 | 0 | 1900 | 0 | 0 | E | [6 empty] | 0
3 |  | 14354 | 3661 | 1 | HC | 3500 | B | OP | 88 | 1949 | WAT |  |  | WAT |  |  | 0 | 2000 | 2000 | 0 |  | 0 | 0 | 0 | 0 | 0 | 0 | [6 empty] | 0 | 0 | 0 | 0 | 1949 | 0 | 0 | E | [6 empty] | 0
3 |  | 14354 | 3845 | 1 | ST | 729990 | B | OP | 12 | 1972 | FO2 |  |  | SUB |  |  | 10240 | 655000 | 655000 | 0 |  | 0 | 0 | 0 | 0 | 0 | 0 | [6 empty] | 0 | 0 | 0 | 8 | 1971 | 0 | 0 | [7 empty] | 0
3 |  | 14354 | 3845 | 2 | ST | 729990 | B | OP | 12 | 1972 | FO2 |  |  | SUB |  |  | 10240 | 655000 | 655000 | 0 |  | 0 | 0 | 0 | 0 | 0 | 0 | [6 empty] | 0 | 0 | 0 | 7 | 1972 | 0 | 0 | [7 empty] | 0
3 |  | 14354 | 3846 | 1 | HC | 4800 | B | OP | 4 | 1913 | WAT |  |  | WAT |  |  | 0 | 7250 | 7500 | 0 |  | 0 | 0 | 0 | 0 | 0 | 0 | [6 empty] | 0 | 0 | 0 | 4 | 1913 | 0 | 0 | [7 empty] | 0
3 |  | 14354 | 3846 | 2 | HC | 4800 | B | OP | 4 | 1913 | WAT |  |  | WAT |  |  | 0 | 7250 | 7500 | 0 |  | 0 | 0 | 0 | 0 | 0 | 0 | [6 empty] | 0 | 0 | 0 | 4 | 1913 | 0 | 0 | [7 empty] | 0
3 |  | 14354 | 3847 | 1 | HC | 45000 | B | OP | 1 | 1932 | WAT |  |  | WAT |  |  | 0 | 48000 | 45000 | 0 |  | 0 | 0 | 0 | 0 | 0 | 0 | [6 empty] | 0 | 0 | 0 | 9 | 1931 | 0 | 0 | [7 empty] | 0
3 |  | 14354 | 3847 | 2 | HC | 45000 | B | OP | 12 | 1949 |  |  |  | WAT |  |  | 0 | 48000 | 45000 | 0 |  | 0 | 0 | 0 | 0 | 0 | 0 | [6 empty] | 0 | 0 | 0 | 12 | 1949 | 0 | 0 | [7 empty] | 0
3 |  | 14354 | 3847 | 3 | HC | 45000 | B | OP | 9 | 1958 | WAT |  |  | WAT |  |  | 0 | 48000 | 45000 | 0 |  | 0 | 0 | 0 | 0 | 0 | 0 | [6 empty] | 0 | 0 | 0 | 9 | 1958 | 0 | 0 | [7 empty] | 0
3 |  | 14354 | 3848 | 1 | HC | 1400 | B | OP | 3 | 1915 | WAT |  |  | WAT |  |  | 0 | 1200 | 1200 | 0 |  | 0 | 0 | 0 | 0 | 0 | 0 | [6 empty] | 0 | 0 | 0 | 3 | 1915 | 0 | 0 | [7 empty] | 0
3 |  | 14354 | 3849 | 2 | HC | 3000 | B | OP | 88 | 1909 | WAT |  |  | WAT |  |  | 0 | 2100 | 2100 | 0 |  | 0 | 0 | 0 | 0 | 0 | 0 | [6 empty] | 0 | 0 | 0 | 0 | 1909 | 0 | 0 | E | [6 empty] | 0
3 |  | 14354 | 3849 | 4 | HC | 3370 | B | OP | 88 | 1913 | WAT |  |  | WAT |  |  | 0 | 2400 | 2400 | 0 |  | 0 | 0 | 0 | 0 | 0 | 0 | [6 empty] | 0 | 0 | 0 | 0 | 1913 | 0 | 0 | E | [6 empty] | 0
3 |  | 14354 | 3850 | HY11 | HC | 68000 | B | OP | 12 | 1958 | WAT |  |  | WAT |  |  | 0 | 89300 | 68000 | 0 |  | 0 | 0 | 0 | 0 | 0 | 0 | [6 empty] | 0 | 0 | 0 | 12 | 1958 | 0 | 0 | [7 empty] | 0
3 |  | 14354 | 3850 | HY12 | HC | 68000 | B | OP | 12 | 1958 | WAT |  |  | WAT |  |  | 0 | 89300 | 68000 | 0 |  | 0 | 0 | 0 | 0 | 0 | 0 | [6 empty] | 0 | 0 | 0 | 12 | 1958 | 0 | 0 | [7 empty] | 0
3 |  | 14354 | 3850 | HY13 | HC | 68000 | B | OP | 12 | 1958 | WAT |  |  | WAT |  |  | 0 | 89300 | 68000 | 0 |  | 0 | 0 | 0 | 0 | 0 | 0 | [6 empty] | 0 | 0 | 0 | 12 | 1958 | 0 | 0 | [7 empty] | 0
3 |  | 14354 | 3852 | 1 | HC | 54000 | B | OP | 9 | 1953 | WAT |  |  | WAT |  |  | 0 | 66000 | 54000 | 0 |  | 0 | 0 | 0 | 0 | 0 | 0 | [6 empty] | 0 | 0 | 0 | 9 | 1953 | 0 | 0 | [7 empty] | 0
3 |  | 14354 | 3852 | 2 | HC | 54000 | B | OP | 11 | 1953 | WAT |  |  | WAT |  |  | 0 | 66000 | 54000 | 0 |  | 0 | 0 | 0 | 0 | 0 | 0 | [6 empty] | 0 | 0 | 0 | 11 | 1953 | 0 | 0 | [7 empty] | 0
3 |  | 14354 | 4158 | 1 | ST | 113636 | B | OP | 2 | 1959 | FO2 |  |  | SUB |  |  | 10600 | 105000 | 105000 | 0 |  | 0 | 0 | 0 | 0 | 0 | 0 | [6 empty] | 0 | 0 | 0 | 10 | 1958 | 0 | 0 | [7 empty] | 0
3 |  | 14354 | 4158 | 2 | ST | 113636 | B | OP | 1 | 1961 | FO2 |  |  | SUB |  |  | 10900 | 105000 | 105000 | 0 |  | 0 | 0 | 0 | 0 | 0 | 0 | [6 empty] | 0 | 0 | 0 | 10 | 1960 | 0 | 0 | [7 empty] | 0
3 |  | 14354 | 4158 | 3 | ST | 229500 | B | OP | 12 | 1964 | FO2 |  |  | SUB |  |  | 10700 | 220000 | 220000 | 0 |  | 0 | 0 | 0 | 0 | 0 | 0 | [6 empty] | 0 | 0 | 0 | 6 | 1964 | 0 | 0 | [7 empty] | 0
3 |  | 14354 | 4158 | 4 | ST | 360000 | B | OP | 7 | 1972 | FO2 |  |  | SUB |  |  | 10500 | 320000 | 320000 | 0 |  | 0 | 0 | 0 | 0 | 0 | 0 | [6 empty] | 0 | 0 | 0 | 3 | 1972 | 0 | 0 | [7 empty] | 0
3 |  | 14354 | 4162 | 1 | ST | 163200 | B | OP | 5 | 1963 | FO2 |  |  | BIT |  |  | 10200 | 160000 | 160000 | 0 |  | 0 | 0 | 0 | 0 | 0 | 0 | [6 empty] | 0 | 0 | 0 | 3 | 1963 | 0 | 0 | E | [6 empty] | 0
3 |  | 14354 | 4162 | 2 | ST | 217600 | B | OP | 10 | 1968 | FO2 |  |  | BIT |  |  | 10100 | 210000 | 210000 | 0 |  | 0 | 0 | 0 | 0 | 0 | 0 | [6 empty] | 0 | 0 | 0 | 8 | 1968 | 0 | 0 | E | [6 empty] | 0
3 |  | 14354 | 4162 | 3 | ST | 326400 | B | OP | 10 | 1971 | NG |  |  | BIT | NG |  | 10000 | 330000 | 330000 | 0 |  | 0 | 0 | 0 | 0 | 0 | 0 | [6 empty] | 0 | 0 | 0 | 7 | 1971 | 0 | 0 | E | [6 empty] | 0
3 |  | 14354 | 4162 | 4 | ST | 0 |  |  | 0 | 0 | [6 empty] | 0 | 0 | 0 | 400000 | CN | 99 | 9999 | 4 | 1982 | 4 | 1982 |  |  |  | BIT |  |  | 0 | 0 | 0 | 0 | 0 | 373000 | 381000 | [7 empty] | 0
3 |  | 14354 | 4162 | 5 | ST | 0 |  |  | 0 | 0 | [6 empty] | 0 | 0 | 0 | 400000 | CN | 99 | 9999 | 4 | 1984 | 4 | 1984 |  |  |  | BIT |  |  | 0 | 0 | 0 | 0 | 0 | 373000 | 381000 | [7 empty] | 0
3 |  | 14354 | 6101 | 1 | ST | 362070 | B | OP | 9 | 1978 | FO2 |  |  | SUB |  |  | 11680 | 320000 | 320000 | 0 |  | 0 | 0 | 0 | 0 | 0 | 0 | [6 empty] | 0 | 0 | 0 | 6 | 1978 | 0 | 0 | [7 empty] | 0
3 |  | 14354 | 6101 | 2 | ST | 0 |  |  | 0 | 0 | [6 empty] | 0 | 0 | 0 | 330000 | CN | 99 | 9999 | 0 | 0 | 0 | 0 |  |  |  | SUB |  |  | 0 | 0 | 0 | 0 | 0 | 309000 | 315000 | [7 empty] | 0
3 |  | 14354 | 6165 | 1 | ST | 446400 | B | OP | 6 | 1978 | FO2 |  |  | BIT |  |  | 9950 | 395000 | 395000 | 0 |  | 0 | 0 | 0 | 0 | 0 | 0 | [6 empty] | 0 | 0 | 0 | 3 | 1978 | 0 | 0 | E | [6 empty] | 0
3 |  | 14354 | 6165 | 2 | ST | 446400 | B | OP | 6 | 1980 | FO2 |  |  | BIT |  |  | 9950 | 395000 | 395000 | 0 |  | 0 | 0 | 0 | 0 | 0 | 0 | [6 empty] | 0 | 0 | 0 | 2 | 1980 | 0 | 0 | E | [6 empty] | 0
3 |  | 14354 | 6165 | 3 | ST | 446400 | B | OP | 6 | 1983 | FO2 |  |  | BIT |  |  | 9950 | 395000 | 395000 | 0 |  | 0 | 0 | 0 | 0 | 0 | 0 | [6 empty] | 0 | 0 | 0 | 2 | 1983 | 0 | 0 | E | [6 empty] | 0
3 |  | 14354 | 6165 | 4 | ST | 0 |  |  | 0 | 0 | [6 empty] | 0 | 0 | 0 | 400000 | CN | 6 | 1985 | 11 | 1984 | 0 | 0 | LO |  |  | BIT |  |  | 0 | 0 | 0 | 0 | 0 | 373000 | 381000 | [7 empty] | 0
3 |  | 14354 | 6265 | 21 | HC | 35000 | B | OP | 1 | 1959 | WAT |  |  | WAT |  |  | 0 | 38400 | 36000 | 0 |  | 0 | 0 | 0 | 0 | 0 | 0 | [6 empty] | 0 | 0 | 0 | 1 | 1959 | 0 | 0 | [7 empty] | 0
3 |  | 14354 | 6265 | 22 | HC | 35000 | B | OP | 12 | 1958 | WAT |  |  | WAT |  |  | 0 | 38400 | 36000 | 0 |  | 0 | 0 | 0 | 0 | 0 | 0 | [6 empty] | 0 | 0 | 0 | 12 | 1958 | 0 | 0 | [7 empty] | 0
3 |  | 14354 | 6421 | 1 | HC | 33000 | B | OP | 11 | 1956 | WAT |  |  | WAT |  |  | 0 | 35000 | 33000 | 0 |  | 0 | 0 | 0 | 0 | 0 | 0 | [6 empty] | 0 | 0 | 0 | 11 | 1956 | 0 | 0 | [7 empty] | 0
3 |  | 14354 | 6459 | 1 | HC | 1700 | B | OP | 88 | 1924 | WAT |  |  | WAT |  |  | 0 | 1700 | 1700 | 0 |  | 0 | 0 | 0 | 0 | 0 | 0 | [6 empty] | 0 | 0 | 0 | 0 | 1924 | 0 | 0 | E | [6 empty] | 0
3 |  | 14354 | 6459 | 2 | HC | 1700 | B | OP | 88 | 1929 | WAT |  |  | WAT |  |  | 0 | 1700 | 1700 | 0 |  | 0 | 0 | 0 | 0 | 0 | 0 | [6 empty] | 0 | 0 | 0 | 0 | 1929 | 0 | 0 | E | [6 empty] | 0
3 |  | 14354 | 6459 | 3 | HC | 750 | B | OP | 88 | 1910 | WAT |  |  | WAT |  |  | 0 | 750 | 750 | 0 |  | 0 | 0 | 0 | 0 | 0 | 0 | [6 empty] | 0 | 0 | 0 | 0 | 1910 | 0 | 0 | E | [6 empty] | 0
3 |  | 14354 | 6464 | 1 | GT | 23800 | P |  | 10 | 1972 | FO2 |  |  | FO2 |  |  | 0 | 24000 | 24000 | 0 | SD | 9 | 1987 | 0 | 0 | 0 | 0 | [6 empty] | 0 | 0 | 0 | 9 | 1972 | 0 | 0 | E | [6 empty] | 0
3 |  | 14354 | 6482 | 1 | HC | 1000 | B | OP | 5 | 1943 | WAT |  |  | WAT |  |  | 0 | 951 | 1000 | 0 |  | 0 | 0 | 0 | 0 | 0 | 0 | [6 empty] | 0 | 0 | 0 | 5 | 1943 | 0 | 0 |  | E | [5 empty] | 0
3 |  | 14354 | 6484 | 1 | HC | 200 | B | OP | 88 | 1913 | WAT |  |  | WAT |  |  | 0 | 200 | 200 | 0 |  | 0 | 0 | 0 | 0 | 0 | 0 | [6 empty] | 0 | 0 | 0 | 0 | 1913 | 0 | 0 | E | [6 empty] | 0
3 |  | 14354 | 6484 | 2 | HC | 350 | B | OP | 88 | 1916 | WAT |  |  | WAT |  |  | 0 | 350 | 350 | 0 |  | 0 | 0 | 0 | 0 | 0 | 0 | [6 empty] | 0 | 0 | 0 | 0 | 1916 | 0 | 0 | E | [6 empty] | 0
3 |  | 14354 | 6484 | 3 | HC | 560 | B | OP | 88 | 1917 | WAT |  |  | WAT |  |  | 0 | 560 | 560 | 0 |  | 0 | 0 | 0 | 0 | 0 | 0 | [6 empty] | 0 | 0 | 0 | 0 | 1917 | 0 | 0 | E | [6 empty] | 0
3 |  | 14354 | 6485 | 1 | ST | 16000 |  |  | 99 | 1968 |  |  |  | NG | FO2 |  | 0 | 0 | 0 | 0 | RE | 12 | 1980 | 0 | 0 | 0 | 0 | [6 empty] | 0 | 0 | 0 | 0 | 1968 | 0 | 0 | E | [6 empty] | 0
3 |  | 14354 | 6553 | 1 | GT | 16000 | P | OP | 3 | 1971 | NG | FO2 |  | NG | FO2 |  | 14500 | 15000 | 15000 | 0 |  | 0 | 0 | 0 | 0 | 0 | 0 | [6 empty] | 0 | 0 | 0 | 2 | 1971 | 0 | 0 | E | [6 empty] | 0
3 |  | 14354 | 7050 | 1 | HC | 567 | B | OP | 4 | 1986 |  |  |  | WAT |  |  | 0 | 567 | 567 | 0 |  | 0 | 0 | 0 | 0 | 0 | 0 | [6 empty] | 0 | 0 | 0 | 3 | 1986 | 0 | 0 | [7 empty] | 0
3 |  | 14354 | 7050 | 2 | HC | 175 | B | OP | 4 | 1986 |  |  |  | WAT |  |  | 0 | 179 | 173 | 0 |  | 0 | 0 | 0 | 0 | 0 | 0 | [6 empty] | 0 | 0 | 0 | 3 | 1986 | 0 | 0 | [7 empty] | 0
3 |  | 14354 | 7259 | 1 | HC | 1650 | B | TS | 0 | 0 | WAT |  |  | WAT |  |  | 0 | 1000 | 1000 | 0 |  | 0 | 0 | 0 | 0 | 0 | 0 | [6 empty] | 0 | 0 | 0 | 4 | 1990 | 0 | 0 | [7 empty] | 0
3 |  | 14354 | 8066 | 1 | ST | 560600 | B | OP | 11 | 1974 | FO2 |  |  | SUB |  |  | 9985 | 520000 | 520000 | 0 |  | 0 | 0 | 0 | 0 | 0 | 0 | [6 empty] | 0 | 0 | 0 | 8 | 1974 | 0 | 0 | [7 empty] | 0
3 |  | 14354 | 8066 | 2 | ST | 560600 | B | OP | 12 | 1975 | FO2 |  |  | SUB |  |  | 9985 | 520000 | 520000 | 0 |  | 0 | 0 | 0 | 0 | 0 | 0 | [6 empty] | 0 | 0 | 0 | 7 | 1975 | 0 | 0 | [7 empty] | 0
3 |  | 14354 | 8066 | 3 | ST | 560600 | B | OP | 9 | 1976 | FO2 |  |  | SUB |  |  | 9985 | 520000 | 520000 | 0 |  | 0 | 0 | 0 | 0 | 0 | 0 | [6 empty] | 0 | 0 | 0 | 6 | 1976 | 0 | 0 | E | [6 empty] | 0
3 |  | 14354 | 8066 | 4 | ST | 560600 | B | OP | 11 | 1979 | FO2 |  |  | SUB |  |  | 9985 | 520000 | 520000 | 0 |  | 0 | 0 | 0 | 0 | 0 | 0 | [6 empty] | 0 | 0 | 0 | 8 | 1979 | 0 | 0 | E | [6 empty] | 0
3 |  | 14354 | 8069 | 1 | ST | 446400 | B | OP | 6 | 1977 | FO2 |  |  | BIT |  |  | 9800 | 400000 | 400000 | 0 |  | 0 | 0 | 0 | 0 | 0 | 0 | [6 empty] | 0 | 0 | 0 | 3 | 1977 | 0 | 0 | E | [6 empty] | 0
3 |  | 14354 | 8069 | 2 | ST | 446400 | B | OP | 7 | 1974 | FO2 |  |  | BIT |  |  | 9700 | 405000 | 405000 | 0 |  | 0 | 0 | 0 | 0 | 0 | 0 | [6 empty] | 0 | 0 | 0 | 4 | 1974 | 0 | 0 | E | [6 empty] | 0
3 |  | 14381 | 2936 | 1 | ST | 3000 |  |  | 88 | 1941 |  |  |  | BIT |  |  | 0 | 0 | 0 | 0 | RE | 1 | 1983 | 0 | 0 | 0 | 0 | [6 empty] | 0 | 0 | 0 | 0 | 1941 | 0 | 0 | E | [6 empty] | 0
3 |  | 14381 | 2936 | 2 | ST | 3000 |  |  | 88 | 1946 |  |  |  | BIT |  |  | 11200 | 0 | 0 | 0 | RE | 1 | 1983 | 0 | 0 | 0 | 0 | [6 empty] | 0 | 0 | 0 | 0 | 1946 | 0 | 0 | E | [6 empty] | 0
3 |  | 14381 | 2936 | 3 | ST | 7500 |  | OP | 88 | 1953 |  |  |  | BIT |  |  | 11200 | 8250 | 8250 | 0 |  | 0 | 0 | 0 | 0 | 0 | 0 | [6 empty] | 0 | 0 | 0 | 0 | 1953 | 0 | 0 | E | [6 empty] | 0
3 |  | 14381 | 2936 | 5 | ST | 16500 |  | OP | 88 | 1965 |  |  |  | BIT |  |  | 10550 | 18150 | 18150 | 0 |  | 0 | 0 | 0 | 0 | 0 | 0 | [6 empty] | 0 | 0 | 0 | 0 | 1965 | 0 | 0 | E | [6 empty] | 0
3 |  | 14381 | 2936 | 6 | ST | 25000 |  |  | 3 | 1976 |  |  |  | BIT | FO2 |  | 12800 | 27500 | 27500 | 0 | RE | 1 | 1989 | 0 | 0 | 0 | 0 | [6 empty] | 0 | 0 | 0 | 12 | 1975 | 0 | 0 | [7 empty] | 0
3 |  | 14381 | 2936 | 7 | ST | 22000 |  | OP | 2 | 1990 |  |  |  | BIT |  |  | 10200 | 22000 | 22000 | 0 |  | 0 | 0 | 0 | 0 | 0 | 0 | [6 empty] | 0 | 0 | 0 | 2 | 1990 | 0 | 0 | [7 empty] | 0
3 |  | 14381 | 2936 | ST2 | ST | 7500 |  | OP | 99 | 1933 |  |  |  | BIT |  |  | 11600 | 8250 | 8250 | 0 |  | 0 | 0 | 0 | 0 | 0 | 0 | [6 empty] | 0 | 0 | 0 | 0 | 1933 | 0 | 0 | E | [6 empty] | 0
3 |  | 14400 | 2150 | 1 | IC | 500 |  | OP | 88 | 1939 | FO2 |  |  | FO2 | NG |  | 0 | 475 | 475 | 0 |  | 0 | 0 | 0 | 0 | 0 | 0 | [6 empty] | 0 | 0 | 0 | 0 | 1939 | 0 | 0 | E | [6 empty] | 0
3 |  | 14400 | 2150 | 2 | IC | 500 |  | OP | 88 | 1959 | FO2 |  |  | FO2 | NG |  | 0 | 475 | 475 | 0 |  | 0 | 0 | 0 | 0 | 0 | 0 | [6 empty] | 0 | 0 | 0 | 0 | 1959 | 0 | 0 | E | [6 empty] | 0
3 |  | 14400 | 2150 | 3 | IC | 1500 |  | OP | 2 | 1966 | FO2 |  |  | FO2 | NG |  | 0 | 1200 | 1400 | 0 |  | 0 | 0 | 0 | 0 | 0 | 0 | [6 empty] | 0 | 0 | 0 | 2 | 1966 | 0 | 0 | [7 empty] | 0
3 |  | 14400 | 2150 | 4 | IC | 800 |  | OP | 88 | 1959 | FO2 |  |  | FO2 | NG |  | 0 | 750 | 750 | 0 |  | 0 | 0 | 0 | 0 | 0 | 0 | [6 empty] | 0 | 0 | 0 | 0 | 1959 | 0 | 0 | E | [6 empty] | 0
3 |  | 14400 | 2150 | 5 | IC | 1000 |  | OP | 8 | 1970 | FO2 |  |  | FO2 |  |  | 0 | 1000 | 1000 | 0 |  | 0 | 0 | 0 | 0 | 0 | 0 | [6 empty] | 0 | 0 | 0 | 8 | 1970 | 0 | 0 | [7 empty] | 0
3 |  | 14400 | 2150 | 6 | IC | 2070 |  | OP | 88 | 1971 | FO2 |  |  | FO2 | NG |  | 0 | 2070 | 2070 | 0 |  | 0 | 0 | 0 | 0 | 0 | 0 | [6 empty] | 0 | 0 | 0 | 0 | 1971 | 0 | 0 | E | [6 empty] | 0
3 |  | 14400 | 2150 | IC7 | IC | 2070 |  | OP | 4 | 1985 | FO2 |  |  | FO2 | NG |  | 0 | 1750 | 2000 | 0 |  | 0 | 0 | 0 | 0 | 0 | 0 | [6 empty] | 0 | 0 | 0 | 3 | 1985 | 0 | 0 | E | [6 empty] | 0
3 |  | 14400 | 2150 | IC8 | IC | 1950 |  | OP | 3 | 1985 | FO2 |  |  | FO2 | NG |  | 0 | 1750 | 1850 | 0 |  | 0 | 0 | 0 | 0 | 0 | 0 | [6 empty] | 0 | 0 | 0 | 2 | 1985 | 0 | 0 | E | [6 empty] | 0
3 |  | 14400 | 7304 | IC9 | IC | 3500 |  | OP | 12 | 1991 | FO2 |  |  | FO2 | NG |  | 0 | 3500 | 3500 | 0 |  | 0 | 0 | 0 | 0 | 0 | 0 | [6 empty] | 0 | 0 | 0 | 12 | 1991 | 0 | 0 | [7 empty] | 0
3 |  | 14400 | 7304 | IC10 | IC | 3500 |  | OP | 12 | 1991 | FO2 |  |  | FO2 | NG |  | 0 | 3500 | 3500 | 0 |  | 0 | 0 | 0 | 0 | 0 | 0 | [6 empty] | 0 | 0 | 0 | 12 | 1991 | 0 | 0 | [7 empty] | 0
3 |  | 14446 | 192 | 1 | IC | 400 | P | SB | 1 | 1939 | FO2 |  |  | FO2 | NG |  | 15700 | 400 | 404 | 0 |  | 0 | 0 | 0 | 0 | 0 | 0 | [6 empty] | 0 | 0 | 0 | 12 | 1938 | 0 | 0 | E |  | E |  |  |  |  | 0
3 |  | 14446 | 192 | 2 | IC | 1100 | P | SB | 2 | 1961 | FO2 |  |  | FO2 | NG |  | 10220 | 1100 | 1141 | 0 |  | 0 | 0 | 0 | 0 | 0 | 0 | [6 empty] | 0 | 0 | 0 | 1 | 1961 | 0 | 0 | E |  | E |  |  |  |  | 0
3 |  | 14446 | 192 | 3 | IC | 400 |  |  | 1 | 1939 | FO2 |  |  | FO2 | NG |  | 15700 | 400 | 404 | 0 | RE | 8 | 1988 | 0 | 0 | 0 | 0 | [6 empty] | 0 | 0 | 0 | 12 | 1938 | 0 | 0 | E |  | E |  |  |  |  | 0
3 |  | 14446 | 192 | 4 | IC | 800 | P | SB | 5 | 1946 | FO2 |  |  | FO2 | NG |  | 11900 | 800 | 823 | 0 |  | 0 | 0 | 0 | 0 | 0 | 0 | [6 empty] | 0 | 0 | 0 | 4 | 1946 | 0 | 0 | E |  | E |  |  |  |  | 0
3 |  | 14446 | 192 | 5 | IC | 800 | P | SB | 7 | 1946 | FO2 |  |  | FO2 | NG |  | 11900 | 800 | 823 | 0 |  | 0 | 0 | 0 | 0 | 0 | 0 | [6 empty] | 0 | 0 | 0 | 6 | 1946 | 0 | 0 | E |  | E |  |  |  |  | 0
3 |  | 14446 | 192 | 6 | IC | 1000 | P | SB | 10 | 1949 | FO2 |  |  | FO2 | NG |  | 11900 | 1000 | 1000 | 0 |  | 0 | 0 | 0 | 0 | 0 | 0 | [6 empty] | 0 | 0 | 0 | 9 | 1949 | 0 | 0 | E | [6 empty] | 0
3 |  | 14446 | 7283 | 1 | GT | 3462 | P | SB | 8 | 1990 | NG |  |  | NG |  |  | 14162 | 3462 | 3462 | 0 |  | 0 | 0 | 0 | 0 | 0 | 0 | [6 empty] | 0 | 0 | 0 | 6 | 1990 | 0 | 0 | [7 empty] | 0
3 |  | 14446 | 7283 | 2 | GT | 3462 | P | SB | 8 | 1990 | NG |  |  | NG |  |  | 14162 | 3462 | 3462 | 0 |  | 0 | 0 | 0 | 0 | 0 | 0 | [6 empty] | 0 | 0 | 0 | 6 | 1990 | 0 | 0 | [7 empty] | 0
3 |  | 14446 | 7283 | 3 | GT | 3462 | P | SB | 8 | 1990 | NG |  |  | NG |  |  | 14162 | 3462 | 3462 | 0 |  | 0 | 0 | 0 | 0 | 0 | 0 | [6 empty] | 0 | 0 | 0 | 6 | 1990 | 0 | 0 | [7 empty] | 0
3 |  | 14446 | 7283 | 4 | GT | 3462 | P | SB | 8 | 1990 | NG |  |  | NG |  |  | 14162 | 3462 | 3462 | 0 |  | 0 | 0 | 0 | 0 | 0 | 0 | [6 empty] | 0 | 0 | 0 | 6 | 1990 | 0 | 0 | [7 empty] | 0
3 |  | 14446 | 7283 | 5 | IC | 300 |  | SB | 2 | 1991 |  |  |  | FO2 |  |  | 0 | 271 | 301 | 0 |  | 0 | 0 | 0 | 0 | 0 | 0 | [6 empty] | 0 | 0 | 0 | 2 | 1991 | 0 | 0 |  | E | E |  |  |  |  | 0
3 |  | 14451 | 7816 | 1 | HC | 1000 |  |  | 99 | 1938 |  |  |  | WAT |  |  | 0 | 0 | 0 | 0 | RE | 0 | 0 | 0 | 0 | 0 | 0 | [6 empty] | 0 | 0 | 0 | 0 | 1938 | 0 | 0 | E | [6 empty] | 0
3 |  | 14459 | 1376 | 1 | IC | 1360 |  | SB | 88 | 1952 | FO2 |  |  | FO2 |  |  | 0 | 1300 | 1300 | 0 |  | 0 | 0 | 0 | 0 | 0 | 0 | [6 empty] | 0 | 0 | 0 | 0 | 1952 | 0 | 0 | [7 empty] | 0
3 |  | 14459 | 1376 | 2 | IC | 1360 |  | SB | 88 | 1954 | FO2 |  |  | FO2 |  |  | 0 | 1300 | 1300 | 0 |  | 0 | 0 | 0 | 0 | 0 | 0 | [6 empty] | 0 | 0 | 0 | 0 | 1954 | 0 | 0 | E | [6 empty] | 0
3 |  | 14459 | 1376 | 3 | IC | 731 |  | SB | 88 | 1934 | FO2 |  |  | FO2 |  |  | 0 | 650 | 650 | 0 |  | 0 | 0 | 0 | 0 | 0 | 0 | [6 empty] | 0 | 0 | 0 | 0 | 1934 | 0 | 0 | E | [6 empty] | 0
3 |  | 14459 | 1376 | 4 | IC | 980 |  | SB | 88 | 1947 | FO2 |  |  | FO2 |  |  | 0 | 980 | 980 | 0 |  | 0 | 0 | 0 | 0 | 0 | 0 | [6 empty] | 0 | 0 | 0 | 0 | 1947 | 0 | 0 | E | [6 empty] | 0
3 |  | 14459 | 1376 | 5 | IC | 1136 |  | SB | 88 | 1949 | FO2 |  |  | FO2 |  |  | 0 | 1100 | 1100 | 0 |  | 0 | 0 | 0 | 0 | 0 | 0 | [6 empty] | 0 | 0 | 0 | 0 | 1949 | 0 | 0 | [7 empty] | 0
3 |  | 14459 | 1376 | 6 | IC | 3100 |  | SB | 88 | 1974 | FO2 |  |  | FO2 |  |  | 0 | 2850 | 2850 | 0 |  | 0 | 0 | 0 | 0 | 0 | 0 | [6 empty] | 0 | 0 | 0 | 0 | 1974 | 0 | 0 | E | [6 empty] | 0
3 |  | 14459 | 1376 | 7 | IC | 3100 |  | SB | 88 | 1974 | FO2 |  |  | FO2 |  |  | 0 | 2850 | 2850 | 0 |  | 0 | 0 | 0 | 0 | 0 | 0 | [6 empty] | 0 | 0 | 0 | 0 | 1974 | 0 | 0 | E | [6 empty] | 0
3 |  | 14474 | 2814 | 1 | IC | 700 |  |  | 8 | 1938 | FO2 |  |  | FO2 |  |  | 160 | 805 | 805 | 0 | RE | 11 | 1991 | 0 | 0 | 0 | 0 | [6 empty] | 0 | 0 | 0 | 7 | 1938 | 0 | 0 | E | [6 empty] | 0
3 |  | 14489 | 3369 | 2 | IC | 500 |  |  | 99 | 1937 |  |  |  | FO2 |  |  | 0 | 0 | 0 | 0 | RE | 99 | 1979 | 0 | 0 | 0 | 0 | [6 empty] | 0 | 0 | 0 | 0 | 1937 | 0 | 0 | E | [6 empty] | 0
3 |  | 14489 | 3369 | 3 | IC | 300 |  |  | 99 | 1947 |  |  |  | FO2 |  |  | 0 | 0 | 0 | 0 | RE | 99 | 1979 | 0 | 0 | 0 | 0 | [6 empty] | 0 | 0 | 0 | 0 | 1947 | 0 | 0 | E | [6 empty] | 0
3 |  | 14512 | 3685 | 1 | HC | 600 | B | OP | 88 | 1951 |  |  |  | WAT |  |  | 0 | 400 | 250 | 0 |  | 0 | 0 | 0 | 0 | 0 | 0 | [6 empty] | 0 | 0 | 0 | 0 | 1951 | 0 | 0 | E | [6 empty] | 0
3 |  | 14512 | 6538 | 1 | HC | 600 | B | OP | 88 | 1955 |  |  |  | WAT |  |  | 0 | 350 | 250 | 0 |  | 0 | 0 | 0 | 0 | 0 | 0 | [6 empty] | 0 | 0 | 0 | 0 | 1955 | 0 | 0 | E | [6 empty] | 0
3 |  | 14534 | 420 | B1 | ST | 40000 | C | OP | 3 | 1955 | NG |  |  | FO6 | NG |  | 11500 | 45000 | 45000 | 40000 | LE | 0 | 0 | 0 | 2015 | 0 | 2015 |  |  |  | FO6 | NG |  | 0 | 0 | 0 | 12 | 1954 | 0 | 0 | [7 empty] | 0
3 |  | 14534 | 420 | B2 | ST | 40000 | C | OP | 7 | 1957 | NG |  |  | FO6 | NG |  | 11500 | 45000 | 45000 | 40000 | LE | 0 | 0 | 0 | 2015 | 0 | 2015 |  |  |  | FO6 | NG |  | 0 | 0 | 0 | 6 | 1957 | 0 | 0 | E | [6 empty] | 0
3 |  | 14534 | 420 | B3 | ST | 75000 | B | OP | 6 | 1965 | NG |  |  | FO6 | NG |  | 10500 | 71000 | 73000 | 75000 | LE | 0 | 0 | 0 | 2020 | 0 | 2020 |  |  |  | FO6 | NG |  | 0 | 0 | 0 | 1 | 1965 | 0 | 0 | [7 empty] | 0
3 |  | 14534 | 422 | G9 | ST | 45000 |  |  | 2 | 1949 |  |  |  | FO2 | NG |  | 0 | 0 | 0 | 0 | RE | 1 | 1983 | 0 | 0 | 0 | 0 | [6 empty] | 0 | 0 | 0 | 0 | 1949 | 0 | 0 | E | [6 empty] | 0
3 |  | 14534 | 422 | GT1 | GT | 28890 | P | OP | 1 | 1976 | NG |  |  | FO2 | NG |  | 11500 | 30350 | 30350 | 0 | RT | 7 | 2000 | 0 | 0 | 0 | 0 | [6 empty] | 0 | 0 | 0 | 12 | 1975 | 0 | 0 | E | [6 empty] | 0
3 |  | 14534 | 422 | GT2 | GT | 28890 | P | OP | 1 | 1976 | NG |  |  | FO2 | NG |  | 11500 | 30350 | 30350 | 0 | RT | 7 | 2000 | 0 | 0 | 0 | 0 | [6 empty] | 0 | 0 | 0 | 12 | 1975 | 0 | 0 | E | [6 empty] | 0
3 |  | 14534 | 422 | ST8 | ST | 25000 | C | SC | 0 | 1932 | NG |  |  | FO2 | NG |  | 0 | 25000 | 25000 | 0 |  | 0 | 0 | 0 | 0 | 0 | 0 | [6 empty] | 0 | 0 | 0 | 0 | 1932 | 0 | 0 | [7 empty] | 0
3 |  | 14534 | 422 | ST9 | ST | 35000 | C | SC | 12 | 1949 | NG |  |  | FO2 | NG |  | 12800 | 40000 | 40000 | 0 |  | 0 | 0 | 0 | 0 | 0 | 0 | [6 empty] | 0 | 0 | 0 | 11 | 1949 | 0 | 0 | E | [6 empty] | 0
3 |  | 14534 | 6449 | 1 | HC | 3000 | C | OP | 2 | 1949 | WAT |  |  | WAT |  |  | 0 | 2000 | 2000 | 0 |  | 0 | 0 | 0 | 0 | 0 | 0 | [6 empty] | 0 | 0 | 0 | 11 | 1948 | 0 | 0 | E | [6 empty] | 0
3 |  | 14577 | 1174 | 1 | IC | 600 | C | SB | 88 | 1947 | FO1 |  |  | FO2 |  |  | 13000 | 300 | 300 | 0 |  | 0 | 0 | 0 | 0 | 0 | 0 | [6 empty] | 0 | 0 | 0 | 0 | 1947 | 0 | 0 | E | [6 empty] | 0
3 |  | 14577 | 1174 | 2 | IC | 1000 | C | SB | 10 | 1969 | FO1 |  |  | FO2 |  |  | 13000 | 900 | 950 | 0 |  | 0 | 0 | 0 | 0 | 0 | 0 | [6 empty] | 0 | 0 | 0 | 9 | 1969 | 0 | 0 | E | [6 empty] | 0
3 |  | 14581 | 1849 | 1 | HC | 1000 |  |  | 99 | 1938 |  |  |  | WAT |  |  | 0 | 0 | 0 | 0 | RE | 99 | 1969 | 0 | 0 | 0 | 0 | [6 empty] | 0 | 0 | 0 | 0 | 1938 | 0 | 0 | E | [6 empty] | 0
3 |  | 14582 | 2995 | 1 | IC | 1400 | B | SB | 9 | 1949 | FO2 |  |  | FO2 | NG |  | 12000 | 1100 | 1100 | 0 |  | 0 | 0 | 0 | 0 | 0 | 0 | [6 empty] | 0 | 0 | 0 | 8 | 1949 | 0 | 0 | E | [6 empty] | 0
3 |  | 14582 | 2995 | 2 | IC | 2000 | B | SB | 8 | 1954 | FO2 |  |  | FO2 | NG |  | 11500 | 1700 | 1700 | 0 |  | 0 | 0 | 0 | 0 | 0 | 0 | [6 empty] | 0 | 0 | 0 | 7 | 1954 | 0 | 0 | E | [6 empty] | 0
3 |  | 14582 | 2995 | 3 | IC | 3100 | B | SB | 8 | 1966 | FO2 |  |  | FO2 | NG |  | 11000 | 2500 | 2500 | 0 |  | 0 | 0 | 0 | 0 | 0 | 0 | [6 empty] | 0 | 0 | 0 | 7 | 1966 | 0 | 0 | E | [6 empty] | 0
3 |  | 14582 | 2995 | 4 | IC | 600 |  |  | 9 | 1936 |  |  |  | FO2 |  |  | 0 | 0 | 0 | 0 | RE | 88 | 1968 | 0 | 0 | 0 | 0 | [6 empty] | 0 | 0 | 0 | 0 | 1936 | 0 | 0 | E | [6 empty] | 0
3 |  | 14582 | 2995 | 5 | IC | 2500 |  | SB | 9 | 1960 | FO2 |  |  | FO2 | NG |  | 11400 | 1800 | 1800 | 0 |  | 0 | 0 | 0 | 0 | 0 | 0 | [6 empty] | 0 | 0 | 0 | 8 | 1960 | 0 | 0 | E | [6 empty] | 0
3 |  | 14605 | 1678 | 1 | GT | 21300 | P | OP | 12 | 1971 | FO2 | NG |  | FO2 | NG |  | 13200 | 14000 | 20000 | 0 |  | 0 | 0 | 0 | 0 | 0 | 0 | [6 empty] | 0 | 0 | 0 | 11 | 1971 | 0 | 0 | E | [6 empty] | 0
3 |  | 14605 | 1678 | 2 | GT | 49900 | P | OP | 10 | 1991 | NG | FO2 |  | NG | FO2 | FO1 | 11402 | 41390 | 49684 | 0 |  | 0 | 0 | 0 | 0 | 0 | 0 | [6 empty] | 0 | 0 | 0 | 7 | 1991 | 0 | 0 |  | E | E |  |  |  |  | 0
3 |  | 14605 | 6541 | 1 | IC | 2400 | P |  | 12 | 1948 | FO2 |  |  | FO2 |  |  | 11000 | 2000 | 2000 | 0 | RE | 1 | 1991 | 0 | 0 | 0 | 0 | [6 empty] | 0 | 0 | 0 | 11 | 1948 | 0 | 0 | E | [6 empty] | 0
3 |  | 14605 | 6541 | 2 | IC | 2400 | P |  | 2 | 1949 | FO2 |  |  | FO2 |  |  | 11000 | 2000 | 2000 | 0 | RE | 1 | 1991 | 0 | 0 | 0 | 0 | [6 empty] | 0 | 0 | 0 | 1 | 1949 | 0 | 0 | E | [6 empty] | 0
3 |  | 14605 | 6541 | 3 | IC | 2400 | P |  | 4 | 1949 | FO2 |  |  | FO2 |  |  | 11000 | 2000 | 2000 | 0 | RE | 1 | 1991 | 0 | 0 | 0 | 0 | [6 empty] | 0 | 0 | 0 | 3 | 1949 | 0 | 0 | E | [6 empty] | 0
3 |  | 14605 | 6541 | 4 | IC | 4400 | P |  | 6 | 1966 | FO2 |  |  | FO2 |  |  | 11000 | 3500 | 3500 | 0 | RE | 1 | 1991 | 0 | 0 | 0 | 0 | [6 empty] | 0 | 0 | 0 | 5 | 1966 | 0 | 0 | E | [6 empty] | 0
3 |  | 14610 | 564 | 1 | ST | 464580 | B | OP | 7 | 1987 | FO2 | FO6 |  | BIT |  |  | 9762 | 438000 | 438000 | 0 |  | 0 | 0 | 5 | 1986 | 5 | 1987 | LE | [5 empty] | 0 | 0 | 0 | 5 | 1987 | 0 | 0 | [7 empty] | 0
3 |  | 14610 | 564 | 2 | ST | 0 |  |  | 0 | 0 | [6 empty] | 0 | 0 | 0 | 464580 | PL | 0 | 0 | 6 | 1996 | 6 | 1996 |  |  |  | BIT |  |  | 438000 | 438000 | 0 | 0 | 0 | 432647 | 441522 | [7 empty] | 0
3 |  | 14610 | 683 | C | GT | 0 |  |  | 0 | 0 | [6 empty] | 0 | 0 | 0 | 112040 | PL | 0 | 0 | 6 | 1993 | 9 | 1992 |  |  |  | NG | FO2 |  | 103580 | 128610 | 0 | 0 | 0 | 91324 | 109660 | [7 empty] | 0
3 |  | 14610 | 683 | D | GT | 0 |  |  | 0 | 0 | [6 empty] | 0 | 0 | 0 | 112040 | PL | 0 | 0 | 7 | 1993 | 10 | 1992 |  |  |  | NG | FO2 |  | 103580 | 128610 | 0 | 0 | 0 | 91324 | 109660 | [7 empty] | 0
3 |  | 14610 | 683 | 1 | ST | 86700 | C | OP | 2 | 1960 | NG | FO2 |  | NG | FO6 |  | 10000 | 88000 | 90000 | 0 |  | 0 | 0 | 0 | 0 | 0 | 0 | [6 empty] | 0 | 0 | 0 | 1 | 1960 | 0 | 0 | E | [6 empty] | 0
3 |  | 14610 | 683 | 2 | ST | 207600 | C | OP | 12 | 1964 | NG | FO2 |  | NG | FO6 |  | 9950 | 201000 | 205000 | 0 |  | 0 | 0 | 0 | 0 | 0 | 0 | [6 empty] | 0 | 0 | 0 | 9 | 1964 | 0 | 0 | E | [6 empty] | 0
3 |  | 14610 | 683 | 3 | ST | 344500 | C | OP | 2 | 1974 | NG |  |  | NG | FO6 |  | 10200 | 349400 | 350000 | 0 |  | 0 | 0 | 0 | 0 | 0 | 0 | [6 empty] | 0 | 0 | 0 | 11 | 1973 | 0 | 0 | E | [6 empty] | 0
3 |  | 14610 | 683 | CT1 | GT | 37530 |  | OP | 6 | 1989 | NG |  |  | NG | FO2 |  | 0 | 38300 | 48140 | 0 |  | 0 | 0 | 0 | 0 | 0 | 0 | [6 empty] | 0 | 0 | 0 | 6 | 1989 | 0 | 0 | [7 empty] | 0
3 |  | 14610 | 683 | CT2 | GT | 37530 |  | OP | 7 | 1989 | NG |  |  | NG | FO2 |  | 0 | 38300 | 48140 | 0 |  | 0 | 0 | 0 | 0 | 0 | 0 | [6 empty] | 0 | 0 | 0 | 7 | 1989 | 0 | 0 | [7 empty] | 0
3 |  | 14610 | 684 | A | GT | 18750 |  |  | 12 | 1958 |  |  |  | NG | FO2 |  | 0 | 0 | 0 | 0 | RE | 3 | 1984 | 0 | 0 | 0 | 0 | [6 empty] | 0 | 0 | 0 | 0 | 1958 | 0 | 0 | E | [6 empty] | 0
3 |  | 14610 | 684 | B | GT | 18800 |  |  | 12 | 1958 |  |  |  | NA |  |  | 0 | 0 | 0 | 0 | RE | 12 | 1980 | 0 | 0 | 0 | 0 | [6 empty] | 0 | 0 | 0 | 0 | 1958 | 0 | 0 | E | [6 empty] | 0
3 |  | 14610 | 684 | 2 | ST | 37500 |  |  | 9 | 1954 |  |  |  | NG | FO6 |  | 0 | 0 | 0 | 37500 | RE | 3 | 1984 | 0 | 0 | 0 | 0 | [6 empty] | 0 | 0 | 0 | 0 | 1954 | 0 | 0 | E | [6 empty] | 0
3 |  | 14610 | 684 | 3 | ST | 37500 |  |  | 6 | 1956 |  |  |  | NG | FO6 |  | 0 | 0 | 0 | 0 | RE | 3 | 1984 | 0 | 0 | 0 | 0 | [6 empty] | 0 | 0 | 0 | 0 | 1956 | 0 | 0 | E | [6 empty] | 0
3 |  | 14610 | 684 | IC1 | IC | 1000 |  |  | 12 | 1970 |  |  |  | FO2 |  |  | 0 | 1000 | 1000 | 0 | RE | 3 | 1984 | 0 | 0 | 0 | 0 | [6 empty] | 0 | 0 | 0 | 0 | 1970 | 0 | 0 | E | [6 empty] | 0
3 |  | 14610 | 684 | ST1 | ST | 28750 |  |  | 12 | 1970 |  |  |  | FO2 |  |  | 0 | 0 | 0 | 27850 | RE | 3 | 1984 | 0 | 0 | 0 | 0 | [6 empty] | 0 | 0 | 0 | 0 | 1970 | 0 | 0 | E | [6 empty] | 0
3 |  | 14624 | 917 | 1 | HC | 9400 | B | OP | 10 | 1985 | WAT |  |  | WAT |  |  | 0 | 9400 | 9367 | 0 |  | 0 | 0 | 5 | 1984 | 10 | 1985 | [6 empty] | 0 | 0 | 0 | 9 | 1984 | 0 | 0 |  |  | E |  |  |  |  | 0
3 |  | 14624 | 3887 | 1 | HC | 90200 | C | OP | 7 | 1961 | WAT |  |  | WAT |  |  | 0 | 91200 | 91200 | 95000 | MO | 0 | 0 | 1 | 1992 | 12 | 1995 | EQ | [5 empty] | 91200 | 91200 | 0 | 4 | 1961 | 107175 | 100449 | E | [6 empty] | 0
3 |  | 14624 | 3887 | 2 | HC | 97800 | C | OP | 5 | 1961 | WAT |  |  | WAT |  |  | 0 | 91200 | 91200 | 0 |  | 0 | 0 | 0 | 0 | 0 | 0 | [6 empty] | 0 | 0 | 0 | 2 | 1961 | 0 | 0 | E | [6 empty] | 0
3 |  | 14624 | 3887 | 3 | HC | 78850 | C | OP | 9 | 1960 | WAT |  |  | WAT |  |  | 0 | 91200 | 91200 | 95000 | MO | 0 | 0 | 1 | 1991 | 12 | 1994 | EQ | [5 empty] | 91200 | 91200 | 0 | 6 | 1960 | 107175 | 100449 | E | [6 empty] | 0
3 |  | 14624 | 3887 | 4 | HC | 95000 | C | OP | 9 | 1960 | WAT |  |  | WAT |  |  | 0 | 91200 | 91200 | 0 |  | 0 | 0 | 0 | 0 | 0 | 0 | [6 empty] | 0 | 0 | 0 | 6 | 1960 | 0 | 0 | E | [6 empty] | 0
3 |  | 14624 | 3887 | 5 | HC | 78850 | C | OP | 4 | 1960 | WAT |  |  | WAT |  |  | 0 | 91200 | 91200 | 95000 | MO | 0 | 0 | 1 | 1993 | 12 | 1993 | EQ | [5 empty] | 91200 | 91200 | 0 | 1 | 1960 | 107175 | 100449 | E | [6 empty] | 0
3 |  | 14624 | 3887 | 6 | HC | 78850 | C | OP | 2 | 1960 | WAT |  |  | WAT |  |  | 0 | 91200 | 91200 | 95000 | MO | 0 | 0 | 1 | 1994 | 12 | 1996 | EQ | [5 empty] | 91200 | 91200 | 0 | 11 | 1959 | 107175 | 100449 | E | [6 empty] | 0
3 |  | 14624 | 3887 | 7 | HC | 95000 | C | OP | 1 | 1960 | WAT |  |  | WAT |  |  | 0 | 91200 | 91200 | 0 |  | 0 | 0 | 0 | 0 | 0 | 0 | [6 empty] | 0 | 0 | 0 | 10 | 1959 | 0 | 0 | E | [6 empty] | 0
3 |  | 14624 | 3887 | 8 | HC | 90200 | C | OP | 12 | 1959 | WAT |  |  | WAT |  |  | 0 | 91200 | 91200 | 95000 | MO | 0 | 0 | 1 | 1990 | 1 | 1993 | EQ | [5 empty] | 91200 | 91200 | 0 | 9 | 1959 | 107175 | 100449 | E | [6 empty] | 0
3 |  | 14624 | 3887 | 9 | HC | 97800 | C | OP | 10 | 1959 | WAT |  |  | WAT |  |  | 0 | 91200 | 91200 | 0 |  | 0 | 0 | 0 | 0 | 0 | 0 | [6 empty] | 0 | 0 | 0 | 7 | 1959 | 0 | 0 | E | [6 empty] | 0
3 |  | 14624 | 3887 | 10 | HC | 78850 | C | OP | 11 | 1959 | WAT |  |  | WAT |  |  | 0 | 91200 | 91200 | 95000 | MO | 0 | 0 | 1 | 1995 | 12 | 1997 | EQ | [5 empty] | 91200 | 91200 | 0 | 8 | 1959 | 107175 | 100449 | E | [6 empty] | 0
3 | A010 | 14624 | 3887 | 11 | HC | 0 |  |  | 0 | 0 | [6 empty] | 0 | 0 | 0 | 80000 | CN | 99 | 9999 | 1 | 1985 | 88 | 1988 |  |  |  | WAT |  |  | 0 | 0 | 0 | 0 | 0 | 0 | 0 | [7 empty] | 0
3 | A010 | 14624 | 3887 | 12 | HC | 0 |  |  | 0 | 0 | [6 empty] | 0 | 0 | 0 | 80000 | CN | 99 | 9999 | 3 | 1985 | 88 | 1988 |  |  |  | WAT |  |  | 0 | 0 | 0 | 0 | 0 | 0 | 0 | [7 empty] | 0
3 | A010 | 14624 | 3887 | 13 | HC | 0 |  |  | 0 | 0 | [6 empty] | 0 | 0 | 0 | 80000 | CN | 99 | 9999 | 5 | 1985 | 88 | 1988 |  |  |  | WAT |  |  | 0 | 0 | 0 | 0 | 0 | 0 | 0 | [7 empty] | 0
3 | A010 | 14624 | 3887 | 14 | HC | 0 |  |  | 0 | 0 | [6 empty] | 0 | 0 | 0 | 80000 | CN | 99 | 9999 | 7 | 1985 | 88 | 1988 |  |  |  | WAT |  |  | 0 | 0 | 0 | 0 | 0 | 0 | 0 | [7 empty] | 0
3 |  | 14624 | 3888 | 1 | HC | 103800 | C | OP | 9 | 1963 | WAT |  |  | WAT |  |  | 0 | 98600 | 98600 | 0 |  | 0 | 0 | 0 | 0 | 0 | 0 | [6 empty] | 0 | 0 | 0 | 6 | 1963 | 0 | 0 | E | [6 empty] | 0
3 |  | 14624 | 3888 | 2 | HC | 83125 | C | OP | 9 | 1963 | WAT |  |  | WAT |  |  | 0 | 98600 | 98600 | 103800 | MO | 0 | 0 | 5 | 1992 | 2 | 1994 | EQ | [5 empty] | 98600 | 98600 | 0 | 6 | 1963 | 117491 | 110003 | E | [6 empty] | 0
3 |  | 14624 | 3888 | 3 | HC | 83125 | C | OP | 9 | 1963 | WAT |  |  | WAT |  |  | 0 | 98600 | 98600 | 103800 | MO | 0 | 0 | 7 | 1991 | 3 | 1993 | EQ | [5 empty] | 98600 | 98600 | 0 | 6 | 1963 | 117491 | 110003 | E | [6 empty] | 0
3 |  | 14624 | 3888 | 4 | HC | 103800 | C | OP | 9 | 1963 | WAT |  |  | WAT |  |  | 0 | 98600 | 98600 | 0 |  | 0 | 0 | 0 | 0 | 0 | 0 | [6 empty] | 0 | 0 | 0 | 6 | 1963 | 0 | 0 | E | [6 empty] | 0
3 |  | 14624 | 3888 | 5 | HC | 103800 | C | OP | 9 | 1963 | WAT |  |  | WAT |  |  | 0 | 98600 | 98600 | 0 |  | 0 | 0 | 0 | 0 | 0 | 0 | [6 empty] | 0 | 0 | 0 | 6 | 1963 | 0 | 0 | E | [6 empty] | 0
3 |  | 14624 | 3888 | 6 | HC | 103800 | C | OP | 9 | 1963 | WAT |  |  | WAT |  |  | 0 | 98600 | 98600 | 0 |  | 0 | 0 | 0 | 0 | 0 | 0 | [6 empty] | 0 | 0 | 0 | 6 | 1963 | 0 | 0 | E | [6 empty] | 0
3 |  | 14624 | 3888 | 7 | HC | 103800 | C | OP | 11 | 1963 | WAT |  |  | WAT |  |  | 0 | 98600 | 98600 | 0 |  | 0 | 0 | 0 | 0 | 0 | 0 | [6 empty] | 0 | 0 | 0 | 8 | 1963 | 0 | 0 | E | [6 empty] | 0
3 |  | 14624 | 3888 | 8 | HC | 103800 | C | OP | 12 | 1963 | WAT |  |  | WAT |  |  | 0 | 98600 | 98600 | 0 |  | 0 | 0 | 0 | 0 | 0 | 0 | [6 empty] | 0 | 0 | 0 | 9 | 1963 | 0 | 0 | E | [6 empty] | 0
3 |  | 14624 | 3888 | 9 | HC | 103800 | C | OP | 1 | 1964 | WAT |  |  | WAT |  |  | 0 | 98600 | 98600 | 0 |  | 0 | 0 | 0 | 0 | 0 | 0 | [6 empty] | 0 | 0 | 0 | 10 | 1963 | 0 | 0 | E | [6 empty] | 0
3 |  | 14624 | 3888 | 10 | HC | 103800 | C | OP | 11 | 1963 | WAT |  |  | WAT |  |  | 0 | 98600 | 98600 | 0 |  | 0 | 0 | 0 | 0 | 0 | 0 | [6 empty] | 0 | 0 | 0 | 8 | 1963 | 0 | 0 | E | [6 empty] | 0
3 | A011 | 14624 | 3888 | 11 | HC | 0 |  |  | 0 | 0 | [6 empty] | 0 | 0 | 0 | 80000 | CN | 99 | 9999 | 5 | 1984 | 88 | 1988 |  |  |  | WAT |  |  | 0 | 0 | 0 | 0 | 0 | 0 | 0 | [7 empty] | 0
3 | A011 | 14624 | 3888 | 12 | HC | 0 |  |  | 0 | 0 | [6 empty] | 0 | 0 | 0 | 80000 | CN | 99 | 9999 | 7 | 1984 | 88 | 1988 |  |  |  | WAT |  |  | 0 | 0 | 0 | 0 | 0 | 0 | 0 | [7 empty] | 0
3 | A011 | 14624 | 3888 | 13 | HC | 0 |  |  | 0 | 0 | [6 empty] | 0 | 0 | 0 | 80000 | CN | 99 | 9999 | 10 | 1984 | 88 | 1988 |  |  |  | WAT |  |  | 0 | 0 | 0 | 0 | 0 | 0 | 0 | [7 empty] | 0
3 | A011 | 14624 | 3888 | 14 | HC | 0 |  |  | 0 | 0 | [6 empty] | 0 | 0 | 0 | 80000 | CN | 99 | 9999 | 12 | 1984 | 88 | 1988 |  |  |  | WAT |  |  | 0 | 0 | 0 | 0 | 0 | 0 | 0 | [7 empty] | 0
3 |  | 14624 | 7113 | 1 | HC | 6650 | B | OP | 9 | 1990 | WAT |  |  | WAT |  |  | 0 | 6792 | 6568 | 0 |  | 0 | 0 | 4 | 1989 | 0 | 0 | [6 empty] | 0 | 0 | 0 | 5 | 1990 | 0 | 0 |  |  | E |  |  |  |  | 0
3 |  | 14645 | 1175 | 3 | ST | 1500 |  |  | 99 | 1948 |  |  |  | BIT | FO2 |  | 0 | 1529 | 1564 | 0 | RE | 8 | 1990 | 0 | 0 | 0 | 0 | [6 empty] | 0 | 0 | 0 | 6 | 1948 | 0 | 0 |  | E | E |  |  |  |  | 0
3 |  | 14645 | 1175 | 4 | ST | 4000 |  | OS | 8 | 1952 |  |  |  | BIT | FO2 |  | 10000 | 4015 | 4107 | 0 |  | 0 | 0 | 0 | 0 | 0 | 0 | [6 empty] | 0 | 0 | 0 | 8 | 1952 | 0 | 0 |  | E | E |  |  |  |  | 0
3 |  | 14645 | 1175 | 5 | ST | 11500 |  | SB | 5 | 1964 | BIT |  |  | BIT | FO2 |  | 13000 | 12000 | 12000 | 0 |  | 0 | 0 | 0 | 0 | 0 | 0 | [6 empty] | 0 | 0 | 0 | 4 | 1964 | 0 | 0 | [7 empty] | 0
3 |  | 14645 | 1175 | 6 | ST | 26500 |  | OP | 7 | 1972 | BIT |  |  | BIT | FO2 |  | 13000 | 26500 | 26500 | 0 |  | 0 | 0 | 0 | 0 | 0 | 0 | [6 empty] | 0 | 0 | 0 | 6 | 1972 | 0 | 0 | [7 empty] | 0
3 |  | 14653 | 773 | 1 | HC | 0 |  |  | 0 | 0 | [6 empty] | 0 | 0 | 0 | 8000 | PL | 0 | 0 | 9 | 1989 | 9 | 1995 |  |  |  | WAT |  |  | 6850 | 6850 | 0 | 0 | 0 | 8227 | 7939 | [7 empty] | 0
3 |  | 14653 | 773 | 2 | HC | 0 |  |  | 0 | 0 | [6 empty] | 0 | 0 | 0 | 8000 | PL | 0 | 0 | 9 | 1989 | 9 | 1995 |  |  |  | WAT |  |  | 6850 | 6850 | 0 | 0 | 0 | 8227 | 7939 | [7 empty] | 0
3 |  | 14653 | 3891 | 1 | HC | 15000 |  | OP | 6 | 1955 |  |  |  | WAT |  |  | 0 | 19250 | 19250 | 0 |  | 0 | 0 | 0 | 0 | 0 | 0 | [6 empty] | 0 | 0 | 0 | 3 | 1955 | 0 | 0 | E | [6 empty] | 0
3 |  | 14653 | 3891 | 2 | HC | 15000 |  | OP | 7 | 1955 |  |  |  | WAT |  |  | 0 | 19250 | 19250 | 0 |  | 0 | 0 | 0 | 0 | 0 | 0 | [6 empty] | 0 | 0 | 0 | 4 | 1955 | 0 | 0 | E | [6 empty] | 0
3 |  | 14653 | 3891 | 3 | HC | 15000 |  | OP | 8 | 1955 |  |  |  | WAT |  |  | 0 | 19250 | 19250 | 0 |  | 0 | 0 | 0 | 0 | 0 | 0 | [6 empty] | 0 | 0 | 0 | 5 | 1955 | 0 | 0 | E | [6 empty] | 0
3 |  | 14653 | 3891 | 4 | HC | 15000 |  | OP | 8 | 1955 |  |  |  | WAT |  |  | 0 | 19250 | 19250 | 0 |  | 0 | 0 | 0 | 0 | 0 | 0 | [6 empty] | 0 | 0 | 0 | 5 | 1955 | 0 | 0 | E | [6 empty] | 0
3 |  | 14653 | 3892 | 1 | HC | 300 |  | OP | 8 | 1922 |  |  |  | WAT |  |  | 0 | 300 | 300 | 0 |  | 0 | 0 | 0 | 0 | 0 | 0 | [6 empty] | 0 | 0 | 0 | 5 | 1922 | 0 | 0 | E | [6 empty] | 0
3 |  | 14653 | 3892 | 2 | HC | 300 |  | OP | 8 | 1922 |  |  |  | WAT |  |  | 0 | 300 | 300 | 0 |  | 0 | 0 | 0 | 0 | 0 | 0 | [6 empty] | 0 | 0 | 0 | 5 | 1922 | 0 | 0 | E | [6 empty] | 0
3 |  | 14656 | 2296 | 1 | IC | 1550 |  | OP | 99 | 1968 |  |  |  | NG | FO2 |  | 0 | 1200 | 1200 | 0 |  | 0 | 0 | 0 | 0 | 0 | 0 | [6 empty] | 0 | 0 | 0 | 0 | 1968 | 0 | 0 | E | [6 empty] | 0
3 |  | 14656 | 2296 | 2 | IC | 2070 |  | OP | 99 | 1973 |  |  |  | NG | FO2 |  | 0 | 2000 | 2000 | 0 |  | 0 | 0 | 0 | 0 | 0 | 0 | [6 empty] | 0 | 0 | 0 | 0 | 1973 | 0 | 0 | E | [6 empty] | 0
3 |  | 14656 | 2296 | 3 | IC | 560 |  | OP | 99 | 1953 |  |  |  | NG | FO2 |  | 0 | 500 | 500 | 0 |  | 0 | 0 | 0 | 0 | 0 | 0 | [6 empty] | 0 | 0 | 0 | 0 | 1953 | 0 | 0 | E | [6 empty] | 0
3 |  | 14656 | 2296 | 4 | IC | 900 |  | OP | 99 | 1961 |  |  |  | NG | FO2 |  | 0 | 800 | 800 | 0 |  | 0 | 0 | 0 | 0 | 0 | 0 | [6 empty] | 0 | 0 | 0 | 0 | 1961 | 0 | 0 | E | [6 empty] | 0
3 |  | 14656 | 2296 | 5 | IC | 250 |  | OP | 99 | 1939 |  |  |  | NG | FO2 |  | 0 | 200 | 200 | 0 |  | 0 | 0 | 0 | 0 | 0 | 0 | [6 empty] | 0 | 0 | 0 | 0 | 1939 | 0 | 0 | E | [6 empty] | 0
3 |  | 14711 | 1567 | 1 | HC | 9600 | P | OP | 7 | 1925 |  |  |  | WAT |  |  | 0 | 9000 | 10000 | 0 |  | 0 | 0 | 0 | 0 | 0 | 0 | [6 empty] | 0 | 0 | 0 | 4 | 1925 | 0 | 0 | E | [6 empty] | 0
3 |  | 14711 | 1567 | 2 | HC | 9600 | P | OP | 7 | 1925 |  |  |  | WAT |  |  | 0 | 9000 | 9000 | 0 |  | 0 | 0 | 0 | 0 | 0 | 0 | [6 empty] | 0 | 0 | 0 | 4 | 1925 | 0 | 0 | E | [6 empty] | 0
3 |  | 14711 | 3118 | A | IC | 2800 | P | OP | 2 | 1970 | FO2 |  |  | FO2 |  |  | 11550 | 2700 | 2700 | 0 |  | 0 | 0 | 0 | 0 | 0 | 0 | [6 empty] | 0 | 0 | 0 | 1 | 1970 | 0 | 0 | E | [6 empty] | 0
3 |  | 14711 | 3118 | B | IC | 2800 | P | OP | 2 | 1970 | FO2 |  |  | FO2 |  |  | 11550 | 2700 | 2700 | 0 |  | 0 | 0 | 0 | 0 | 0 | 0 | [6 empty] | 0 | 0 | 0 | 1 | 1970 | 0 | 0 | E | [6 empty] | 0
3 |  | 14711 | 3118 | C | IC | 2800 | P | OP | 2 | 1970 | FO2 |  |  | FO2 |  |  | 11550 | 2700 | 2700 | 0 |  | 0 | 0 | 0 | 0 | 0 | 0 | [6 empty] | 0 | 0 | 0 | 1 | 1970 | 0 | 0 | E | [6 empty] | 0
3 |  | 14711 | 3118 | D | IC | 2800 | P | OP | 2 | 1970 | FO2 |  |  | FO2 |  |  | 11550 | 2700 | 2700 | 0 |  | 0 | 0 | 0 | 0 | 0 | 0 | [6 empty] | 0 | 0 | 0 | 1 | 1970 | 0 | 0 | E | [6 empty] | 0
3 |  | 14711 | 3118 | 1 | ST | 936000 | B | OP | 5 | 1970 | FO2 |  |  | BIT |  |  | 10406 | 850000 | 850000 | 0 |  | 0 | 0 | 0 | 0 | 0 | 0 | [6 empty] | 0 | 0 | 0 | 4 | 1970 | 0 | 0 | E | [6 empty] | 0
3 |  | 14711 | 3118 | 2 | ST | 936000 | B | OP | 5 | 1971 | FO2 |  |  | BIT |  |  | 10406 | 850000 | 850000 | 0 |  | 0 | 0 | 0 | 0 | 0 | 0 | [6 empty] | 0 | 0 | 0 | 3 | 1971 | 0 | 0 | E | [6 empty] | 0
3 |  | 14711 | 3119 | 2 | IC | 2000 | P | OP | 12 | 1960 | FO2 |  |  | FO2 |  |  | 11652 | 2000 | 2000 | 0 |  | 0 | 0 | 0 | 0 | 0 | 0 | [6 empty] | 0 | 0 | 0 | 11 | 1960 | 0 | 0 | E | [6 empty] | 0
3 |  | 14711 | 3119 | 3 | IC | 2000 | P | OP | 12 | 1960 | FO2 |  |  | FO2 |  |  | 11652 | 2000 | 2000 | 0 |  | 0 | 0 | 0 | 0 | 0 | 0 | [6 empty] | 0 | 0 | 0 | 11 | 1960 | 0 | 0 | E | [6 empty] | 0
3 |  | 14711 | 3120 | 1 | GT | 23600 | P | OP | 5 | 1971 | NG |  |  | NG |  |  | 14374 | 19000 | 26000 | 0 |  | 0 | 0 | 0 | 0 | 0 | 0 | [6 empty] | 0 | 0 | 0 | 4 | 1971 | 0 | 0 | E | [6 empty] | 0
3 |  | 14711 | 3121 | 1 | ST | 18800 | C |  | 1 | 1953 | FO2 |  |  | BIT |  |  | 11679 | 15000 | 15000 | 0 | RE | 2 | 1991 | 0 | 0 | 0 | 0 | [6 empty] | 0 | 0 | 0 | 1 | 1953 | 0 | 0 | E | [6 empty] | 0
3 |  | 14711 | 3121 | 2 | ST | 10000 | C |  | 0 | 1917 | FO2 |  |  | BIT |  |  | 11679 | 8000 | 10116 | 0 | RE | 2 | 1991 | 0 | 0 | 0 | 0 | [6 empty] | 0 | 0 | 0 | 0 | 1917 | 0 | 0 | E | [6 empty] | 0
3 |  | 14711 | 3121 | 3 | ST | 15000 | C |  | 1 | 1928 | FO2 |  |  | BIT |  |  | 11679 | 15000 | 15000 | 0 | RE | 2 | 1991 | 0 | 0 | 0 | 0 | [6 empty] | 0 | 0 | 0 | 12 | 1927 | 0 | 0 | E | [6 empty] | 0
3 |  | 14711 | 3121 | 4 | ST | 28800 | C |  | 4 | 1944 | FO2 |  |  | BIT |  |  | 11679 | 28000 | 28000 | 0 | RE | 2 | 1991 | 0 | 0 | 0 | 0 | [6 empty] | 0 | 0 | 0 | 3 | 1944 | 0 | 0 | E | [6 empty] | 0
3 |  | 14711 | 3121 | 5 | ST | 50000 | B |  | 9 | 1952 | FO2 |  |  | BIT |  |  | 11679 | 52000 | 52000 | 0 | RE | 2 | 1991 | 0 | 0 | 0 | 0 | [6 empty] | 0 | 0 | 0 | 8 | 1952 | 0 | 0 | E | [6 empty] | 0
3 |  | 14711 | 3122 | 1 | ST | 660000 | B | OP | 7 | 1969 | FO2 |  |  | BIT |  |  | 10027 | 620000 | 620000 | 0 |  | 0 | 0 | 0 | 0 | 0 | 0 | [6 empty] | 0 | 0 | 0 | 6 | 1969 | 0 | 0 | E | [6 empty] | 0
3 |  | 14711 | 3122 | 2 | ST | 660000 | B | OP | 12 | 1969 | FO2 |  |  | BIT |  |  | 10027 | 614000 | 614000 | 0 |  | 0 | 0 | 0 | 0 | 0 | 0 | [6 empty] | 0 | 0 | 0 | 11 | 1969 | 0 | 0 | E | [6 empty] | 0
3 |  | 14711 | 3122 | 3 | ST | 692000 | B | OP | 12 | 1977 | FO2 |  |  | BIT |  |  | 9315 | 650000 | 650000 | 0 |  | 0 | 0 | 0 | 0 | 0 | 0 | [6 empty] | 0 | 0 | 0 | 12 | 1977 | 0 | 0 | E | [6 empty] | 0
3 |  | 14711 | 3122 | 4 | IC | 2000 | P |  | 7 | 1969 |  |  |  | FO2 |  |  | 10550 | 2000 | 2000 | 0 | RE | 3 | 1981 | 0 | 0 | 0 | 0 | [6 empty] | 0 | 0 | 0 | 6 | 1969 | 0 | 0 | E | [6 empty] | 0
3 |  | 14711 | 3122 | 5 | IC | 2000 | P |  | 7 | 1969 |  |  |  | FO2 |  |  | 10550 | 2000 | 2000 | 0 | RE | 3 | 1981 | 0 | 0 | 0 | 0 | [6 empty] | 0 | 0 | 0 | 6 | 1969 | 0 | 0 | E | [6 empty] | 0
3 |  | 14711 | 3122 | 6 | IC | 2000 | P |  | 7 | 1969 |  |  |  | FO2 |  |  | 10550 | 2000 | 2000 | 0 | RE | 3 | 1981 | 0 | 0 | 0 | 0 | [6 empty] | 0 | 0 | 0 | 6 | 1969 | 0 | 0 | E | [6 empty] | 0
3 |  | 14711 | 3124 | 1 | HC | 9600 | P | OP | 6 | 1924 |  |  |  | WAT |  |  | 0 | 9000 | 9000 | 0 |  | 0 | 0 | 0 | 0 | 0 | 0 | [6 empty] | 0 | 0 | 0 | 3 | 1924 | 0 | 0 | E | [6 empty] | 0
3 |  | 14711 | 3124 | 2 | HC | 9600 | P | OP | 7 | 1924 |  |  |  | WAT |  |  | 0 | 9000 | 9000 | 0 |  | 0 | 0 | 0 | 0 | 0 | 0 | [6 empty] | 0 | 0 | 0 | 4 | 1924 | 0 | 0 | E | [6 empty] | 0
3 |  | 14711 | 3124 | 3 | HC | 9600 | P | OP | 2 | 1928 |  |  |  | WAT |  |  | 0 | 9000 | 10000 | 0 |  | 0 | 0 | 0 | 0 | 0 | 0 | [6 empty] | 0 | 0 | 0 | 11 | 1927 | 0 | 0 | E | [6 empty] | 0
3 |  | 14711 | 3126 | 2 | ST | 11000 |  |  | 0 | 1900 |  |  |  | COL |  |  | 0 | 0 | 0 | 0 | RE | 6 | 1979 | 0 | 0 | 0 | 0 | [6 empty] | 0 | 0 | 0 | 0 | 1900 | 0 | 0 | E | [6 empty] | 0
3 |  | 14711 | 3126 | 3 | ST | 37000 |  |  | 0 | 1900 |  |  |  | COL |  |  | 0 | 0 | 0 | 0 | RE | 6 | 1979 | 0 | 0 | 0 | 0 | [6 empty] | 0 | 0 | 0 | 0 | 1900 | 0 | 0 | E | [6 empty] | 0
3 |  | 14711 | 3130 | 2 | ST | 27000 |  |  | 8 | 1942 |  |  |  | BIT |  |  | 0 | 0 | 0 | 0 | RE | 12 | 1980 | 0 | 0 | 0 | 0 | [6 empty] | 0 | 0 | 0 | 0 | 1942 | 0 | 0 | E | [6 empty] | 0
3 |  | 14711 | 3130 | 3 | ST | 35000 |  |  | 8 | 1942 |  |  |  | BIT |  |  | 0 | 0 | 0 | 0 | RE | 12 | 1980 | 0 | 0 | 0 | 0 | [6 empty] | 0 | 0 | 0 | 0 | 1942 | 0 | 0 | E | [6 empty] | 0
3 |  | 14711 | 3130 | 4 | ST | 62029 | B | OP | 6 | 1950 | FO2 |  |  | BIT |  |  | 10538 | 60000 | 62000 | 0 |  | 0 | 0 | 0 | 0 | 0 | 0 | [6 empty] | 0 | 0 | 0 | 6 | 1950 | 0 | 0 | E | [6 empty] | 0
3 |  | 14711 | 3130 | 5 | ST | 156200 | B | OP | 4 | 1957 | FO2 |  |  | BIT |  |  | 10538 | 136000 | 137000 | 0 |  | 0 | 0 | 0 | 0 | 0 | 0 | [6 empty] | 0 | 0 | 0 | 4 | 1957 | 0 | 0 | E | [6 empty] | 0
3 |  | 14711 | 3130 | 7 | ST | 0 |  |  | 0 | 0 | [6 empty] | 0 | 0 | 0 | 625000 | CN | 99 | 9999 | 12 | 1978 | 88 | 1988 |  |  |  | BIT |  |  | 0 | 0 | 0 | 0 | 0 | 579000 | 591000 | [7 empty] | 0
3 |  | 14711 | 3131 | 1 | ST | 125000 | B | OP | 8 | 1954 | FO2 |  |  | BIT |  |  | 9897 | 122000 | 128000 | 0 |  | 0 | 0 | 0 | 0 | 0 | 0 | [6 empty] | 0 | 0 | 0 | 7 | 1954 | 0 | 0 | E | [6 empty] | 0
3 |  | 14711 | 3131 | 2 | ST | 125000 | B | OP | 3 | 1954 | FO2 |  |  | BIT |  |  | 9897 | 125000 | 130000 | 0 |  | 0 | 0 | 0 | 0 | 0 | 0 | [6 empty] | 0 | 0 | 0 | 3 | 1954 | 0 | 0 | [7 empty] | 0
3 |  | 14711 | 3131 | 3 | ST | 187500 | B | OP | 12 | 1959 | FO2 |  |  | BIT |  |  | 9897 | 175000 | 180000 | 0 |  | 0 | 0 | 0 | 0 | 0 | 0 | [6 empty] | 0 | 0 | 0 | 11 | 1959 | 0 | 0 | E | [6 empty] | 0
3 |  | 14711 | 3131 | 4 | ST | 187500 | B | OP | 4 | 1960 | FO2 |  |  | BIT |  |  | 9897 | 175000 | 180000 | 0 |  | 0 | 0 | 0 | 0 | 0 | 0 | [6 empty] | 0 | 0 | 0 | 3 | 1960 | 0 | 0 | E | [6 empty] | 0
3 |  | 14711 | 3131 | 5 | IC | 2000 | P | OP | 12 | 1963 | FO2 |  |  | FO2 |  |  | 10547 | 2000 | 2000 | 0 |  | 0 | 0 | 0 | 0 | 0 | 0 | [6 empty] | 0 | 0 | 0 | 12 | 1963 | 0 | 0 | E | [6 empty] | 0
3 |  | 14711 | 3131 | 6 | IC | 2000 | P | OP | 12 | 1963 | FO2 |  |  | FO2 |  |  | 10547 | 2000 | 2000 | 0 |  | 0 | 0 | 0 | 0 | 0 | 0 | [6 empty] | 0 | 0 | 0 | 12 | 1963 | 0 | 0 | E | [6 empty] | 0
3 |  | 14711 | 3131 | 7 | IC | 2000 | P | OP | 12 | 1963 | FO2 |  |  | FO2 |  |  | 10547 | 2000 | 2000 | 0 |  | 0 | 0 | 0 | 0 | 0 | 0 | [6 empty] | 0 | 0 | 0 | 12 | 1963 | 0 | 0 | E | [6 empty] | 0
3 |  | 14711 | 3132 | 1 | ST | 42300 | B | OP | 9 | 1948 | FO2 |  |  | BIT |  |  | 13632 | 44000 | 44000 | 0 |  | 0 | 0 | 0 | 0 | 0 | 0 | [6 empty] | 0 | 0 | 0 | 8 | 1948 | 0 | 0 | E | [6 empty] | 0
3 |  | 14711 | 3132 | 2 | ST | 42300 | B | OP | 3 | 1949 | FO2 |  |  | BIT |  |  | 13632 | 44000 | 44000 | 0 |  | 0 | 0 | 0 | 0 | 0 | 0 | [6 empty] | 0 | 0 | 0 | 2 | 1949 | 0 | 0 | E | [6 empty] | 0
3 |  | 14711 | 3132 | 3 | GT | 53100 | P | OP | 9 | 1972 | NG | FO2 |  | NG | FO2 |  | 12286 | 57000 | 79000 | 0 |  | 0 | 0 | 0 | 0 | 0 | 0 | [6 empty] | 0 | 0 | 0 | 8 | 1972 | 0 | 0 | E | [6 empty] | 0
3 |  | 14711 | 3134 | A | GT | 53100 | P | OP | 8 | 1972 | FO2 |  |  | FO2 |  |  | 12286 | 54000 | 76000 | 0 |  | 0 | 0 | 0 | 0 | 0 | 0 | [6 empty] | 0 | 0 | 0 | 8 | 1972 | 0 | 0 | E | [6 empty] | 0
3 |  | 14711 | 3135 | 1 | ST | 6000 |  |  | 0 | 1900 |  |  |  | BIT |  |  | 0 | 0 | 0 | 0 | RE | 0 | 0 | 0 | 0 | 0 | 0 | [6 empty] | 0 | 0 | 0 | 0 | 1900 | 0 | 0 | E | [6 empty] | 0
3 |  | 14711 | 3135 | 3 | ST | 9000 |  |  | 0 | 1900 |  |  |  | BIT |  |  | 0 | 0 | 0 | 0 | RE | 0 | 0 | 0 | 0 | 0 | 0 | [6 empty] | 0 | 0 | 0 | 0 | 1900 | 0 | 0 | E | [6 empty] | 0
3 |  | 14711 | 3135 | 5 | ST | 28300 | B |  | 8 | 1944 | FO2 |  |  | BIT |  |  | 13473 | 32000 | 33000 | 0 | RE | 2 | 1991 | 0 | 0 | 0 | 0 | [6 empty] | 0 | 0 | 0 | 8 | 1944 | 0 | 0 | E | [6 empty] | 0
3 |  | 14711 | 3136 | 1 | ST | 936000 | B | OP | 8 | 1967 | FO2 |  |  | BIT |  |  | 10463 | 850000 | 850000 | 0 |  | 0 | 0 | 0 | 0 | 0 | 0 | [6 empty] | 0 | 0 | 0 | 6 | 1967 | 0 | 0 | [7 empty] | 0
3 |  | 14711 | 3136 | 2 | ST | 936000 | B | OP | 7 | 1968 | FO2 |  |  | BIT |  |  | 10463 | 850000 | 850000 | 0 |  | 0 | 0 | 0 | 0 | 0 | 0 | [6 empty] | 0 | 0 | 0 | 6 | 1968 | 0 | 0 | E | [6 empty] | 0
3 |  | 14711 | 3136 | 3 | IC | 2800 | P | OP | 11 | 1968 | FO2 |  |  | FO2 |  |  | 11550 | 2700 | 2700 | 0 |  | 0 | 0 | 0 | 0 | 0 | 0 | [6 empty] | 0 | 0 | 0 | 10 | 1968 | 0 | 0 | E | [6 empty] | 0
3 |  | 14711 | 3136 | 4 | IC | 2800 | P | OP | 11 | 1968 | FO2 |  |  | FO2 |  |  | 11550 | 2700 | 2700 | 0 |  | 0 | 0 | 0 | 0 | 0 | 0 | [6 empty] | 0 | 0 | 0 | 10 | 1968 | 0 | 0 | E | [6 empty] | 0
3 |  | 14711 | 3136 | 5 | IC | 2800 | P | OP | 11 | 1968 | FO2 |  |  | FO2 |  |  | 11550 | 2700 | 2700 | 0 |  | 0 | 0 | 0 | 0 | 0 | 0 | [6 empty] | 0 | 0 | 0 | 10 | 1968 | 0 | 0 | E | [6 empty] | 0
3 |  | 14711 | 3136 | 6 | IC | 2800 | P | OP | 11 | 1968 | FO2 |  |  | FO2 |  |  | 11550 | 2700 | 2700 | 0 |  | 0 | 0 | 0 | 0 | 0 | 0 | [6 empty] | 0 | 0 | 0 | 10 | 1968 | 0 | 0 | E | [6 empty] | 0
3 |  | 14711 | 5021 | 1 | ST | 0 |  |  | 0 | 0 | [6 empty] | 0 | 0 | 0 | 625000 | CN | 12 | 1984 | 5 | 1993 | 5 | 1993 |  |  |  | COL |  |  | 0 | 0 | 0 | 0 | 0 | 579000 | 591000 | [7 empty] | 0
3 |  | 14711 | 6374 | 1 | HC | 2000 |  |  | 99 | 1906 |  |  |  | WAT |  |  | 0 | 0 | 0 | 0 | RE | 12 | 1978 | 0 | 0 | 0 | 0 | [6 empty] | 0 | 0 | 0 | 0 | 1906 | 0 | 0 | E | [6 empty] | 0
3 |  | 14711 | 6374 | 7 | HC | 0 |  |  | 0 | 0 | [6 empty] | 0 | 0 | 0 | 1000 | CN | 99 | 9999 | 5 | 1981 | 0 | 0 |  |  |  | WAT |  |  | 0 | 0 | 0 | 0 | 0 | 1000 | 1000 | [7 empty] | 0
3 |  | 14711 | 6787 | 1 | HC | 0 |  |  | 0 | 0 | [6 empty] | 0 | 0 | 0 | 20300 | CN | 12 | 1984 | 5 | 1981 | 5 | 1989 |  |  |  | WAT |  |  | 0 | 0 | 0 | 0 | 0 | 22000 | 21000 | [7 empty] | 0
3 |  | 14711 | 6788 | 1 | ST | 0 |  |  | 0 | 0 | [6 empty] | 0 | 0 | 0 | 625000 | CN | 99 | 9999 | 88 | 1981 | 88 | 1988 |  |  |  | COL |  |  | 0 | 0 | 0 | 0 | 0 | 579000 | 591000 | [7 empty] | 0
3 |  | 14711 | 8225 | 1 | HR | 198000 | P | OP | 1 | 1970 |  |  |  | WAT |  |  | 0 | 175000 | 175000 | 0 |  | 0 | 0 | 0 | 0 | 0 | 0 | [6 empty] | 0 | 0 | 0 | 3 | 1969 | 0 | 0 | E | [6 empty] | 0
3 |  | 14711 | 8225 | 2 | HR | 198000 | P | OP | 1 | 1970 |  |  |  | WAT |  |  | 0 | 175000 | 175000 | 0 |  | 0 | 0 | 0 | 0 | 0 | 0 | [6 empty] | 0 | 0 | 0 | 5 | 1969 | 0 | 0 | E | [6 empty] | 0
3 |  | 14711 | 8225 | 3 | HC | 26000 | P | OP | 1 | 1970 |  |  |  | WAT |  |  | 0 | 30000 | 30000 | 0 |  | 0 | 0 | 0 | 0 | 0 | 0 | [6 empty] | 0 | 0 | 0 | 5 | 1969 | 0 | 0 | E | [6 empty] | 0
3 |  | 14715 | 3139 | CT1 | GT | 16000 | P | OP | 7 | 1967 | FO2 |  |  | FO2 |  |  | 14000 | 14000 | 18000 | 0 |  | 0 | 0 | 0 | 0 | 0 | 0 | [6 empty] | 0 | 0 | 0 | 6 | 1967 | 0 | 0 | E | [6 empty] | 0
3 |  | 14715 | 3139 | CT2 | GT | 16000 | P | OP | 7 | 1967 | FO2 |  |  | FO2 |  |  | 14000 | 14000 | 18000 | 0 |  | 0 | 0 | 0 | 0 | 0 | 0 | [6 empty] | 0 | 0 | 0 | 6 | 1967 | 0 | 0 | E | [6 empty] | 0
3 |  | 14715 | 3139 | CT3 | GT | 16000 | P | OP | 7 | 1967 | FO2 |  |  | FO2 |  |  | 14000 | 14000 | 18000 | 0 |  | 0 | 0 | 0 | 0 | 0 | 0 | [6 empty] | 0 | 0 | 0 | 6 | 1967 | 0 | 0 | E | [6 empty] | 0
3 |  | 14715 | 3139 | CT4 | GT | 16000 | P | OP | 7 | 1967 | FO2 |  |  | FO2 |  |  | 14000 | 14000 | 18000 | 0 |  | 0 | 0 | 0 | 0 | 0 | 0 | [6 empty] | 0 | 0 | 0 | 6 | 1967 | 0 | 0 | E | [6 empty] | 0
3 |  | 14715 | 3140 | 1 | ST | 363330 | B | OP | 6 | 1961 | FO2 |  |  | BIT |  |  | 9333 | 321000 | 334000 | 0 |  | 0 | 0 | 0 | 0 | 0 | 0 | [6 empty] | 0 | 0 | 0 | 5 | 1961 | 0 | 0 | [7 empty] | 0
3 |  | 14715 | 3140 | 2 | ST | 405000 | B | OP | 10 | 1965 | FO2 |  |  | BIT |  |  | 9048 | 378000 | 390000 | 0 |  | 0 | 0 | 0 | 0 | 0 | 0 | [6 empty] | 0 | 0 | 0 | 9 | 1965 | 0 | 0 | [7 empty] | 0
3 |  | 14715 | 3140 | 3 | ST | 790400 | B | OP | 6 | 1969 | FO2 |  |  | BIT |  |  | 9082 | 735000 | 745000 | 0 |  | 0 | 0 | 0 | 0 | 0 | 0 | [6 empty] | 0 | 0 | 0 | 12 | 1968 | 0 | 0 | [7 empty] | 0
3 |  | 14715 | 3140 | D1 | IC | 2750 | P | OP | 6 | 1967 | FO2 |  |  | FO2 |  |  | 10000 | 2667 | 2667 | 0 |  | 0 | 0 | 0 | 0 | 0 | 0 | [6 empty] | 0 | 0 | 0 | 5 | 1967 | 0 | 0 | [7 empty] | 0
3 |  | 14715 | 3140 | D2 | IC | 2750 | P | OP | 6 | 1967 | FO2 |  |  | FO2 |  |  | 10000 | 2667 | 2667 | 0 |  | 0 | 0 | 0 | 0 | 0 | 0 | [6 empty] | 0 | 0 | 0 | 5 | 1967 | 0 | 0 | [7 empty] | 0
3 |  | 14715 | 3140 | D3 | IC | 2750 | P | OP | 6 | 1967 | FO2 |  |  | FO2 |  |  | 10000 | 2666 | 2666 | 0 |  | 0 | 0 | 0 | 0 | 0 | 0 | [6 empty] | 0 | 0 | 0 | 5 | 1967 | 0 | 0 | [7 empty] | 0
3 |  | 14715 | 3142 | CT1 | GT | 18590 | P | OP | 8 | 1969 | FO2 |  |  | FO2 |  |  | 13500 | 14000 | 18000 | 0 |  | 0 | 0 | 0 | 0 | 0 | 0 | [6 empty] | 0 | 0 | 0 | 5 | 1969 | 0 | 0 | [7 empty] | 0
3 |  | 14715 | 3142 | CT2 | GT | 18590 | P | OP | 8 | 1969 | FO2 |  |  | FO2 |  |  | 13500 | 14000 | 18000 | 0 |  | 0 | 0 | 0 | 0 | 0 | 0 | [6 empty] | 0 | 0 | 0 | 7 | 1969 | 0 | 0 | E | [6 empty] | 0
3 |  | 14715 | 3143 | CT1 | GT | 16000 | P | OP | 3 | 1967 | FO2 |  |  | FO2 |  |  | 14000 | 14000 | 18000 | 0 |  | 0 | 0 | 0 | 0 | 0 | 0 | [6 empty] | 0 | 0 | 0 | 2 | 1967 | 0 | 0 | E | [6 empty] | 0
3 |  | 14715 | 3143 | CT2 | GT | 16000 | P | OP | 3 | 1967 | FO2 |  |  | FO2 |  |  | 14000 | 14000 | 18000 | 0 |  | 0 | 0 | 0 | 0 | 0 | 0 | [6 empty] | 0 | 0 | 0 | 2 | 1967 | 0 | 0 | E | [6 empty] | 0
3 |  | 14715 | 3143 | CT3 | GT | 16000 | P | OP | 3 | 1967 | FO2 |  |  | FO2 |  |  | 14000 | 14000 | 18000 | 0 |  | 0 | 0 | 0 | 0 | 0 | 0 | [6 empty] | 0 | 0 | 0 | 3 | 1967 | 0 | 0 | [7 empty] | 0
3 |  | 14715 | 3143 | CT4 | GT | 16000 | P | OP | 3 | 1967 | FO2 |  |  | FO2 |  |  | 14000 | 14000 | 18000 | 0 |  | 0 | 0 | 0 | 0 | 0 | 0 | [6 empty] | 0 | 0 | 0 | 3 | 1967 | 0 | 0 | [7 empty] | 0
3 |  | 14715 | 3144 | CT1 | GT | 16000 | P | OP | 7 | 1967 | FO2 |  |  | FO2 |  |  | 14000 | 14000 | 18000 | 0 |  | 0 | 0 | 0 | 0 | 0 | 0 | [6 empty] | 0 | 0 | 0 | 7 | 1967 | 0 | 0 | [7 empty] | 0
3 |  | 14715 | 3144 | CT2 | GT | 16000 | P | OP | 7 | 1967 | FO2 |  |  | FO2 |  |  | 14000 | 14000 | 18000 | 0 |  | 0 | 0 | 0 | 0 | 0 | 0 | [6 empty] | 0 | 0 | 0 | 7 | 1967 | 0 | 0 | [7 empty] | 0
3 |  | 14715 | 3145 | 1 | HC | 10400 |  | OP | 10 | 1910 | WAT |  |  | WAT |  |  | 0 | 9800 | 9800 | 0 |  | 0 | 0 | 0 | 0 | 0 | 0 | [6 empty] | 0 | 0 | 0 | 10 | 1910 | 0 | 0 |  |  |  |  | Y | Holtwood 1-13 operated as baseload or cycling units dependent upon the river flow, time of year, and other factors. |  | 0
3 |  | 14715 | 3145 | 2 | HC | 10400 |  | OP | 2 | 1911 | WAT |  |  | WAT |  |  | 0 | 9800 | 9800 | 0 |  | 0 | 0 | 0 | 0 | 0 | 0 | [6 empty] | 0 | 0 | 0 | 2 | 1911 | 0 | 0 | [7 empty] | 0
3 |  | 14715 | 3145 | 3 | HC | 10400 |  | OP | 2 | 1911 | WAT |  |  | WAT |  |  | 0 | 9800 | 9800 | 0 |  | 0 | 0 | 0 | 0 | 0 | 0 | [6 empty] | 0 | 0 | 0 | 2 | 1911 | 0 | 0 | [7 empty] | 0
3 |  | 14715 | 3145 | 4 | HC | 10400 |  | OP | 5 | 1911 | WAT |  |  | WAT |  |  | 0 | 9800 | 9800 | 0 |  | 0 | 0 | 0 | 0 | 0 | 0 | [6 empty] | 0 | 0 | 0 | 5 | 1911 | 0 | 0 | [7 empty] | 0
3 |  | 14715 | 3145 | 5 | HC | 10400 |  | OP | 7 | 1911 | WAT |  |  | WAT |  |  | 0 | 9800 | 9800 | 0 |  | 0 | 0 | 0 | 0 | 0 | 0 | [6 empty] | 0 | 0 | 0 | 7 | 1911 | 0 | 0 | [7 empty] | 0
3 |  | 14715 | 3145 | 6 | HC | 10400 |  | OP | 11 | 1912 | WAT |  |  | WAT |  |  | 0 | 9800 | 9800 | 0 |  | 0 | 0 | 0 | 0 | 0 | 0 | [6 empty] | 0 | 0 | 0 | 11 | 1912 | 0 | 0 | [7 empty] | 0
3 |  | 14715 | 3145 | 7 | HC | 10400 |  | OP | 10 | 1913 | WAT |  |  | WAT |  |  | 0 | 9800 | 9800 | 0 |  | 0 | 0 | 0 | 0 | 0 | 0 | [6 empty] | 0 | 0 | 0 | 10 | 1913 | 0 | 0 | [7 empty] | 0
3 |  | 14715 | 3145 | 8 | HC | 10400 |  | OP | 12 | 1914 | WAT |  |  | WAT |  |  | 0 | 9800 | 9800 | 0 |  | 0 | 0 | 0 | 0 | 0 | 0 | [6 empty] | 0 | 0 | 0 | 12 | 1914 | 0 | 0 | [7 empty] | 0
3 |  | 14715 | 3145 | 9 | HC | 12000 |  | OP | 2 | 1924 | WAT |  |  | WAT |  |  | 0 | 11300 | 11300 | 0 |  | 0 | 0 | 0 | 0 | 0 | 0 | [6 empty] | 0 | 0 | 0 | 2 | 1924 | 0 | 0 | [7 empty] | 0
3 |  | 14715 | 3145 | 10 | HC | 12000 |  | OP | 3 | 1924 | WAT |  |  | WAT |  |  | 0 | 11300 | 11300 | 0 |  | 0 | 0 | 0 | 0 | 0 | 0 | [6 empty] | 0 | 0 | 0 | 3 | 1924 | 0 | 0 | [7 empty] | 0
3 |  | 14715 | 3145 | 11 | HC | 500 |  | OP | 10 | 1910 | WAT |  |  | WAT |  |  | 0 | 500 | 500 | 0 |  | 0 | 0 | 0 | 0 | 0 | 0 | [6 empty] | 0 | 0 | 0 | 10 | 1910 | 0 | 0 | [7 empty] | 0
3 |  | 14715 | 3145 | 13 | HC | 500 |  | OP | 10 | 1910 | WAT |  |  | WAT |  |  | 0 | 500 | 500 | 0 |  | 0 | 0 | 0 | 0 | 0 | 0 | [6 empty] | 0 | 0 | 0 | 10 | 1910 | 0 | 0 | [7 empty] | 0
3 |  | 14715 | 3145 | 15 | ST | 15000 |  |  | 0 | 1900 |  |  |  | ANT |  |  | 8000 | 0 | 0 | 0 | RE | 10 | 1972 | 0 | 0 | 0 | 0 | [6 empty] | 0 | 0 | 0 | 0 | 1900 | 0 | 0 | E | [6 empty] | 0
3 |  | 14715 | 3145 | 16 | ST | 15000 |  |  | 0 | 1900 |  |  |  | ANT |  |  | 8000 | 0 | 0 | 0 | RE | 10 | 1972 | 0 | 0 | 0 | 0 | [6 empty] | 0 | 0 | 0 | 0 | 1900 | 0 | 0 | E | [6 empty] | 0
3 |  | 14715 | 3145 | 17 | ST | 75000 | B | OP | 6 | 1954 | FO2 |  |  | ANT | PC |  | 12521 | 72000 | 73000 | 0 |  | 0 | 0 | 0 | 0 | 0 | 0 | [6 empty] | 0 | 0 | 0 | 5 | 1954 | 0 | 0 | E | [6 empty] | 0
3 |  | 14715 | 3146 | CT1 | GT | 16000 | P | OP | 8 | 1969 | FO2 |  |  | FO2 |  |  | 14000 | 14000 | 18000 | 0 |  | 0 | 0 | 0 | 0 | 0 | 0 | [6 empty] | 0 | 0 | 0 | 6 | 1969 | 0 | 0 | [7 empty] | 0
3 |  | 14715 | 3146 | CT2 | GT | 16000 | P | OP | 7 | 1969 | FO2 |  |  | FO2 |  |  | 14000 | 14000 | 18000 | 0 |  | 0 | 0 | 0 | 0 | 0 | 0 | [6 empty] | 0 | 0 | 0 | 6 | 1969 | 0 | 0 | [7 empty] | 0
3 |  | 14715 | 3147 | GT1 | GT | 18590 | P | OP | 11 | 1969 | FO2 |  |  | FO2 |  |  | 13500 | 14000 | 18000 | 0 |  | 0 | 0 | 0 | 0 | 0 | 0 | [6 empty] | 0 | 0 | 0 | 7 | 1969 | 0 | 0 | [7 empty] | 0
3 |  | 14715 | 3148 | 1 | ST | 156250 | B | OP | 9 | 1954 | FO2 |  |  | BIT |  |  | 11007 | 140000 | 150000 | 0 |  | 0 | 0 | 0 | 0 | 0 | 0 | [6 empty] | 0 | 0 | 0 | 8 | 1954 | 0 | 0 | E | [6 empty] | 0
3 |  | 14715 | 3148 | 2 | ST | 156250 | B | OP | 6 | 1956 | FO2 |  |  | BIT |  |  | 10947 | 140000 | 150000 | 0 |  | 0 | 0 | 0 | 0 | 0 | 0 | [6 empty] | 0 | 0 | 0 | 6 | 1956 | 0 | 0 | [7 empty] | 0
3 |  | 14715 | 3148 | 3 | ST | 850500 | C | OP | 10 | 1975 | FO2 |  |  | FO6 |  |  | 9467 | 820000 | 820000 | 0 |  | 0 | 0 | 0 | 0 | 0 | 0 | [6 empty] | 0 | 0 | 0 | 3 | 1975 | 0 | 0 | [7 empty] | 0
3 |  | 14715 | 3148 | 4 | ST | 850500 | C | OP | 3 | 1977 | FO2 |  |  | FO6 |  |  | 9427 | 820000 | 820000 | 0 |  | 0 | 0 | 0 | 0 | 0 | 0 | [6 empty] | 0 | 0 | 0 | 12 | 1976 | 0 | 0 | E | [6 empty] | 0
3 |  | 14715 | 3148 | D1 | IC | 2750 | P | OP | 2 | 1967 | FO2 |  |  | FO2 |  |  | 10500 | 2500 | 2500 | 0 |  | 0 | 0 | 0 | 0 | 0 | 0 | [6 empty] | 0 | 0 | 0 | 1 | 1967 | 0 | 0 | [7 empty] | 0
3 |  | 14715 | 3148 | D2 | IC | 2750 | P | OP | 2 | 1967 | FO2 |  |  | FO2 |  |  | 10500 | 2500 | 2500 | 0 |  | 0 | 0 | 0 | 0 | 0 | 0 | [6 empty] | 0 | 0 | 0 | 1 | 1967 | 0 | 0 | [7 empty] | 0
3 |  | 14715 | 3148 | CT1 | GT | 23580 | P | OP | 6 | 1971 | FO2 |  |  | FO2 |  |  | 13850 | 18000 | 24000 | 0 |  | 0 | 0 | 0 | 0 | 0 | 0 | [6 empty] | 0 | 0 | 0 | 5 | 1971 | 0 | 0 | E | [6 empty] | 0
3 |  | 14715 | 3148 | CT2 | GT | 23580 | P | OP | 6 | 1971 | FO2 |  |  | FO2 |  |  | 13580 | 18000 | 24000 | 0 |  | 0 | 0 | 0 | 0 | 0 | 0 | [6 empty] | 0 | 0 | 0 | 5 | 1971 | 0 | 0 | E | [6 empty] | 0
3 |  | 14715 | 3148 | CT3 | GT | 23580 | P | OP | 6 | 1971 | FO2 |  |  | FO2 |  |  | 13850 | 18000 | 24000 | 0 |  | 0 | 0 | 0 | 0 | 0 | 0 | [6 empty] | 0 | 0 | 0 | 5 | 1971 | 0 | 0 | [7 empty] | 0
3 |  | 14715 | 3148 | CT4 | GT | 23580 | P | OP | 6 | 1971 | FO2 |  |  | FO2 |  |  | 13850 | 18000 | 24000 | 0 |  | 0 | 0 | 0 | 0 | 0 | 0 | [6 empty] | 0 | 0 | 0 | 5 | 1971 | 0 | 0 | E | [6 empty] | 0
3 |  | 14715 | 3149 | 1 | ST | 805500 | B | OP | 3 | 1972 | FO2 |  |  | BIT |  |  | 9130 | 745000 | 755000 | 0 |  | 0 | 0 | 0 | 0 | 0 | 0 | [6 empty] | 0 | 0 | 0 | 11 | 1971 | 0 | 0 | [7 empty] | 0
3 |  | 14715 | 3149 | 2 | ST | 819000 | B | OP | 4 | 1973 | FO2 |  |  | BIT |  |  | 8891 | 745000 | 755000 | 0 |  | 0 | 0 | 0 | 0 | 0 | 0 | [6 empty] | 0 | 0 | 0 | 2 | 1973 | 0 | 0 | [7 empty] | 0
3 |  | 14715 | 3149 | 11 | ST | 17200 | P | OP | 4 | 1973 | FO2 |  |  | FO2 | BIT |  | 9130 | 15000 | 15000 | 0 |  | 0 | 0 | 0 | 0 | 0 | 0 | [6 empty] | 0 | 0 | 0 | 2 | 1972 | 0 | 0 | [7 empty] | 0
3 |  | 14715 | 3150 | 1 | ST | 50000 |  |  | 0 | 1900 |  |  |  | UNK |  |  | 0 | 0 | 0 | 0 | RE | 0 | 0 | 0 | 0 | 0 | 0 | [6 empty] | 0 | 0 | 0 | 0 | 1900 | 0 | 0 | E | [6 empty] | 0
3 |  | 14715 | 3150 | 2 | ST | 50000 |  |  | 0 | 1900 |  |  |  | UNK |  |  | 0 | 0 | 0 | 0 | RE | 0 | 0 | 0 | 0 | 0 | 0 | [6 empty] | 0 | 0 | 0 | 0 | 1900 | 0 | 0 | E | [6 empty] | 0
3 |  | 14715 | 3150 | 3 | ST | 40000 |  |  | 0 | 1900 |  |  |  | UNK |  |  | 0 | 0 | 0 | 0 | RE | 0 | 0 | 0 | 0 | 0 | 0 | [6 empty] | 0 | 0 | 0 | 0 | 1900 | 0 | 0 | E | [6 empty] | 0
3 |  | 14715 | 3151 | 7 | GT | 29250 | P |  | 7 | 1970 | KER |  |  | KER |  |  | 14500 | 20000 | 31000 | 0 | RE | 4 | 1989 | 0 | 0 | 0 | 0 | [6 empty] | 0 | 0 | 0 | 6 | 1968 | 0 | 0 | 1 | [6 empty] | 0
3 |  | 14715 | 3152 | 1 | ST | 75000 | B | OP | 11 | 1949 | FO2 |  |  | ANT | PC | BIT | 11686 | 70000 | 76000 | 0 |  | 0 | 0 | 0 | 0 | 0 | 0 | [6 empty] | 0 | 0 | 0 | 10 | 1949 | 0 | 0 | E |  |  |  | Y | Sunbury units 1,2,3 are header systems |  | 0
3 |  | 14715 | 3152 | 2 | ST | 75000 | B | OP | 9 | 1949 | FO2 |  |  | ANT | PC | BIT | 11686 | 70000 | 76000 | 0 |  | 0 | 0 | 0 | 0 | 0 | 0 | [6 empty] | 0 | 0 | 0 | 8 | 1949 | 0 | 0 | E | [6 empty] | 0
3 |  | 14715 | 3152 | 3 | ST | 103530 | B | OP | 4 | 1951 | FO2 |  |  | BIT |  |  | 11686 | 94000 | 103000 | 0 |  | 0 | 0 | 0 | 0 | 0 | 0 | [6 empty] | 0 | 0 | 0 | 3 | 1951 | 0 | 0 | E | [6 empty] | 0
3 |  | 14715 | 3152 | 4 | ST | 156250 | B | OP | 8 | 1953 | FO2 |  |  | BIT |  |  | 10431 | 128000 | 134000 | 0 |  | 0 | 0 | 0 | 0 | 0 | 0 | [6 empty] | 0 | 0 | 0 | 8 | 1953 | 0 | 0 | [7 empty] | 0
3 |  | 14715 | 3152 | D1 | IC | 2750 | P | OP | 4 | 1967 | FO2 |  |  | FO2 |  |  | 10800 | 3000 | 3000 | 0 |  | 0 | 0 | 0 | 0 | 0 | 0 | [6 empty] | 0 | 0 | 0 | 2 | 1967 | 0 | 0 | [7 empty] | 0
3 |  | 14715 | 3152 | D2 | IC | 2750 | P | OP | 4 | 1967 | FO2 |  |  | FO2 |  |  | 10800 | 3000 | 3000 | 0 |  | 0 | 0 | 0 | 0 | 0 | 0 | [6 empty] | 0 | 0 | 0 | 2 | 1967 | 0 | 0 | [7 empty] | 0
3 |  | 14715 | 3152 | CT1 | GT | 23580 | P | OP | 7 | 1971 | FO2 |  |  | FO2 |  |  | 13850 | 18000 | 24000 | 0 |  | 0 | 0 | 0 | 0 | 0 | 0 | [6 empty] | 0 | 0 | 0 | 5 | 1971 | 0 | 0 | [7 empty] | 0
3 |  | 14715 | 3152 | CT2 | GT | 23580 | P | OP | 7 | 1971 | FO2 |  |  | FO2 |  |  | 13850 | 18000 | 24000 | 0 |  | 0 | 0 | 0 | 0 | 0 | 0 | [6 empty] | 0 | 0 | 0 | 5 | 1971 | 0 | 0 | [7 empty] | 0
3 |  | 14715 | 3153 | 1 | HC | 20000 |  | OP | 6 | 1926 | WAT |  |  | WAT |  |  | 0 | 22000 | 22000 | 0 |  | 0 | 0 | 0 | 0 | 0 | 0 | [6 empty] | 0 | 0 | 0 | 6 | 1926 | 0 | 0 |  |  |  |  | Y | Operated as baseload, peaking, or cycling unit dependent upon the rainfall, time of year, and other factors. |  | 0
3 |  | 14715 | 3153 | 2 | HC | 20000 |  | OP | 6 | 1926 | WAT |  |  | WAT |  |  | 0 | 22000 | 22000 | 0 |  | 0 | 0 | 0 | 0 | 0 | 0 | [6 empty] | 0 | 0 | 0 | 6 | 1926 | 0 | 0 |  |  |  |  | Y | Operated as baseload, peaking, or cycling unit dependent upon the rainfall, time of year, and other factors. |  | 0
3 |  | 14715 | 3154 | CT1 | GT | 18590 | P | OP | 8 | 1969 | FO2 |  |  | FO2 |  |  | 13500 | 14000 | 18000 | 0 |  | 0 | 0 | 0 | 0 | 0 | 0 | [6 empty] | 0 | 0 | 0 | 5 | 1969 | 0 | 0 | [7 empty] | 0
3 |  | 14715 | 3154 | CT2 | GT | 18590 | P | OP | 8 | 1969 | FO2 |  |  | FO2 |  |  | 13500 | 14000 | 18000 | 0 |  | 0 | 0 | 0 | 0 | 0 | 0 | [6 empty] | 0 | 0 | 0 | 4 | 1969 | 0 | 0 | [7 empty] | 0
3 |  | 14715 | 3155 | CT1 | GT | 16000 | P | OP | 8 | 1967 | FO2 |  |  | FO2 |  |  | 14000 | 14000 | 18000 | 0 |  | 0 | 0 | 0 | 0 | 0 | 0 | [6 empty] | 0 | 0 | 0 | 8 | 1967 | 0 | 0 | [7 empty] | 0
3 |  | 14715 | 3155 | CT2 | GT | 16000 | P | OP | 8 | 1967 | FO2 |  |  | FO2 |  |  | 14000 | 14000 | 18000 | 0 |  | 0 | 0 | 0 | 0 | 0 | 0 | [6 empty] | 0 | 0 | 0 | 8 | 1967 | 0 | 0 | [7 empty] | 0
3 |  | 14715 | 6102 | 1 | HR | 0 |  |  | 0 | 0 | [6 empty] | 0 | 0 | 0 | 800000 | CN | 99 | 9999 | 6 | 1983 | 88 | 1989 |  |  |  | WAT |  |  | 0 | 0 | 0 | 0 | 0 | 827000 | 2273000 | [7 empty] | 0
3 |  | 14715 | 6103 | 1 | NB | 1152000 | B | OP | 6 | 1983 | UR |  |  | UR |  |  | 10412 | 1040000 | 1057000 | 0 |  | 0 | 0 | 0 | 0 | 0 | 0 | [6 empty] | 0 | 0 | 1065000 | 11 | 1982 | 0 | 0 | [7 empty] | 0
3 |  | 14715 | 6103 | 2 | NB | 1152000 | B | OP | 2 | 1985 | UR |  |  | UR |  |  | 10426 | 1044000 | 1060000 | 0 |  | 0 | 0 | 11 | 1981 | 2 | 1985 | RE | OT | AP |  |  |  | 0 | 0 | 1065000 | 6 | 1984 | 0 | 0 | [7 empty] | 0
3 |  | 14716 | 3138 | A | IC | 2750 | P | OP | 12 | 1968 | FO2 |  |  | FO2 |  |  | 10059 | 3000 | 3000 | 0 |  | 0 | 0 | 0 | 0 | 0 | 0 | [6 empty] | 0 | 0 | 0 | 8 | 1968 | 0 | 0 | [7 empty] | 0
3 |  | 14716 | 3138 | B | IC | 2750 | P | OP | 12 | 1968 | FO2 |  |  | FO2 |  |  | 10059 | 3000 | 3000 | 0 |  | 0 | 0 | 0 | 0 | 0 | 0 | [6 empty] | 0 | 0 | 0 | 8 | 1968 | 0 | 0 | [7 empty] | 0
3 |  | 14716 | 3138 | 1 | ST | 37450 | C | OP | 5 | 1939 | FO2 |  |  | BIT |  |  | 12908 | 35000 | 35000 | 0 |  | 0 | 0 | 0 | 0 | 0 | 0 | [6 empty] | 0 | 0 | 0 | 5 | 1939 | 0 | 0 | [7 empty] | 0
3 |  | 14716 | 3138 | 2 | ST | 40240 | C | OP | 12 | 1947 | FO2 |  |  | BIT |  |  | 13646 | 48000 | 48000 | 0 |  | 0 | 0 | 0 | 0 | 0 | 0 | [6 empty] | 0 | 0 | 0 | 11 | 1947 | 0 | 0 | E | [6 empty] | 0
3 |  | 14716 | 3138 | 3 | ST | 97750 | C | OP | 10 | 1952 | FO2 |  |  | BIT |  |  | 10641 | 98000 | 98000 | 0 |  | 0 | 0 | 0 | 0 | 0 | 0 | [6 empty] | 0 | 0 | 0 | 9 | 1952 | 0 | 0 | E | [6 empty] | 0
3 |  | 14716 | 3138 | 4 | ST | 113636 | B | OP | 10 | 1958 | FO2 |  |  | BIT |  |  | 10490 | 98000 | 98000 | 0 |  | 0 | 0 | 0 | 0 | 0 | 0 | [6 empty] | 0 | 0 | 0 | 8 | 1958 | 0 | 0 | [7 empty] | 0
3 |  | 14716 | 3138 | 5 | ST | 136000 | B | OP | 8 | 1964 | FO2 |  |  | BIT |  |  | 10617 | 137000 | 137000 | 0 |  | 0 | 0 | 0 | 0 | 0 | 0 | [6 empty] | 0 | 0 | 0 | 6 | 1964 | 0 | 0 | E | [6 empty] | 0
3 |  | 14716 | 6094 | 1 | ST | 913750 | B | OP | 4 | 1976 | FO2 |  |  | BIT |  |  | 9671 | 780000 | 780000 | 0 |  | 0 | 0 | 0 | 0 | 0 | 0 | [6 empty] | 0 | 0 | 0 | 12 | 1975 | 0 | 0 | [7 empty] | 0
3 |  | 14716 | 6094 | 2 | ST | 913750 | B | OP | 10 | 1977 | FO2 |  |  | BIT |  |  | 9597 | 780000 | 780000 | 0 |  | 0 | 0 | 0 | 0 | 0 | 0 | [6 empty] | 0 | 0 | 0 | 7 | 1977 | 0 | 0 | E | [6 empty] | 0
3 |  | 14716 | 6094 | 3 | ST | 913750 | B | OP | 9 | 1980 | FO2 |  |  | BIT |  |  | 9217 | 800000 | 800000 | 0 |  | 0 | 0 | 0 | 0 | 0 | 0 | [6 empty] | 0 | 0 | 0 | 6 | 1980 | 0 | 0 | [7 empty] | 0
3 |  | 14839 | 1037 | 1 | ST | 5000 | P |  | 6 | 1933 | FO2 | BIT |  | BIT | PET |  | 15000 | 5000 | 5000 | 0 | RE | 10 | 1977 | 0 | 0 | 0 | 0 | [6 empty] | 0 | 0 | 0 | 5 | 1933 | 0 | 0 | E | [6 empty] | 0
3 |  | 14839 | 1037 | 2 | ST | 22000 | P | OP | 2 | 1959 | FO2 | BIT |  | BIT |  |  | 14000 | 20000 | 20000 | 0 |  | 0 | 0 | 0 | 0 | 0 | 0 | [6 empty] | 0 | 0 | 0 | 1 | 1959 | 0 | 0 | E | [6 empty] | 0
3 |  | 14839 | 1037 | 3 | ST | 10000 | P | SB | 6 | 1949 | FO2 | BIT |  | BIT |  |  | 15500 | 10000 | 10000 | 0 |  | 0 | 0 | 0 | 0 | 0 | 0 | [6 empty] | 0 | 0 | 0 | 5 | 1949 | 0 | 0 | E | [6 empty] | 0
3 |  | 14840 | 955 | 2 | ST | 2500 |  |  | 99 | 1938 |  |  |  | BIT |  |  | 0 | 0 | 0 | 0 | RE | 99 | 1975 | 0 | 0 | 0 | 0 | [6 empty] | 0 | 0 | 0 | 0 | 1938 | 0 | 0 | E | [6 empty] | 0
3 |  | 14840 | 955 | 3 | ST | 4000 |  |  | 99 | 1950 |  |  |  | BIT |  |  | 0 | 0 | 0 | 0 | RE | 99 | 1975 | 0 | 0 | 0 | 0 | [6 empty] | 0 | 0 | 0 | 0 | 1950 | 0 | 0 | E | [6 empty] | 0
3 |  | 14840 | 955 | 4 | ST | 7500 |  | OP | 88 | 1960 | NG |  |  | NG |  |  | 10000 | 7500 | 7500 | 0 |  | 0 | 0 | 0 | 0 | 0 | 0 | [6 empty] | 0 | 0 | 0 | 0 | 1960 | 0 | 0 | E | [6 empty] | 0
3 |  | 14840 | 955 | GT1 | GT | 10000 |  | OP | 88 | 1968 | FO2 |  |  | FO2 |  |  | 0 | 10000 | 10000 | 0 |  | 0 | 0 | 0 | 0 | 0 | 0 | [6 empty] | 0 | 0 | 0 | 0 | 1968 | 0 | 0 | E | [6 empty] | 0
3 |  | 14840 | 955 | IC1 | IC | 6300 |  | OP | 88 | 1973 | FO2 |  |  | FO2 |  |  | 0 | 6300 | 6300 | 0 |  | 0 | 0 | 0 | 0 | 0 | 0 | [6 empty] | 0 | 0 | 0 | 0 | 1973 | 0 | 0 | E | [6 empty] | 0
3 |  | 14840 | 955 | ST1 | ST | 1000 |  |  | 99 | 1936 |  |  |  | BIT |  |  | 0 | 0 | 0 | 0 | RE | 99 | 1975 | 0 | 0 | 0 | 0 | [6 empty] | 0 | 0 | 0 | 0 | 1936 | 0 | 0 | E | [6 empty] | 0
3 |  | 14856 | 91 | 1 | HC | 400 |  |  | 99 | 1924 |  |  |  | WAT |  |  | 0 | 400 | 400 | 0 | RE | 88 | 1984 | 0 | 0 | 0 | 0 | [6 empty] | 0 | 0 | 0 | 0 | 1924 | 0 | 0 | E | [6 empty] | 0
3 |  | 14856 | 91 | 2 | HC | 400 |  |  | 99 | 1929 |  |  |  | WAT |  |  | 0 | 400 | 400 | 0 | RE | 88 | 1965 | 0 | 0 | 0 | 0 | [6 empty] | 0 | 0 | 0 | 0 | 1929 | 0 | 0 | E | [6 empty] | 0
3 |  | 14856 | 91 | 3 | HC | 1600 |  | OP | 99 | 1954 |  |  |  | WAT |  |  | 0 | 1600 | 1600 | 0 |  | 0 | 0 | 0 | 0 | 0 | 0 | [6 empty] | 0 | 0 | 0 | 0 | 1954 | 0 | 0 | E | [6 empty] | 0
3 |  | 14856 | 91 | IC1 | IC | 2600 |  | SB | 99 | 1972 | FO2 |  |  | FO2 |  |  | 0 | 2100 | 2100 | 0 |  | 0 | 0 | 0 | 0 | 0 | 0 | [6 empty] | 0 | 0 | 0 | 0 | 1972 | 0 | 0 | E | [6 empty] | 0
3 |  | 14856 | 91 | IC2 | IC | 350 |  | SB | 99 | 1972 | FO2 |  |  | FO2 |  |  | 0 | 250 | 250 | 0 |  | 0 | 0 | 0 | 0 | 0 | 0 | [6 empty] | 0 | 0 | 0 | 0 | 1972 | 0 | 0 | E | [6 empty] | 0
3 |  | 14856 | 91 | IC3 | IC | 1250 |  | SB | 99 | 1965 | FO2 |  |  | FO2 |  |  | 0 | 1050 | 1050 | 0 |  | 0 | 0 | 0 | 0 | 0 | 0 | [6 empty] | 0 | 0 | 0 | 0 | 1965 | 0 | 0 | E | [6 empty] | 0
3 |  | 14856 | 91 | IC4 | IC | 600 |  | SB | 3 | 1979 | FO2 |  |  | FO2 |  |  | 0 | 600 | 600 | 0 |  | 0 | 0 | 0 | 0 | 0 | 0 | [6 empty] | 0 | 0 | 0 | 2 | 1979 | 0 | 0 | E | [6 empty] | 0
3 |  | 14856 | 91 | IC5 | IC | 800 |  | SB | 3 | 1979 | FO2 |  |  | FO2 |  |  | 0 | 800 | 800 | 0 |  | 0 | 0 | 0 | 0 | 0 | 0 | [6 empty] | 0 | 0 | 0 | 2 | 1979 | 0 | 0 | E | [6 empty] | 0
3 |  | 14940 | 1574 | 1 | HC | 36000 | B | OP | 3 | 1928 | WAT |  |  | WAT |  |  | 0 | 26000 | 36000 | 0 |  | 0 | 0 | 0 | 0 | 0 | 0 | [6 empty] | 0 | 0 | 0 | 2 | 1928 | 0 | 0 | [7 empty] | 0
3 |  | 14940 | 1574 | 2 | HC | 36000 | B | OP | 3 | 1928 | WAT |  |  | WAT |  |  | 0 | 26000 | 36000 | 0 |  | 0 | 0 | 0 | 0 | 0 | 0 | [6 empty] | 0 | 0 | 0 | 2 | 1928 | 0 | 0 | [7 empty] | 0
3 |  | 14940 | 1574 | 3 | HC | 36000 | B | OP | 3 | 1928 | WAT |  |  | WAT |  |  | 0 | 26000 | 36000 | 0 |  | 0 | 0 | 0 | 0 | 0 | 0 | [6 empty] | 0 | 0 | 0 | 3 | 1928 | 0 | 0 | [7 empty] | 0
3 |  | 14940 | 1574 | 4 | HC | 36000 | B | OP | 4 | 1928 | WAT |  |  | WAT |  |  | 0 | 26000 | 36000 | 0 |  | 0 | 0 | 0 | 0 | 0 | 0 | [6 empty] | 0 | 0 | 0 | 3 | 1928 | 0 | 0 | [7 empty] | 0
3 |  | 14940 | 1574 | 5 | HC | 36000 | B | OP | 6 | 1928 | WAT |  |  | WAT |  |  | 0 | 26000 | 36000 | 0 |  | 0 | 0 | 0 | 0 | 0 | 0 | [6 empty] | 0 | 0 | 0 | 5 | 1928 | 0 | 0 | [7 empty] | 0
3 |  | 14940 | 1574 | 6 | HC | 36000 | B | OP | 7 | 1928 | WAT |  |  | WAT |  |  | 0 | 26000 | 36000 | 0 |  | 0 | 0 | 0 | 0 | 0 | 0 | [6 empty] | 0 | 0 | 0 | 6 | 1928 | 0 | 0 | [7 empty] | 0
3 |  | 14940 | 1574 | 7 | HC | 36000 | B | OP | 6 | 1928 | WAT |  |  | WAT |  |  | 0 | 26000 | 36000 | 0 |  | 0 | 0 | 0 | 0 | 0 | 0 | [6 empty] | 0 | 0 | 0 | 5 | 1928 | 0 | 0 | [7 empty] | 0
3 |  | 14940 | 1574 | 8 | HC | 55620 | B | OP | 3 | 1964 | WAT |  |  | WAT |  |  | 0 | 57000 | 65000 | 0 |  | 0 | 0 | 0 | 0 | 0 | 0 | [6 empty] | 0 | 0 | 0 | 3 | 1964 | 0 | 0 | [7 empty] | 0
3 |  | 14940 | 1574 | 9 | HC | 55620 | B | OP | 3 | 1964 | WAT |  |  | WAT |  |  | 0 | 57000 | 65000 | 0 |  | 0 | 0 | 0 | 0 | 0 | 0 | [6 empty] | 0 | 0 | 0 | 3 | 1964 | 0 | 0 | [7 empty] | 0
3 |  | 14940 | 1574 | 10 | HC | 55620 | B | OP | 5 | 1964 | WAT |  |  | WAT |  |  | 0 | 57000 | 65000 | 0 |  | 0 | 0 | 0 | 0 | 0 | 0 | [6 empty] | 0 | 0 | 0 | 5 | 1964 | 0 | 0 | [7 empty] | 0
3 |  | 14940 | 1574 | 11 | HC | 55620 | B | OP | 5 | 1964 | WAT |  |  | WAT |  |  | 0 | 57000 | 65000 | 0 |  | 0 | 0 | 0 | 0 | 0 | 0 | [6 empty] | 0 | 0 | 0 | 5 | 1964 | 0 | 0 | [7 empty] | 0
3 |  | 14940 | 3156 | 1 | ST | 48000 |  |  | 0 | 1900 |  |  |  | FO2 | NG |  | 0 | 0 | 0 | 0 | RE | 3 | 1975 | 0 | 0 | 0 | 0 | [6 empty] | 0 | 0 | 0 | 0 | 1900 | 0 | 0 | E | [6 empty] | 0
3 |  | 14940 | 3156 | 3 | ST | 66000 |  |  | 3 | 1949 |  |  |  | FO2 | NG |  | 0 | 0 | 0 | 0 | RE | 2 | 1980 | 0 | 0 | 0 | 0 | [6 empty] | 0 | 0 | 0 | 0 | 1949 | 0 | 0 | E | [6 empty] | 0
3 |  | 14940 | 3156 | 4 | ST | 66000 |  |  | 6 | 1949 |  |  |  | FO6 | NG |  | 0 | 0 | 0 | 0 | RE | 2 | 1980 | 0 | 0 | 0 | 0 | [6 empty] | 0 | 0 | 0 | 0 | 1949 | 0 | 0 | E | [6 empty] | 0
3 |  | 14940 | 3156 | 5 | GT | 21300 |  |  | 7 | 1970 |  |  |  | FO2 |  |  | 0 | 0 | 0 | 0 | RE | 12 | 1983 | 0 | 0 | 0 | 0 | [6 empty] | 0 | 0 | 0 | 0 | 1970 | 0 | 0 | E | [6 empty] | 0
3 |  | 14940 | 3156 | GT6 | GT | 22000 |  |  | 10 | 1961 |  |  |  | FO6 | NG |  | 0 | 0 | 0 | 0 | RE | 0 | 0 | 0 | 0 | 0 | 0 | [6 empty] | 0 | 0 | 0 | 0 | 1961 | 0 | 0 | E | [6 empty] | 0
3 |  | 14940 | 3156 | GT7 | GT | 22000 |  |  | 6 | 1961 |  |  |  | NG |  |  | 0 | 0 | 0 | 0 | RE | 0 | 0 | 0 | 0 | 0 | 0 | [6 empty] | 0 | 0 | 0 | 0 | 1961 | 0 | 0 | E | [6 empty] | 0
3 |  | 14940 | 3156 | IC1 | IC | 2800 |  |  | 6 | 1967 |  |  |  | FO2 |  |  | 0 | 0 | 0 | 0 | RE | 0 | 0 | 0 | 0 | 0 | 0 | [6 empty] | 0 | 0 | 0 | 0 | 1967 | 0 | 0 | E | [6 empty] | 0
3 |  | 14940 | 3157 | 1 | ST | 30000 |  |  | 0 | 1900 |  |  |  | FO6 |  |  | 0 | 0 | 0 | 0 | RE | 3 | 1975 | 0 | 0 | 0 | 0 | [6 empty] | 0 | 0 | 0 | 0 | 1900 | 0 | 0 | E | [6 empty] | 0
3 |  | 14940 | 3157 | 2 | ST | 30000 |  |  | 0 | 1900 |  |  |  | FO6 |  |  | 0 | 0 | 0 | 0 | RE | 3 | 1975 | 0 | 0 | 0 | 0 | [6 empty] | 0 | 0 | 0 | 0 | 1900 | 0 | 0 | E | [6 empty] | 0
3 |  | 14940 | 3157 | 3 | ST | 33000 |  |  | 0 | 1900 |  |  |  | FO6 |  |  | 0 | 0 | 0 | 0 | RE | 3 | 1975 | 0 | 0 | 0 | 0 | [6 empty] | 0 | 0 | 0 | 0 | 1900 | 0 | 0 | E | [6 empty] | 0
3 |  | 14940 | 3157 | 5 | ST | 50000 |  |  | 4 | 1941 |  |  |  | FO6 | NG |  | 0 | 0 | 0 | 0 | RE | 2 | 1980 | 0 | 0 | 0 | 0 | [6 empty] | 0 | 0 | 0 | 0 | 1941 | 0 | 0 | E | [6 empty] | 0
3 |  | 14940 | 3157 | 6 | ST | 80000 |  |  | 11 | 1942 |  |  |  | FO6 | NG |  | 0 | 0 | 0 | 0 | RE | 2 | 1980 | 0 | 0 | 0 | 0 | [6 empty] | 0 | 0 | 0 | 0 | 1942 | 0 | 0 | E | [6 empty] | 0
3 |  | 14940 | 3157 | 7 | GT | 18600 | P | OP | 2 | 1969 | FO2 |  |  | FO2 |  |  | 14144 | 13000 | 18000 | 0 |  | 0 | 0 | 0 | 0 | 0 | 0 | [6 empty] | 0 | 0 | 0 | 1 | 1969 | 0 | 0 | E | [6 empty] | 0
3 |  | 14940 | 3157 | 8 | GT | 18600 | P | OP | 5 | 1969 | FO2 |  |  | FO2 |  |  | 14144 | 13000 | 18000 | 0 |  | 0 | 0 | 0 | 0 | 0 | 0 | [6 empty] | 0 | 0 | 0 | 1 | 1969 | 0 | 0 | [7 empty] | 0
3 |  | 14940 | 3157 | 9 | GT | 18600 | P | OP | 3 | 1969 | FO2 |  |  | FO2 |  |  | 14144 | 13000 | 18000 | 0 |  | 0 | 0 | 0 | 0 | 0 | 0 | [6 empty] | 0 | 0 | 0 | 2 | 1969 | 0 | 0 | E | [6 empty] | 0
3 |  | 14940 | 3157 | IC1 | IC | 2800 |  |  | 6 | 1967 |  |  |  | FO2 |  |  | 0 | 0 | 0 | 0 | RE | 0 | 0 | 0 | 0 | 0 | 0 | [6 empty] | 0 | 0 | 0 | 0 | 1967 | 0 | 0 | E | [6 empty] | 0
3 |  | 14940 | 3159 | 1 | ST | 187500 | C | OP | 7 | 1954 | FO2 |  |  | BIT |  |  | 10859 | 144000 | 147000 | 0 |  | 0 | 0 | 0 | 0 | 0 | 0 | [6 empty] | 0 | 0 | 0 | 7 | 1954 | 0 | 0 | [7 empty] | 0
3 |  | 14940 | 3159 | 2 | ST | 230000 | C | OP | 9 | 1955 | FO2 |  |  | FO6 |  |  | 10146 | 201000 | 211000 | 0 |  | 0 | 0 | 0 | 0 | 0 | 0 | [6 empty] | 0 | 0 | 0 | 8 | 1955 | 0 | 0 | E | [6 empty] | 0
3 |  | 14940 | 3159 | IC1 | IC | 2750 | P | SB | 5 | 1967 | FO2 |  |  | FO2 |  |  | 10450 | 2700 | 2700 | 0 |  | 0 | 0 | 0 | 0 | 0 | 0 | [6 empty] | 0 | 0 | 0 | 4 | 1967 | 0 | 0 | E | [6 empty] | 0
3 |  | 14940 | 3160 | 1 | IC | 2750 | P | SB | 5 | 1967 | FO2 |  |  | FO2 |  |  | 10450 | 2700 | 2700 | 0 |  | 0 | 0 | 0 | 0 | 0 | 0 | [6 empty] | 0 | 0 | 0 | 5 | 1967 | 0 | 0 | [7 empty] | 0
3 |  | 14940 | 3160 | 2 | ST | 34000 |  |  | 0 | 1900 |  |  |  | FO6 |  |  | 0 | 0 | 0 | 0 | RE | 3 | 1975 | 0 | 0 | 0 | 0 | [6 empty] | 0 | 0 | 0 | 0 | 1900 | 0 | 0 | E | [6 empty] | 0
3 |  | 14940 | 3160 | 4 | ST | 32000 |  |  | 0 | 1900 |  |  |  | FO6 |  |  | 0 | 0 | 0 | 0 | RE | 3 | 1975 | 0 | 0 | 0 | 0 | [6 empty] | 0 | 0 | 0 | 0 | 1900 | 0 | 0 | E | [6 empty] | 0
3 |  | 14940 | 3160 | 5 | ST | 29000 |  |  | 0 | 1900 |  |  |  | FO6 |  |  | 0 | 0 | 0 | 0 | RE | 3 | 1975 | 0 | 0 | 0 | 0 | [6 empty] | 0 | 0 | 0 | 0 | 1900 | 0 | 0 | E | [6 empty] | 0
3 |  | 14940 | 3160 | 6 | ST | 36000 |  |  | 0 | 1900 |  |  |  | FO6 |  |  | 0 | 0 | 0 | 0 | RE | 3 | 1975 | 0 | 0 | 0 | 0 | [6 empty] | 0 | 0 | 0 | 0 | 1900 | 0 | 0 | E | [6 empty] | 0
3 |  | 14940 | 3160 | 7 | ST | 156250 | C | OP | 8 | 1953 | FO2 |  |  | FO6 |  |  | 10327 | 126000 | 128000 | 0 |  | 0 | 0 | 0 | 0 | 0 | 0 | [6 empty] | 0 | 0 | 0 | 8 | 1953 | 0 | 0 | [7 empty] | 0
3 |  | 14940 | 3160 | 8 | ST | 156250 | C | OP | 4 | 1953 | FO2 |  |  | FO6 |  |  | 10978 | 124000 | 128000 | 0 |  | 0 | 0 | 0 | 0 | 0 | 0 | [6 empty] | 0 | 0 | 0 | 3 | 1953 | 0 | 0 | E | [6 empty] | 0
3 |  | 14940 | 3160 | 9 | GT | 21250 | P | OP | 7 | 1970 | FO2 |  |  | FO2 |  |  | 13881 | 15000 | 20000 | 0 |  | 0 | 0 | 0 | 0 | 0 | 0 | [6 empty] | 0 | 0 | 0 | 6 | 1970 | 0 | 0 | E | [6 empty] | 0
3 |  | 14940 | 3160 | 10 | GT | 18600 | P | OP | 5 | 1969 | FO2 |  |  | FO2 |  |  | 14144 | 13000 | 18000 | 0 |  | 0 | 0 | 0 | 0 | 0 | 0 | [6 empty] | 0 | 0 | 0 | 3 | 1969 | 0 | 0 | [7 empty] | 0
3 |  | 14940 | 3160 | 11 | GT | 18600 | P | OP | 4 | 1969 | FO2 |  |  | FO2 |  |  | 14144 | 13000 | 18000 | 0 |  | 0 | 0 | 0 | 0 | 0 | 0 | [6 empty] | 0 | 0 | 0 | 3 | 1969 | 0 | 0 | E | [6 empty] | 0
3 |  | 14940 | 3160 | 12 | GT | 18600 | P | OP | 5 | 1969 | FO2 |  |  | FO2 |  |  | 14144 | 13000 | 18000 | 0 |  | 0 | 0 | 0 | 0 | 0 | 0 | [6 empty] | 0 | 0 | 0 | 3 | 1969 | 0 | 0 | [7 empty] | 0
3 |  | 14940 | 3161 | 1 | ST | 353600 | B | OP | 2 | 1960 | FO2 |  |  | BIT |  |  | 9774 | 265000 | 274000 | 0 |  | 0 | 0 | 0 | 0 | 0 | 0 | [6 empty] | 0 | 0 | 0 | 11 | 1959 | 0 | 0 | [7 empty] | 0
3 |  | 14940 | 3161 | 2 | ST | 353600 | B | OP | 10 | 1960 | FO2 |  |  | BIT |  |  | 10239 | 274000 | 283000 | 0 |  | 0 | 0 | 0 | 0 | 0 | 0 | [6 empty] | 0 | 0 | 0 | 9 | 1960 | 0 | 0 | E | [6 empty] | 0
3 |  | 14940 | 3161 | 3 | ST | 391000 | C | OP | 9 | 1974 | FO2 |  |  | FO6 |  |  | 11018 | 380000 | 380000 | 0 |  | 0 | 0 | 0 | 0 | 0 | 0 | [6 empty] | 0 | 0 | 0 | 8 | 1974 | 0 | 0 | [7 empty] | 0
3 |  | 14940 | 3161 | 4 | ST | 391000 | C | OP | 6 | 1976 | FO2 |  |  | FO6 |  |  | 10997 | 380000 | 380000 | 0 |  | 0 | 0 | 0 | 0 | 0 | 0 | [6 empty] | 0 | 0 | 0 | 6 | 1976 | 0 | 0 | [7 empty] | 0
3 |  | 14940 | 3161 | 10 | GT | 18600 | P | OP | 5 | 1967 | FO2 |  |  | FO2 |  |  | 14144 | 13000 | 18000 | 0 |  | 0 | 0 | 0 | 0 | 0 | 0 | [6 empty] | 0 | 0 | 0 | 4 | 1967 | 0 | 0 | E | [6 empty] | 0
3 |  | 14940 | 3161 | 20 | GT | 18600 | P | OP | 10 | 1967 | FO2 |  |  | FO2 |  |  | 14144 | 13000 | 18000 | 0 |  | 0 | 0 | 0 | 0 | 0 | 0 | [6 empty] | 0 | 0 | 0 | 4 | 1967 | 0 | 0 | [7 empty] | 0
3 |  | 14940 | 3161 | 30 | GT | 21250 | P | OP | 3 | 1970 | FO2 |  |  | FO2 |  |  | 13881 | 15000 | 20000 | 0 |  | 0 | 0 | 0 | 0 | 0 | 0 | [6 empty] | 0 | 0 | 0 | 2 | 1970 | 0 | 0 | E | [6 empty] | 0
3 |  | 14940 | 3161 | 40 | GT | 21250 | P | OP | 6 | 1970 | FO2 |  |  | FO2 |  |  | 13881 | 15000 | 20000 | 0 |  | 0 | 0 | 0 | 0 | 0 | 0 | [6 empty] | 0 | 0 | 0 | 6 | 1970 | 0 | 0 | [7 empty] | 0
3 |  | 14940 | 3162 | 1 | GT | 21250 | P | OP | 5 | 1970 | FO2 |  |  | FO2 |  |  | 13881 | 15000 | 20000 | 0 |  | 0 | 0 | 0 | 0 | 0 | 0 | [6 empty] | 0 | 0 | 0 | 3 | 1970 | 0 | 0 | [7 empty] | 0
3 |  | 14940 | 3162 | 2 | GT | 21250 | P | OP | 6 | 1970 | FO2 |  |  | FO2 |  |  | 13881 | 15000 | 20000 | 0 |  | 0 | 0 | 0 | 0 | 0 | 0 | [6 empty] | 0 | 0 | 0 | 3 | 1970 | 0 | 0 | [7 empty] | 0
3 |  | 14940 | 3162 | 3 | GT | 21250 | P | OP | 6 | 1970 | FO2 |  |  | FO2 |  |  | 13881 | 15000 | 20000 | 0 |  | 0 | 0 | 0 | 0 | 0 | 0 | [6 empty] | 0 | 0 | 0 | 5 | 1970 | 0 | 0 | E | [6 empty] | 0
3 |  | 14940 | 3163 | 1 | GT | 21250 | P | OP | 6 | 1970 | FO2 |  |  | FO2 |  |  | 13881 | 15000 | 20000 | 0 |  | 0 | 0 | 0 | 0 | 0 | 0 | [6 empty] | 0 | 0 | 0 | 3 | 1970 | 0 | 0 | [7 empty] | 0
3 |  | 14940 | 3163 | 2 | GT | 21250 | P | OP | 5 | 1970 | FO2 |  |  | FO2 |  |  | 13881 | 15000 | 20000 | 0 |  | 0 | 0 | 0 | 0 | 0 | 0 | [6 empty] | 0 | 0 | 0 | 3 | 1970 | 0 | 0 | [7 empty] | 0
3 |  | 14940 | 3163 | 3 | GT | 21250 | P | OP | 6 | 1970 | FO2 |  |  | FO2 |  |  | 13881 | 15000 | 20000 | 0 |  | 0 | 0 | 0 | 0 | 0 | 0 | [6 empty] | 0 | 0 | 0 | 5 | 1970 | 0 | 0 | E | [6 empty] | 0
3 |  | 14940 | 3164 | 1 | HR | 100000 | C | OP | 4 | 1967 | WAT |  |  | WAT |  |  | 0 | 110000 | 110000 | 0 |  | 0 | 0 | 0 | 0 | 0 | 0 | [6 empty] | 0 | 0 | 0 | 3 | 1967 | 0 | 0 | [7 empty] | 0
3 |  | 14940 | 3164 | 2 | HR | 100000 | C | OP | 4 | 1967 | WAT |  |  | WAT |  |  | 0 | 110000 | 110000 | 0 |  | 0 | 0 | 0 | 0 | 0 | 0 | [6 empty] | 0 | 0 | 0 | 3 | 1967 | 0 | 0 | [7 empty] | 0
3 |  | 14940 | 3164 | 3 | HR | 100000 | C | OP | 6 | 1967 | WAT |  |  | WAT |  |  | 0 | 110000 | 110000 | 0 |  | 0 | 0 | 0 | 0 | 0 | 0 | [6 empty] | 0 | 0 | 0 | 5 | 1967 | 0 | 0 | [7 empty] | 0
3 |  | 14940 | 3164 | 4 | HR | 100000 | C | OP | 6 | 1967 | WAT |  |  | WAT |  |  | 0 | 110000 | 110000 | 0 |  | 0 | 0 | 0 | 0 | 0 | 0 | [6 empty] | 0 | 0 | 0 | 5 | 1967 | 0 | 0 | [7 empty] | 0
3 |  | 14940 | 3164 | 5 | HR | 100000 | C | OP | 10 | 1967 | WAT |  |  | WAT |  |  | 0 | 110000 | 110000 | 0 |  | 0 | 0 | 0 | 0 | 0 | 0 | [6 empty] | 0 | 0 | 0 | 10 | 1967 | 0 | 0 | [7 empty] | 0
3 |  | 14940 | 3164 | 6 | HR | 100000 | C | OP | 10 | 1967 | WAT |  |  | WAT |  |  | 0 | 110000 | 110000 | 0 |  | 0 | 0 | 0 | 0 | 0 | 0 | [6 empty] | 0 | 0 | 0 | 10 | 1967 | 0 | 0 | [7 empty] | 0
3 |  | 14940 | 3164 | 7 | HR | 100000 | C | OP | 2 | 1968 | WAT |  |  | WAT |  |  | 0 | 110000 | 110000 | 0 |  | 0 | 0 | 0 | 0 | 0 | 0 | [6 empty] | 0 | 0 | 0 | 2 | 1968 | 0 | 0 | [7 empty] | 0
3 |  | 14940 | 3164 | 8 | HR | 100000 | C | OP | 2 | 1968 | WAT |  |  | WAT |  |  | 0 | 110000 | 110000 | 0 |  | 0 | 0 | 0 | 0 | 0 | 0 | [6 empty] | 0 | 0 | 0 | 2 | 1968 | 0 | 0 | [7 empty] | 0
3 |  | 14940 | 3166 | 1 | NH | 40000 |  |  | 6 | 1967 |  |  |  | UR |  |  | 0 | 0 | 0 | 0 | RE | 3 | 1975 | 0 | 0 | 0 | 0 | [6 empty] | 0 | 0 | 0 | 0 | 1967 | 0 | 0 | E | [6 empty] | 0
3 |  | 14940 | 3166 | 2 | NB | 1152000 | B | OP | 7 | 1974 | UR |  |  | UR |  |  | 10771 | 1051000 | 1055000 | 0 |  | 0 | 0 | 0 | 0 | 0 | 0 | [6 empty] | 0 | 0 | 1065000 | 12 | 1973 | 0 | 0 | E | [6 empty] | 0
3 |  | 14940 | 3166 | 3 | NB | 1152000 | B | OP | 12 | 1974 | UR |  |  | UR |  |  | 10777 | 1035000 | 1035000 | 0 |  | 0 | 0 | 0 | 0 | 0 | 0 | [6 empty] | 0 | 0 | 1065000 | 7 | 1974 | 0 | 0 | E | [6 empty] | 0
3 |  | 14940 | 3167 | 9 | GT | 42900 | C |  | 6 | 1971 | FO2 |  |  | FO2 |  |  | 0 | 29000 | 39000 | 0 | RE | 2 | 1986 | 0 | 0 | 0 | 0 | [6 empty] | 0 | 0 | 0 | 5 | 1971 | 0 | 0 | E | [6 empty] | 0
3 |  | 14940 | 3167 | 15 | GT | 42900 | C |  | 6 | 1971 | FO2 |  |  | FO2 |  |  | 0 | 29000 | 39000 | 0 | RE | 2 | 1986 | 0 | 0 | 0 | 0 | [6 empty] | 0 | 0 | 0 | 5 | 1971 | 0 | 0 | E | [6 empty] | 0
3 |  | 14940 | 3167 | IC1 | IC | 2000 |  |  | 2 | 1959 |  |  |  | FO2 |  |  | 0 | 0 | 0 | 0 | RE | 2 | 1980 | 0 | 0 | 0 | 0 | [6 empty] | 0 | 0 | 0 | 0 | 1959 | 0 | 0 | E | [6 empty] | 0
3 |  | 14940 | 3167 | IC2 | IC | 2000 |  |  | 2 | 1959 |  |  |  | FO2 |  |  | 0 | 0 | 0 | 0 | RE | 2 | 1980 | 0 | 0 | 0 | 0 | [6 empty] | 0 | 0 | 0 | 0 | 1959 | 0 | 0 | E | [6 empty] | 0
3 |  | 14940 | 3167 | IC3 | IC | 2000 |  |  | 2 | 1959 |  |  |  | FO2 |  |  | 0 | 0 | 0 | 0 | RE | 2 | 1980 | 0 | 0 | 0 | 0 | [6 empty] | 0 | 0 | 0 | 0 | 1959 | 0 | 0 | E | [6 empty] | 0
3 |  | 14940 | 3168 | 9 | ST | 189700 | C |  | 10 | 1950 | FO2 |  |  | FO6 |  |  | 11371 | 166000 | 175000 | 0 | RE | 4 | 1985 | 0 | 0 | 0 | 0 | [6 empty] | 0 | 0 | 0 | 9 | 1950 | 0 | 0 | E | [6 empty] | 0
3 |  | 14940 | 3168 | 10 | ST | 60000 |  |  | 0 | 1900 |  |  |  | FO6 |  |  | 0 | 0 | 0 | 0 | RE | 3 | 1975 | 0 | 0 | 0 | 0 | [6 empty] | 0 | 0 | 0 | 0 | 1900 | 0 | 0 | E | [6 empty] | 0
3 |  | 14940 | 3168 | 11 | ST | 60000 |  |  | 0 | 1900 |  |  |  | FO6 |  |  | 0 | 0 | 0 | 0 | RE | 3 | 1975 | 0 | 0 | 0 | 0 | [6 empty] | 0 | 0 | 0 | 0 | 1900 | 0 | 0 | E | [6 empty] | 0
3 |  | 14940 | 3168 | 12 | ST | 165000 |  |  | 8 | 1935 |  |  |  | COL |  |  | 13770 | 0 | 0 | 0 | RE | 5 | 1983 | 0 | 0 | 0 | 0 | [6 empty] | 0 | 0 | 0 | 0 | 1935 | 0 | 0 | E | [6 empty] | 0
3 |  | 14940 | 3168 | 21 | GT | 42900 | C |  | 6 | 1971 | FO2 |  |  | FO2 |  |  | 14952 | 30000 | 39000 | 0 | RE | 2 | 1986 | 0 | 0 | 0 | 0 | [6 empty] | 0 | 0 | 0 | 6 | 1971 | 0 | 0 | [7 empty] | 0
3 |  | 14940 | 3168 | 22 | GT | 42900 | C |  | 6 | 1971 | FO2 |  |  | FO2 |  |  | 14952 | 30000 | 39000 | 0 | RE | 2 | 1986 | 0 | 0 | 0 | 0 | [6 empty] | 0 | 0 | 0 | 6 | 1971 | 0 | 0 | [7 empty] | 0
3 |  | 14940 | 3168 | 31 | GT | 42900 | C |  | 5 | 1971 | FO2 |  |  | FO2 |  |  | 14952 | 30000 | 39000 | 0 | RE | 2 | 1986 | 0 | 0 | 0 | 0 | [6 empty] | 0 | 0 | 0 | 5 | 1971 | 0 | 0 | [7 empty] | 0
3 |  | 14940 | 3168 | 32 | GT | 42900 | C |  | 5 | 1971 | FO2 |  |  | FO2 |  |  | 14952 | 30000 | 39000 | 0 | RE | 2 | 1986 | 0 | 0 | 0 | 0 | [6 empty] | 0 | 0 | 0 | 5 | 1971 | 0 | 0 | [7 empty] | 0
3 |  | 14940 | 3168 | 41 | GT | 23800 | C |  | 11 | 1971 | FO2 |  |  | FO2 |  |  | 15311 | 20000 | 29000 | 0 | RE | 2 | 1986 | 0 | 0 | 0 | 0 | [6 empty] | 0 | 0 | 0 | 11 | 1971 | 0 | 0 | [7 empty] | 0
3 |  | 14940 | 3168 | 42 | GT | 23800 | C |  | 12 | 1971 | FO2 |  |  | FO2 |  |  | 15311 | 20000 | 29000 | 0 | RE | 2 | 1986 | 0 | 0 | 0 | 0 | [6 empty] | 0 | 0 | 0 | 12 | 1971 | 0 | 0 | [7 empty] | 0
3 |  | 14940 | 3168 | 43 | GT | 23800 | C |  | 9 | 1971 | FO2 |  |  | FO2 |  |  | 15311 | 20000 | 29000 | 0 | RE | 2 | 1986 | 0 | 0 | 0 | 0 | [6 empty] | 0 | 0 | 0 | 9 | 1971 | 0 | 0 | [7 empty] | 0
3 |  | 14940 | 3168 | 44 | GT | 23800 | C |  | 10 | 1971 | FO2 |  |  | FO2 |  |  | 0 | 20000 | 29000 | 0 | RE | 2 | 1986 | 0 | 0 | 0 | 0 | [6 empty] | 0 | 0 | 0 | 10 | 1971 | 0 | 0 | [7 empty] | 0
3 |  | 14940 | 3168 | 51 | GT | 42900 | C |  | 6 | 1971 | FO2 |  |  | FO2 |  |  | 14952 | 30000 | 39000 | 0 | RE | 2 | 1986 | 0 | 0 | 0 | 0 | [6 empty] | 0 | 0 | 0 | 6 | 1971 | 0 | 0 | [7 empty] | 0
3 |  | 14940 | 3168 | 52 | GT | 42900 | C |  | 6 | 1971 | FO2 |  |  | FO2 |  |  | 14952 | 30000 | 39000 | 0 | RE | 2 | 1986 | 0 | 0 | 0 | 0 | [6 empty] | 0 | 0 | 0 | 6 | 1971 | 0 | 0 | [7 empty] | 0
3 |  | 14940 | 3168 | 61 | GT | 42900 | C |  | 7 | 1971 | FO2 |  |  | FO2 |  |  | 14952 | 30000 | 39000 | 0 | RE | 2 | 1986 | 0 | 0 | 0 | 0 | [6 empty] | 0 | 0 | 0 | 7 | 1971 | 0 | 0 | [7 empty] | 0
3 |  | 14940 | 3168 | 62 | GT | 42900 | C |  | 7 | 1971 | FO2 |  |  | FO2 |  |  | 14952 | 30000 | 39000 | 0 | RE | 2 | 1986 | 0 | 0 | 0 | 0 | [6 empty] | 0 | 0 | 0 | 7 | 1971 | 0 | 0 | [7 empty] | 0
3 |  | 14940 | 3168 | 71 | GT | 23800 | C |  | 7 | 1971 | FO2 |  |  | FO2 |  |  | 15311 | 20000 | 29000 | 0 | RE | 2 | 1986 | 0 | 0 | 0 | 0 | [6 empty] | 0 | 0 | 0 | 7 | 1971 | 0 | 0 | [7 empty] | 0
3 |  | 14940 | 3168 | 72 | GT | 23800 | C |  | 10 | 1971 | FO2 |  |  | FO2 |  |  | 15311 | 20000 | 29000 | 0 | RE | 2 | 1986 | 0 | 0 | 0 | 0 | [6 empty] | 0 | 0 | 0 | 10 | 1971 | 0 | 0 | [7 empty] | 0
3 |  | 14940 | 3168 | 73 | GT | 23800 | C |  | 12 | 1970 | FO2 |  |  | FO2 |  |  | 15311 | 20000 | 29000 | 0 | RE | 2 | 1986 | 0 | 0 | 0 | 0 | [6 empty] | 0 | 0 | 0 | 12 | 1970 | 0 | 0 | [7 empty] | 0
3 |  | 14940 | 3168 | 74 | GT | 23800 | C |  | 12 | 1970 | FO2 |  |  | FO2 |  |  | 0 | 20000 | 29000 | 0 | RE | 2 | 1986 | 0 | 0 | 0 | 0 | [6 empty] | 0 | 0 | 0 | 12 | 1970 | 0 | 0 | [7 empty] | 0
3 |  | 14940 | 3168 | 81 | GT | 65889 | P | OS | 6 | 1973 | FO2 |  |  | FO2 |  |  | 0 | 48000 | 66000 | 0 |  | 0 | 0 | 0 | 0 | 0 | 0 | [6 empty] | 0 | 0 | 0 | 4 | 1973 | 0 | 0 | [7 empty] | 0
3 |  | 14940 | 3168 | 91 | GT | 65889 | P | OP | 6 | 1973 | FO2 |  |  | FO2 |  |  | 11901 | 48000 | 66000 | 0 |  | 0 | 0 | 0 | 0 | 0 | 0 | [6 empty] | 0 | 0 | 0 | 4 | 1973 | 0 | 0 | [7 empty] | 0
3 |  | 14940 | 3168 | 92 | GT | 65889 | P | OP | 6 | 1973 | FO2 |  |  | FO2 |  |  | 12341 | 48000 | 66000 | 0 |  | 0 | 0 | 0 | 0 | 0 | 0 | [6 empty] | 0 | 0 | 0 | 4 | 1973 | 0 | 0 | [7 empty] | 0
3 |  | 14940 | 3168 | DSL | IC | 2750 | P |  | 5 | 1967 | FO2 |  |  | FO2 |  |  | 10450 | 2700 | 2700 | 2750 | RE | 7 | 1989 | 0 | 0 | 0 | 0 | [6 empty] | 0 | 0 | 0 | 5 | 1967 | 0 | 0 | [7 empty] | 0
3 |  | 14940 | 3169 | 1 | ST | 190400 | C | OP | 7 | 1958 | FO2 |  |  | FO6 |  |  | 10676 | 166000 | 175000 | 0 |  | 0 | 0 | 0 | 0 | 0 | 0 | [6 empty] | 0 | 0 | 0 | 7 | 1958 | 0 | 0 | [7 empty] | 0
3 |  | 14940 | 3169 | 3 | ST | 50000 | P |  | 11 | 1938 | FO2 |  |  | FO6 |  |  | 4800 | 12000 | 54000 | 50000 | SD | 2 | 1987 | 0 | 0 | 0 | 0 | [6 empty] | 0 | 0 | 0 | 9 | 1938 | 0 | 0 | [7 empty] | 0
3 |  | 14940 | 3169 | 5 | ST | 20000 |  |  | 0 | 1900 |  |  |  | FO6 |  |  | 0 | 0 | 0 | 0 | RE | 3 | 1975 | 0 | 0 | 0 | 0 | [6 empty] | 0 | 0 | 0 | 0 | 1900 | 0 | 0 | E | [6 empty] | 0
3 |  | 14940 | 3169 | 8 | ST | 30000 |  |  | 0 | 1900 |  |  |  | FO6 |  |  | 0 | 0 | 0 | 0 | RE | 3 | 1975 | 0 | 0 | 0 | 0 | [6 empty] | 0 | 0 | 0 | 0 | 1900 | 0 | 0 | E | [6 empty] | 0
3 |  | 14940 | 3169 | 9 | ST | 35000 |  |  | 3 | 1916 |  |  |  | FO6 |  |  | 0 | 0 | 0 | 0 | RE | 0 | 0 | 0 | 0 | 0 | 0 | [6 empty] | 0 | 0 | 0 | 0 | 1916 | 0 | 0 | E | [6 empty] | 0
3 |  | 14940 | 3169 | 10 | GT | 18600 | P | OP | 5 | 1969 | FO2 |  |  | FO2 |  |  | 14144 | 13000 | 18000 | 0 |  | 0 | 0 | 0 | 0 | 0 | 0 | [6 empty] | 0 | 0 | 0 | 5 | 1969 | 0 | 0 | [7 empty] | 0
3 |  | 14940 | 3169 | 11 | GT | 21250 | P | OP | 6 | 1971 | FO2 |  |  | FO2 |  |  | 13881 | 15000 | 20000 | 0 |  | 0 | 0 | 0 | 0 | 0 | 0 | [6 empty] | 0 | 0 | 0 | 5 | 1971 | 0 | 0 | E | [6 empty] | 0
3 |  | 14940 | 3169 | IC1 | IC | 2750 | P | SB | 7 | 1967 | FO2 |  |  | FO2 |  |  | 10450 | 2800 | 2800 | 0 |  | 0 | 0 | 0 | 0 | 0 | 0 | [6 empty] | 0 | 0 | 0 | 6 | 1967 | 0 | 0 | E | [6 empty] | 0
3 |  | 14940 | 3170 | 1 | ST | 172500 | C |  | 8 | 1947 | FO2 |  |  | FO6 |  |  | 13123 | 163000 | 173000 | 0 | RE | 10 | 1985 | 0 | 0 | 0 | 0 | [6 empty] | 0 | 0 | 0 | 7 | 1947 | 0 | 0 | E | [6 empty] | 0
3 |  | 14940 | 3170 | 2 | ST | 172500 | C |  | 4 | 1948 | FO2 |  |  | FO6 |  |  | 12937 | 179000 | 183000 | 0 | RE | 10 | 1985 | 0 | 0 | 0 | 0 | [6 empty] | 0 | 0 | 0 | 3 | 1948 | 0 | 0 | E | [6 empty] | 0
3 |  | 14940 | 3170 | 3 | GT | 18600 | P | OP | 6 | 1967 | FO2 |  |  | FO2 |  |  | 14144 | 13000 | 18000 | 0 |  | 0 | 0 | 0 | 0 | 0 | 0 | [6 empty] | 0 | 0 | 0 | 6 | 1967 | 0 | 0 | [7 empty] | 0
3 |  | 14940 | 3170 | 4 | GT | 18600 | P | OP | 10 | 1967 | FO2 |  |  | FO2 |  |  | 14144 | 13000 | 18000 | 0 |  | 0 | 0 | 0 | 0 | 0 | 0 | [6 empty] | 0 | 0 | 0 | 9 | 1967 | 0 | 0 | E | [6 empty] | 0
3 |  | 14940 | 3170 | 5 | GT | 18600 | P | OP | 7 | 1967 | FO2 |  |  | FO2 |  |  | 14144 | 13000 | 18000 | 0 |  | 0 | 0 | 0 | 0 | 0 | 0 | [6 empty] | 0 | 0 | 0 | 7 | 1967 | 0 | 0 | [7 empty] | 0
3 |  | 14940 | 3170 | 6 | GT | 18600 | P | OP | 11 | 1968 | FO2 |  |  | FO2 |  |  | 14144 | 13000 | 18000 | 0 |  | 0 | 0 | 0 | 0 | 0 | 0 | [6 empty] | 0 | 0 | 0 | 10 | 1968 | 0 | 0 | E | [6 empty] | 0
3 |  | 14940 | 3170 | DSL | IC | 2700 | C |  | 6 | 1967 | FO2 |  |  | FO2 |  |  | 10450 | 2700 | 2700 | 0 | RE | 10 | 1985 | 0 | 0 | 0 | 0 | [6 empty] | 0 | 0 | 0 | 5 | 1967 | 0 | 0 | E | [6 empty] | 0
3 |  | 14940 | 5060 | 1 | NH | 0 |  |  | 0 | 0 | [6 empty] | 0 | 0 | 0 | 1160000 | CN | 88 | 1975 | 2 | 1985 | 2 | 1985 |  |  |  | UR |  |  | 0 | 0 | 0 | 0 | 0 | 0 | 0 | [7 empty] | 0
3 |  | 14940 | 5060 | 2 | NH | 0 |  |  | 0 | 0 | [6 empty] | 0 | 0 | 0 | 1160000 | CN | 88 | 1975 | 2 | 1985 | 2 | 1985 |  |  |  | UR |  |  | 0 | 0 | 0 | 0 | 0 | 0 | 0 | [7 empty] | 0
3 |  | 14940 | 6105 | 1 | NB | 1138473 | B | OP | 2 | 1986 | UR |  |  | UR |  |  | 10810 | 1055000 | 1062000 | 0 |  | 0 | 0 | 5 | 1975 | 0 | 0 | [6 empty] | 0 | 0 | 1065000 | 8 | 1985 | 0 | 0 | [7 empty] | 0
3 |  | 14940 | 6105 | 2 | NB | 1138473 | B | OP | 1 | 1990 | UR |  |  | UR |  |  | 10674 | 1055000 | 1062000 | 0 |  | 0 | 0 | 0 | 0 | 0 | 0 | [6 empty] | 0 | 0 | 1065000 | 8 | 1989 | 0 | 0 | [7 empty] | 0
3 |  | 14940 | 8012 | 11 | GT | 68300 | P | OP | 6 | 1974 | FO2 |  |  | FO2 |  |  | 12963 | 39000 | 41000 | 0 |  | 0 | 0 | 0 | 0 | 0 | 0 | [6 empty] | 0 | 0 | 0 | 5 | 1974 | 0 | 0 | E | [6 empty] | 0
3 |  | 14940 | 8012 | 12 | GT | 68300 | P | OP | 6 | 1974 | FO2 |  |  | FO2 |  |  | 17771 | 39000 | 41000 | 0 |  | 0 | 0 | 0 | 0 | 0 | 0 | [6 empty] | 0 | 0 | 0 | 6 | 1974 | 0 | 0 | [7 empty] | 0
3 |  | 14940 | 8012 | 21 | GT | 68300 | P | OP | 6 | 1974 | FO2 |  |  | FO2 |  |  | 10797 | 45000 | 59000 | 0 |  | 0 | 0 | 0 | 0 | 0 | 0 | [6 empty] | 0 | 0 | 0 | 5 | 1974 | 0 | 0 | E | [6 empty] | 0
3 |  | 14940 | 8012 | 22 | GT | 68300 | P | OP | 6 | 1974 | FO2 |  |  | FO2 |  |  | 12766 | 34000 | 34000 | 0 |  | 0 | 0 | 0 | 0 | 0 | 0 | [6 empty] | 0 | 0 | 0 | 4 | 1974 | 0 | 0 | [7 empty] | 0
3 |  | 14940 | 8012 | 31 | GT | 68300 | P | OP | 8 | 1974 | FO2 |  |  | FO2 |  |  | 14440 | 39000 | 42000 | 0 |  | 0 | 0 | 0 | 0 | 0 | 0 | [6 empty] | 0 | 0 | 0 | 7 | 1974 | 0 | 0 | [7 empty] | 0
3 |  | 14940 | 8012 | 32 | GT | 68300 | P | OP | 8 | 1974 | FO2 |  |  | FO2 |  |  | 10573 | 45000 | 59000 | 0 |  | 0 | 0 | 0 | 0 | 0 | 0 | [6 empty] | 0 | 0 | 0 | 7 | 1974 | 0 | 0 | E | [6 empty] | 0
3 |  | 14940 | 8012 | 41 | GT | 68300 | P | OP | 7 | 1974 | FO2 |  |  | FO2 |  |  | 14443 | 39000 | 39000 | 0 |  | 0 | 0 | 0 | 0 | 0 | 0 | [6 empty] | 0 | 0 | 0 | 7 | 1974 | 0 | 0 | [7 empty] | 0
3 |  | 14940 | 8012 | 42 | GT | 68300 | P | OP | 7 | 1974 | FO2 |  |  | FO2 |  |  | 10516 | 45000 | 59000 | 0 |  | 0 | 0 | 0 | 0 | 0 | 0 | [6 empty] | 0 | 0 | 0 | 7 | 1974 | 0 | 0 | [7 empty] | 0
3 |  | 15040 | 3370 | 1 | IC | 1000 |  |  | 99 | 1931 |  |  |  | FO2 |  |  | 0 | 0 | 0 | 0 | RE | 99 | 1977 | 0 | 0 | 0 | 0 | [6 empty] | 0 | 0 | 0 | 0 | 1931 | 0 | 0 | E | [6 empty] | 0
3 |  | 15040 | 3370 | 2 | IC | 1000 |  |  | 99 | 1931 |  |  |  | FO2 |  |  | 0 | 0 | 0 | 0 | RE | 99 | 1977 | 0 | 0 | 0 | 0 | [6 empty] | 0 | 0 | 0 | 0 | 1931 | 0 | 0 | E | [6 empty] | 0
3 |  | 15040 | 3370 | 3 | IC | 1000 |  |  | 99 | 1935 |  |  |  | FO2 |  |  | 0 | 0 | 0 | 0 | RE | 99 | 1977 | 0 | 0 | 0 | 0 | [6 empty] | 0 | 0 | 0 | 0 | 1935 | 0 | 0 | E | [6 empty] | 0
3 |  | 15040 | 3370 | 4 | IC | 1000 |  |  | 99 | 1946 |  |  |  | FO2 |  |  | 0 | 0 | 0 | 0 | RE | 99 | 1977 | 0 | 0 | 0 | 0 | [6 empty] | 0 | 0 | 0 | 0 | 1946 | 0 | 0 | E | [6 empty] | 0
3 |  | 15040 | 3370 | 5 | IC | 2000 |  |  | 99 | 1949 |  |  |  | FO2 |  |  | 0 | 0 | 0 | 0 | RE | 99 | 1977 | 0 | 0 | 0 | 0 | [6 empty] | 0 | 0 | 0 | 0 | 1949 | 0 | 0 | E | [6 empty] | 0
3 |  | 15043 | 193 | 1 | IC | 2050 | P | SB | 10 | 1963 | FO2 |  |  | FO2 | NG |  | 10000 | 2050 | 2050 | 0 |  | 0 | 0 | 0 | 0 | 0 | 0 | [6 empty] | 0 | 0 | 0 | 9 | 1963 | 0 | 0 | E | [6 empty] | 0
3 |  | 15043 | 193 | 2 | IC | 675 | P | SB | 4 | 1952 | FO2 |  |  | FO2 | NG |  | 12500 | 675 | 675 | 0 |  | 0 | 0 | 0 | 0 | 0 | 0 | [6 empty] | 0 | 0 | 0 | 3 | 1952 | 0 | 0 | E | [6 empty] | 0
3 |  | 15043 | 193 | 4 | IC | 2277 | P | SB | 3 | 1976 | FO2 |  |  | FO2 |  |  | 10000 | 2277 | 2277 | 0 |  | 0 | 0 | 0 | 0 | 0 | 0 | [6 empty] | 0 | 0 | 0 | 2 | 1976 | 0 | 0 | E | [6 empty] | 0
3 |  | 15043 | 193 | 6 | IC | 1360 | P | SB | 3 | 1959 | FO2 |  |  | FO2 | NG |  | 12500 | 1360 | 1360 | 0 |  | 0 | 0 | 0 | 0 | 0 | 0 | [6 empty] | 0 | 0 | 0 | 2 | 1959 | 0 | 0 | E | [6 empty] | 0
3 |  | 15043 | 193 | 7 | IC | 1136 | P | SB | 1 | 1955 | FO2 |  |  | FO2 | NG |  | 12500 | 1136 | 1136 | 0 |  | 0 | 0 | 0 | 0 | 0 | 0 | [6 empty] | 0 | 0 | 0 | 12 | 1954 | 0 | 0 | E | [6 empty] | 0
3 |  | 15051 | 4174 | 1 | IC | 200 |  |  | 88 | 1936 |  |  |  | FO2 |  |  | 0 | 1 | 1 | 0 | RE | 1 | 1984 | 0 | 0 | 0 | 0 | [6 empty] | 0 | 0 | 0 | 0 | 1936 | 0 | 0 | E | [6 empty] | 0
3 |  | 15051 | 4174 | 2 | IC | 100 |  |  | 88 | 1936 |  |  |  | FO2 |  |  | 0 | 1 | 1 | 0 | RE | 1 | 1984 | 0 | 0 | 0 | 0 | [6 empty] | 0 | 0 | 0 | 0 | 1936 | 0 | 0 | E | [6 empty] | 0
3 |  | 15056 | 6703 | 1 | HC | 100 |  |  | 99 | 1963 |  |  |  | WAT |  |  | 0 | 87 | 0 | 0 | SD | 7 | 1974 | 0 | 0 | 0 | 0 | [6 empty] | 0 | 0 | 0 | 0 | 1963 | 0 | 0 | E | E | E |  |  |  |  | 0
3 |  | 15086 | 4022 | 1 | HC | 200 |  |  | 99 | 1930 |  |  |  | WAT |  |  | 0 | 150 | 150 | 0 | RE | 10 | 1986 | 0 | 0 | 0 | 0 | [6 empty] | 0 | 0 | 0 | 0 | 1930 | 0 | 0 | E | [6 empty] | 0
3 |  | 15095 | 2937 | 1 | ST | 4000 |  |  | 99 | 1933 |  |  |  | BIT |  |  | 0 | 0 | 0 | 0 | RE | 6 | 1975 | 0 | 0 | 0 | 0 | [6 empty] | 0 | 0 | 0 | 0 | 1933 | 0 | 0 | E | [6 empty] | 0
3 |  | 15095 | 2937 | 2 | ST | 4000 |  |  | 99 | 1933 |  |  |  | BIT |  |  | 0 | 0 | 0 | 0 | RE | 6 | 1975 | 0 | 0 | 0 | 0 | [6 empty] | 0 | 0 | 0 | 0 | 1933 | 0 | 0 | E | [6 empty] | 0
3 |  | 15095 | 2937 | 3 | ST | 4000 |  |  | 99 | 1940 |  |  |  | BIT |  |  | 0 | 0 | 0 | 0 | RE | 6 | 1975 | 0 | 0 | 0 | 0 | [6 empty] | 0 | 0 | 0 | 0 | 1940 | 0 | 0 | E | [6 empty] | 0
3 |  | 15095 | 2937 | 4 | ST | 7500 | C | OP | 99 | 1947 | FO2 | BIT |  | BIT |  |  | 19021 | 7500 | 7500 | 0 |  | 0 | 0 | 0 | 0 | 0 | 0 | [6 empty] | 0 | 0 | 0 | 0 | 1947 | 0 | 0 | E | [6 empty] | 0
3 |  | 15095 | 2937 | 5 | ST | 1000 |  |  | 99 | 1947 |  |  |  | BIT | FO2 |  | 0 | 0 | 0 | 0 | RE | 0 | 0 | 0 | 0 | 0 | 0 | [6 empty] | 0 | 0 | 0 | 0 | 1947 | 0 | 0 | E | [6 empty] | 0
3 |  | 15095 | 2937 | 6 | ST | 12500 | B | OP | 99 | 1951 | FO2 | BIT |  | BIT |  |  | 19021 | 12500 | 12500 | 0 |  | 0 | 0 | 0 | 0 | 0 | 0 | [6 empty] | 0 | 0 | 0 | 0 | 1951 | 0 | 0 | E | [6 empty] | 0
3 |  | 15095 | 2937 | 7 | ST | 20000 | B | OP | 99 | 1961 | FO2 | BIT |  | BIT |  |  | 14079 | 23000 | 23000 | 0 |  | 0 | 0 | 0 | 0 | 0 | 0 | [6 empty] | 0 | 0 | 0 | 0 | 1961 | 0 | 0 | E | [6 empty] | 0
3 |  | 15095 | 2937 | 8 | GT | 20000 | C | OP | 99 | 1972 | FO2 |  |  | FO2 |  |  | 18109 | 18000 | 20000 | 0 |  | 0 | 0 | 0 | 0 | 0 | 0 | [6 empty] | 0 | 0 | 0 | 0 | 1972 | 0 | 0 | E | [6 empty] | 0
3 |  | 15095 | 2937 | 9 | ST | 4000 | C | OP | 0 | 1947 | BIT | FO2 |  | BIT |  |  | 19021 | 4000 | 4000 | 0 |  | 0 | 0 | 0 | 0 | 0 | 0 | [6 empty] | 0 | 0 | 0 | 0 | 1947 | 0 | 0 | [7 empty] | 0
3 |  | 15095 | 2937 | 10 | ST | 813 | C | OP | 12 | 1987 | FO2 | BIT |  | BIT |  |  | 19021 | 836 | 813 | 0 |  | 0 | 0 | 0 | 0 | 0 | 0 | [6 empty] | 0 | 0 | 0 | 12 | 1987 | 0 | 0 |  | E | [5 empty] | 0
3 |  | 15095 | 2937 | 11 | GT | 16320 | C | OP | 12 | 1989 | FO2 |  |  | FO2 |  |  | 18200 | 16000 | 17500 | 0 |  | 0 | 0 | 6 | 1989 | 0 | 0 | AP | LE | RE |  |  |  | 0 | 0 | 0 | 11 | 1989 | 0 | 0 | [7 empty] | 0
3 |  | 15127 | 424 | 1 | HC | 15300 | C | OP | 10 | 1966 |  |  |  | WAT |  |  | 0 | 17000 | 17000 | 0 |  | 0 | 0 | 10 | 1966 | 0 | 0 | [6 empty] | 0 | 0 | 0 | 10 | 1966 | 0 | 0 | E | [6 empty] | 0
3 |  | 15127 | 425 | 1 | HC | 54900 | C | OP | 10 | 1966 |  |  |  | WAT |  |  | 0 | 66000 | 62500 | 0 |  | 0 | 0 | 10 | 1966 | 0 | 0 | [6 empty] | 0 | 0 | 0 | 7 | 1966 | 0 | 0 | E | [6 empty] | 0
3 |  | 15127 | 425 | 2 | HC | 54900 | C | OP | 10 | 1966 |  |  |  | WAT |  |  | 0 | 66000 | 62500 | 0 |  | 0 | 0 | 10 | 1966 | 0 | 0 | [6 empty] | 0 | 0 | 0 | 7 | 1966 | 0 | 0 | E | [6 empty] | 0
3 |  | 15127 | 426 | 1 | HC | 6570 | B | OP | 10 | 1966 |  |  |  | WAT |  |  | 0 | 6000 | 6000 | 0 |  | 0 | 0 | 10 | 1966 | 0 | 0 | [6 empty] | 0 | 0 | 0 | 7 | 1966 | 0 | 0 | E | [6 empty] | 0
3 |  | 15127 | 427 | 1 | HC | 79200 | C | OP | 10 | 1966 |  |  |  | WAT |  |  | 0 | 86300 | 86300 | 0 |  | 0 | 0 | 0 | 0 | 0 | 0 | [6 empty] | 0 | 0 | 0 | 7 | 1966 | 0 | 0 | E | [6 empty] | 0
3 |  | 15127 | 763 | 1 | HC | 725 | B | OP | 7 | 1983 |  |  |  | WAT |  |  | 0 | 525 | 240 | 0 |  | 0 | 0 | 7 | 1983 | 0 | 0 | [6 empty] | 0 | 0 | 0 | 4 | 1983 | 0 | 0 | E | [6 empty] | 0
3 |  | 15129 | 87 | 1 | ST | 233000 | B | OP | 12 | 1984 | NG | FO2 |  | SUB |  |  | 8174 | 235000 | 235000 | 0 |  | 0 | 0 | 0 | 0 | 0 | 0 | [6 empty] | 0 | 0 | 0 | 8 | 1984 | 0 | 0 | [7 empty] | 0
3 |  | 15129 | 87 | 2 | ST | 0 |  |  | 0 | 0 | [6 empty] | 0 | 0 | 0 | 233000 | PL | 0 | 0 | 1 | 1997 | 1 | 2006 |  |  |  | SUB |  |  | 210000 | 210000 | 0 | 0 | 0 | 219359 | 223936 | [7 empty] | 0
3 |  | 15129 | 2475 | 1 | ST | 15000 | C | SC | 10 | 1954 | NG | FO6 |  | NG | FO6 |  | 12641 | 15000 | 15000 | 0 |  | 0 | 0 | 0 | 0 | 0 | 0 | [6 empty] | 0 | 0 | 0 | 9 | 1954 | 0 | 0 | E | [6 empty] | 0
3 |  | 15129 | 2475 | 2 | ST | 15000 | C | SC | 10 | 1954 | NG | FO6 |  | NG | FO6 |  | 12924 | 15000 | 15000 | 0 |  | 0 | 0 | 0 | 0 | 0 | 0 | [6 empty] | 0 | 0 | 0 | 9 | 1954 | 0 | 0 | E | [6 empty] | 0
3 |  | 15129 | 2475 | 3 | ST | 15000 | C | SC | 3 | 1959 | NG | FO6 |  | NG | FO6 |  | 12630 | 15000 | 15000 | 0 |  | 0 | 0 | 0 | 0 | 0 | 0 | [6 empty] | 0 | 0 | 0 | 2 | 1959 | 0 | 0 | E | [6 empty] | 0
3 |  | 15129 | 5015 | 1 | GT | 0 |  |  | 0 | 0 | [6 empty] | 0 | 0 | 0 | 50000 | CN | 99 | 9999 | 10 | 1980 | 5 | 1983 |  |  |  | PET |  |  | 0 | 0 | 0 | 0 | 0 | 41000 | 50000 | [7 empty] | 0
3 |  | 15132 | 2297 | 1 | IC | 1000 | C | SB | 99 | 1949 | FO2 | NG |  | NG |  |  | 0 | 1000 | 1000 | 0 |  | 0 | 0 | 0 | 0 | 0 | 0 | [6 empty] | 0 | 0 | 0 | 0 | 1949 | 0 | 0 | E | [6 empty] | 0
3 |  | 15132 | 2297 | 2 | IC | 900 | C | SB | 99 | 1958 | FO2 | NG |  | NG |  |  | 0 | 900 | 900 | 0 |  | 0 | 0 | 0 | 0 | 0 | 0 | [6 empty] | 0 | 0 | 0 | 0 | 1958 | 0 | 0 | E | [6 empty] | 0
3 |  | 15132 | 2297 | 3 | IC | 1250 | C | SB | 99 | 1963 | FO2 | NG |  | NG |  |  | 0 | 1250 | 1250 | 0 |  | 0 | 0 | 0 | 0 | 0 | 0 | [6 empty] | 0 | 0 | 0 | 0 | 1963 | 0 | 0 | E | [6 empty] | 0
3 |  | 15137 | 1455 | 1 | ST | 20000 |  | OP | 12 | 1971 | NG |  |  | NG |  |  | 13500 | 20000 | 20000 | 0 |  | 0 | 0 | 0 | 0 | 0 | 0 | [6 empty] | 0 | 0 | 0 | 9 | 1971 | 0 | 0 | E | [6 empty] | 0
3 |  | 15137 | 1455 | 2 | ST | 24000 |  | OP | 0 | 1976 | NG |  |  | NG |  |  | 13250 | 24000 | 24000 | 0 |  | 0 | 0 | 0 | 0 | 0 | 0 | [6 empty] | 0 | 0 | 0 | 0 | 1976 | 0 | 0 | [7 empty] | 0
3 |  | 15143 | 6761 | 1 | ST | 285090 | B | OP | 4 | 1984 | FO2 |  |  | SUB | FO2 |  | 10816 | 255000 | 255000 | 0 |  | 0 | 0 | 0 | 0 | 0 | 0 | [6 empty] | 0 | 0 | 0 | 12 | 1983 | 0 | 0 | E | [6 empty] | 0
3 |  | 15145 | 2689 | 1 | IC | 700 |  |  | 99 | 1941 |  |  |  | PET |  |  | 0 | 0 | 0 | 0 | RE | 99 | 1979 | 0 | 0 | 0 | 0 | [6 empty] | 0 | 0 | 0 | 0 | 1941 | 0 | 0 | E | [6 empty] | 0
3 |  | 15145 | 2689 | 2 | IC | 1400 |  |  | 99 | 1953 |  |  |  | PET |  |  | 0 | 0 | 0 | 0 | RE | 99 | 1979 | 0 | 0 | 0 | 0 | [6 empty] | 0 | 0 | 0 | 0 | 1953 | 0 | 0 | E | [6 empty] | 0
3 |  | 15159 | 7817 | 1 | IC | 1000 |  |  | 99 | 1948 |  |  |  | UNK |  |  | 0 | 0 | 0 | 0 | RE | 0 | 0 | 0 | 0 | 0 | 0 | [6 empty] | 0 | 0 | 0 | 0 | 1948 | 0 | 0 | E | [6 empty] | 0
3 |  | 15202 | 762 | 1 | ST | 20200 | P | OP | 10 | 1966 | NG |  |  | NG |  |  | 12000 | 15931 | 15931 | 0 |  | 0 | 0 | 0 | 0 | 0 | 0 | [6 empty] | 0 | 0 | 0 | 8 | 1966 | 0 | 0 | E | [6 empty] | 0
3 |  | 15202 | 762 | 2 | ST | 48000 | P | OP | 10 | 1977 | NG |  |  | NG |  |  | 11500 | 37330 | 37330 | 0 |  | 0 | 0 | 0 | 0 | 0 | 0 | [6 empty] | 0 | 0 | 0 | 7 | 1977 | 0 | 0 | E | [6 empty] | 0
3 |  | 15202 | 2997 | 1 | IC | 7000 | P | OP | 8 | 1961 | FO2 |  |  | NG | FO2 |  | 11400 | 4316 | 4316 | 0 |  | 0 | 0 | 0 | 0 | 0 | 0 | [6 empty] | 0 | 0 | 0 | 7 | 1961 | 0 | 0 | E | [6 empty] | 0
3 |  | 15202 | 2997 | 4 | IC | 2800 | P | OP | 5 | 1949 | FO2 |  |  | NG | FO2 |  | 11400 | 1915 | 1915 | 0 |  | 0 | 0 | 0 | 0 | 0 | 0 | [6 empty] | 0 | 0 | 0 | 4 | 1949 | 0 | 0 | E | [6 empty] | 0
3 |  | 15202 | 2997 | 5 | IC | 1500 | P | OS | 11 | 1937 | FO2 |  |  | NG | FO2 |  | 11400 | 1000 | 1000 | 0 |  | 0 | 0 | 0 | 0 | 0 | 0 | [6 empty] | 0 | 0 | 0 | 10 | 1937 | 0 | 0 | E | [6 empty] | 0
3 |  | 15202 | 2997 | 6 | IC | 1700 | P | OP | 1 | 1947 | FO2 |  |  | NG | FO2 |  | 11400 | 1105 | 1105 | 0 |  | 0 | 0 | 0 | 0 | 0 | 0 | [6 empty] | 0 | 0 | 0 | 12 | 1946 | 0 | 0 | E | [6 empty] | 0
3 |  | 15202 | 2997 | 7 | IC | 3300 | P | OP | 6 | 1952 | FO2 |  |  | NG | FO2 |  | 11400 | 2583 | 2583 | 0 |  | 0 | 0 | 0 | 0 | 0 | 0 | [6 empty] | 0 | 0 | 0 | 5 | 1952 | 0 | 0 | E | [6 empty] | 0
3 |  | 15202 | 2997 | 8 | IC | 4000 | P | OP | 5 | 1954 | FO2 |  |  | NG | FO2 |  | 11400 | 3084 | 3084 | 0 |  | 0 | 0 | 0 | 0 | 0 | 0 | [6 empty] | 0 | 0 | 0 | 4 | 1954 | 0 | 0 | E | [6 empty] | 0
3 |  | 15202 | 2997 | 9 | IC | 7000 | P | OP | 3 | 1956 | FO2 |  |  | NG | FO2 |  | 11400 | 5669 | 5669 | 0 |  | 0 | 0 | 0 | 0 | 0 | 0 | [6 empty] | 0 | 0 | 0 | 2 | 1956 | 0 | 0 | E | [6 empty] | 0
3 |  | 15202 | 2997 | 10 | IC | 2500 | P | OP | 2 | 1964 | FO2 |  |  | FO2 |  |  | 11400 | 1914 | 1914 | 0 |  | 0 | 0 | 0 | 0 | 0 | 0 | [6 empty] | 0 | 0 | 0 | 1 | 1964 | 0 | 0 | E | [6 empty] | 0
3 |  | 15202 | 2997 | 11 | IC | 2500 | P | OS | 4 | 1964 | FO2 |  |  | FO2 |  |  | 11400 | 1900 | 1900 | 0 |  | 0 | 0 | 0 | 0 | 0 | 0 | [6 empty] | 0 | 0 | 0 | 3 | 1964 | 0 | 0 | E | [6 empty] | 0
3 |  | 15246 | 1851 | 3 | IC | 343 |  | SB | 88 | 1935 | FO2 |  |  | FO2 |  |  | 0 | 200 | 300 | 0 |  | 0 | 0 | 0 | 0 | 0 | 0 | [6 empty] | 0 | 0 | 0 | 0 | 1935 | 0 | 0 | E | [6 empty] | 0
3 |  | 15246 | 1851 | 4 | IC | 820 |  | SB | 88 | 1950 | FO2 |  |  | FO2 |  |  | 0 | 750 | 820 | 0 |  | 0 | 0 | 0 | 0 | 0 | 0 | [6 empty] | 0 | 0 | 0 | 0 | 1950 | 0 | 0 | E | [6 empty] | 0
3 |  | 15246 | 7804 | 1 | HC | 125 |  | OP | 88 | 1930 |  |  |  | WAT |  |  | 0 | 125 | 125 | 0 |  | 0 | 0 | 0 | 0 | 0 | 0 | [6 empty] | 0 | 0 | 0 | 0 | 1930 | 0 | 0 | E | [6 empty] | 0
3 |  | 15246 | 7804 | 2 | HC | 250 |  | OP | 88 | 1930 |  |  |  | WAT |  |  | 0 | 250 | 250 | 0 |  | 0 | 0 | 0 | 0 | 0 | 0 | [6 empty] | 0 | 0 | 0 | 0 | 1930 | 0 | 0 | E | [6 empty] | 0
3 |  | 15248 | 3043 | 1 | GT | 56700 | P | OP | 9 | 1973 | NG | FO2 |  | FO2 | NG |  | 12600 | 51500 | 58000 | 0 |  | 0 | 0 | 0 | 0 | 0 | 0 | [6 empty] | 0 | 0 | 0 | 7 | 1973 | 0 | 0 | [7 empty] | 0
3 |  | 15248 | 3043 | 2 | GT | 56700 | P | OP | 9 | 1973 | NG | FO2 |  | FO2 | NG |  | 12600 | 51500 | 58000 | 0 |  | 0 | 0 | 0 | 0 | 0 | 0 | [6 empty] | 0 | 0 | 0 | 7 | 1973 | 0 | 0 | [7 empty] | 0
3 |  | 15248 | 3044 | 1 | HC | 5250 | B | OP | 12 | 1922 |  |  |  | WAT |  |  | 0 | 5500 | 5500 | 0 |  | 0 | 0 | 0 | 0 | 0 | 0 | [6 empty] | 0 | 0 | 0 | 9 | 1922 | 0 | 0 | E | [6 empty] | 0
3 |  | 15248 | 3044 | 2 | HC | 5250 | B | OP | 10 | 1912 |  |  |  | WAT |  |  | 0 | 5500 | 5500 | 0 |  | 0 | 0 | 0 | 0 | 0 | 0 | [6 empty] | 0 | 0 | 0 | 7 | 1912 | 0 | 0 | E | [6 empty] | 0
3 |  | 15248 | 3044 | 3 | HC | 5250 | B | OP | 10 | 1912 |  |  |  | WAT |  |  | 0 | 5500 | 5500 | 0 |  | 0 | 0 | 0 | 0 | 0 | 0 | [6 empty] | 0 | 0 | 0 | 7 | 1912 | 0 | 0 | E | [6 empty] | 0
3 |  | 15248 | 3044 | 4 | HC | 5250 | B | OP | 10 | 1912 |  |  |  | WAT |  |  | 0 | 5500 | 5500 | 0 |  | 0 | 0 | 0 | 0 | 0 | 0 | [6 empty] | 0 | 0 | 0 | 7 | 1912 | 0 | 0 | E | [6 empty] | 0
3 |  | 15248 | 3045 | 1 | HC | 3000 | B | OP | 2 | 1907 |  |  |  | WAT |  |  | 0 | 3745 | 3745 | 0 |  | 0 | 0 | 0 | 0 | 0 | 0 | [6 empty] | 0 | 0 | 0 | 11 | 1906 | 0 | 0 | E | [6 empty] | 0
3 |  | 15248 | 3045 | 2 | HC | 3000 | B | OP | 2 | 1907 |  |  |  | WAT |  |  | 0 | 3745 | 3745 | 0 |  | 0 | 0 | 0 | 0 | 0 | 0 | [6 empty] | 0 | 0 | 0 | 11 | 1906 | 0 | 0 | E | [6 empty] | 0
3 |  | 15248 | 3045 | 3 | HC | 2500 | B | OP | 7 | 1908 |  |  |  | WAT |  |  | 0 | 3120 | 3120 | 0 |  | 0 | 0 | 0 | 0 | 0 | 0 | [6 empty] | 0 | 0 | 0 | 4 | 1908 | 0 | 0 | E | [6 empty] | 0
3 |  | 15248 | 3045 | 4 | HC | 3000 | B | OP | 10 | 1909 |  |  |  | WAT |  |  | 0 | 3745 | 3745 | 0 |  | 0 | 0 | 0 | 0 | 0 | 0 | [6 empty] | 0 | 0 | 0 | 7 | 1909 | 0 | 0 | E | [6 empty] | 0
3 |  | 15248 | 3045 | 5 | HC | 3750 | B | OP | 8 | 1910 |  |  |  | WAT |  |  | 0 | 4680 | 4680 | 0 |  | 0 | 0 | 0 | 0 | 0 | 0 | [6 empty] | 0 | 0 | 0 | 5 | 1910 | 0 | 0 | E | [6 empty] | 0
3 |  | 15248 | 3045 | 6 | HC | 19200 | B | OP | 9 | 1958 |  |  |  | WAT |  |  | 0 | 23965 | 23965 | 0 |  | 0 | 0 | 0 | 0 | 0 | 0 | [6 empty] | 0 | 0 | 0 | 6 | 1958 | 0 | 0 | E | [6 empty] | 0
3 |  | 15248 | 3046 | 1 | GT | 56700 |  |  | 99 | 1973 |  |  |  | FO2 | NG |  | 0 | 0 | 0 | 0 | RE | 99 | 1981 | 0 | 0 | 0 | 0 | [6 empty] | 0 | 0 | 0 | 0 | 1973 | 0 | 0 | E | [6 empty] | 0
3 |  | 15248 | 3046 | 2 | GT | 56700 |  |  | 99 | 1973 |  |  |  | FO2 | NG |  | 0 | 0 | 0 | 0 | RE | 99 | 1981 | 0 | 0 | 0 | 0 | [6 empty] | 0 | 0 | 0 | 0 | 1973 | 0 | 0 | E | [6 empty] | 0
3 |  | 15248 | 3046 | 3 | GT | 56700 |  |  | 99 | 1973 |  |  |  | FO2 | NG |  | 0 | 0 | 0 | 0 | RE | 99 | 1981 | 0 | 0 | 0 | 0 | [6 empty] | 0 | 0 | 0 | 0 | 1973 | 0 | 0 | E | [6 empty] | 0
3 |  | 15248 | 3046 | 4 | GT | 56700 |  |  | 99 | 1973 |  |  |  | FO2 | NG |  | 0 | 0 | 0 | 0 | RE | 99 | 1981 | 0 | 0 | 0 | 0 | [6 empty] | 0 | 0 | 0 | 0 | 1973 | 0 | 0 | E | [6 empty] | 0
3 |  | 15248 | 3047 | 1 | HC | 19200 | B | OP | 12 | 1958 |  |  |  | WAT |  |  | 0 | 27000 | 27000 | 0 |  | 0 | 0 | 0 | 0 | 0 | 0 | [6 empty] | 0 | 0 | 0 | 9 | 1958 | 0 | 0 | E | [6 empty] | 0
3 |  | 15248 | 3047 | 2 | HC | 19200 | B | OP | 11 | 1958 |  |  |  | WAT |  |  | 0 | 27000 | 27000 | 0 |  | 0 | 0 | 0 | 0 | 0 | 0 | [6 empty] | 0 | 0 | 0 | 8 | 1958 | 0 | 0 | E | [6 empty] | 0
3 |  | 15248 | 3048 | 1 | HC | 32400 | C | OP | 12 | 1957 |  |  |  | WAT |  |  | 0 | 36000 | 36000 | 0 |  | 0 | 0 | 0 | 0 | 0 | 0 | [6 empty] | 0 | 0 | 0 | 9 | 1957 | 0 | 0 | E | [6 empty] | 0
3 |  | 15248 | 3048 | 2 | HC | 32400 | C | OP | 3 | 1958 |  |  |  | WAT |  |  | 0 | 36000 | 36000 | 0 |  | 0 | 0 | 0 | 0 | 0 | 0 | [6 empty] | 0 | 0 | 0 | 1 | 1958 | 0 | 0 | [7 empty] | 0
3 |  | 15248 | 3048 | 3 | HC | 32400 | C | OP | 4 | 1958 |  |  |  | WAT |  |  | 0 | 36000 | 36000 | 0 |  | 0 | 0 | 0 | 0 | 0 | 0 | [6 empty] | 0 | 0 | 0 | 1 | 1958 | 0 | 0 | E | [6 empty] | 0
3 |  | 15248 | 3049 | 1 | HC | 3300 | B | OP | 11 | 1911 |  |  |  | WAT |  |  | 0 | 3984 | 3984 | 0 |  | 0 | 0 | 0 | 0 | 0 | 0 | [6 empty] | 0 | 0 | 0 | 8 | 1911 | 0 | 0 | E | [6 empty] | 0
3 |  | 15248 | 3049 | 2 | HC | 3300 | B | OP | 12 | 1911 |  |  |  | WAT |  |  | 0 | 3984 | 3984 | 0 |  | 0 | 0 | 0 | 0 | 0 | 0 | [6 empty] | 0 | 0 | 0 | 9 | 1911 | 0 | 0 | E | [6 empty] | 0
3 |  | 15248 | 3049 | 3 | HC | 3300 | B | OP | 1 | 1912 |  |  |  | WAT |  |  | 0 | 3984 | 3984 | 0 |  | 0 | 0 | 0 | 0 | 0 | 0 | [6 empty] | 0 | 0 | 0 | 10 | 1911 | 0 | 0 | E | [6 empty] | 0
3 |  | 15248 | 3049 | 4 | HC | 4150 | B | OP | 12 | 1927 |  |  |  | WAT |  |  | 0 | 5010 | 5010 | 0 |  | 0 | 0 | 0 | 0 | 0 | 0 | [6 empty] | 0 | 0 | 0 | 9 | 1957 | 0 | 0 | [7 empty] | 0
3 |  | 15248 | 3049 | 5 | HC | 5000 | B | OP | 5 | 1952 |  |  |  | WAT |  |  | 0 | 6037 | 6037 | 0 |  | 0 | 0 | 0 | 0 | 0 | 0 | [6 empty] | 0 | 0 | 0 | 2 | 1952 | 0 | 0 | E | [6 empty] | 0
3 |  | 15248 | 3050 | 1 | HC | 82350 | C | OP | 8 | 1964 |  |  |  | WAT |  |  | 0 | 100000 | 100000 | 0 |  | 0 | 0 | 0 | 0 | 0 | 0 | [6 empty] | 0 | 0 | 0 | 5 | 1964 | 0 | 0 | E | [6 empty] | 0
3 |  | 15248 | 3050 | 2 | HC | 82350 | C | OP | 11 | 1964 |  |  |  | WAT |  |  | 0 | 100000 | 100000 | 0 |  | 0 | 0 | 0 | 0 | 0 | 0 | [6 empty] | 0 | 0 | 0 | 8 | 1964 | 0 | 0 | [7 empty] | 0
3 |  | 15248 | 3050 | 3 | HC | 82350 | C | OP | 10 | 1964 |  |  |  | WAT |  |  | 0 | 100000 | 100000 | 0 |  | 0 | 0 | 0 | 0 | 0 | 0 | [6 empty] | 0 | 0 | 0 | 7 | 1964 | 0 | 0 | [7 empty] | 0
3 |  | 15248 | 3052 | 1 | IC | 2750 | P | OP | 12 | 1970 | FO2 |  |  | FO2 |  |  | 9918 | 3000 | 3000 | 0 |  | 0 | 0 | 0 | 0 | 0 | 0 | [6 empty] | 0 | 0 | 0 | 11 | 1970 | 0 | 0 | E | [6 empty] | 0
3 |  | 15248 | 3052 | 2 | IC | 2750 | P | OP | 3 | 1973 | FO2 |  |  | FO2 |  |  | 9918 | 3000 | 3000 | 0 |  | 0 | 0 | 0 | 0 | 0 | 0 | [6 empty] | 0 | 0 | 0 | 2 | 1973 | 0 | 0 | E | [6 empty] | 0
3 |  | 15248 | 3053 | 1 | HC | 1200 | B | OP | 12 | 1952 |  |  |  | WAT |  |  | 0 | 1247 | 1247 | 0 |  | 0 | 0 | 0 | 0 | 0 | 0 | [6 empty] | 0 | 0 | 0 | 9 | 1952 | 0 | 0 | E | [6 empty] | 0
3 |  | 15248 | 3053 | 2 | HC | 1200 | B | OP | 12 | 1952 |  |  |  | WAT |  |  | 0 | 1247 | 1247 | 0 |  | 0 | 0 | 0 | 0 | 0 | 0 | [6 empty] | 0 | 0 | 0 | 9 | 1952 | 0 | 0 | E | [6 empty] | 0
3 |  | 15248 | 3053 | 3 | HC | 1200 | B | OP | 12 | 1952 |  |  |  | WAT |  |  | 0 | 1247 | 1247 | 0 |  | 0 | 0 | 0 | 0 | 0 | 0 | [6 empty] | 0 | 0 | 0 | 9 | 1952 | 0 | 0 | E | [6 empty] | 0
3 |  | 15248 | 3053 | 4 | HC | 1200 | B | OP | 12 | 1952 |  |  |  | WAT |  |  | 0 | 1247 | 1247 | 0 |  | 0 | 0 | 0 | 0 | 0 | 0 | [6 empty] | 0 | 0 | 0 | 9 | 1952 | 0 | 0 | E | [6 empty] | 0
3 |  | 15248 | 3053 | 5 | HC | 1200 | B | OP | 12 | 1952 |  |  |  | WAT |  |  | 0 | 1247 | 1247 | 0 |  | 0 | 0 | 0 | 0 | 0 | 0 | [6 empty] | 0 | 0 | 0 | 9 | 1952 | 0 | 0 | E | [6 empty] | 0
3 |  | 15248 | 3053 | 6 | HC | 1200 | B | OP | 12 | 1952 |  |  |  | WAT |  |  | 0 | 1247 | 1247 | 0 |  | 0 | 0 | 0 | 0 | 0 | 0 | [6 empty] | 0 | 0 | 0 | 9 | 1952 | 0 | 0 | E | [6 empty] | 0
3 |  | 15248 | 3053 | 7 | HC | 1200 | B | OP | 12 | 1952 |  |  |  | WAT |  |  | 0 | 1247 | 1247 | 0 |  | 0 | 0 | 0 | 0 | 0 | 0 | [6 empty] | 0 | 0 | 0 | 9 | 1952 | 0 | 0 | E | [6 empty] | 0
3 |  | 15248 | 3053 | 8 | HC | 1200 | B | OP | 12 | 1952 |  |  |  | WAT |  |  | 0 | 1247 | 1247 | 0 |  | 0 | 0 | 0 | 0 | 0 | 0 | [6 empty] | 0 | 0 | 0 | 9 | 1952 | 0 | 0 | E | [6 empty] | 0
3 |  | 15248 | 3053 | 9 | HC | 1000 | B | OS | 5 | 1924 |  |  |  | WAT |  |  | 0 | 1039 | 1039 | 0 |  | 0 | 0 | 0 | 0 | 0 | 0 | [6 empty] | 0 | 0 | 0 | 2 | 1924 | 0 | 0 | E | [6 empty] | 0
3 |  | 15248 | 3053 | 10 | HC | 1200 | B | OP | 12 | 1952 |  |  |  | WAT |  |  | 0 | 1247 | 1247 | 0 |  | 0 | 0 | 0 | 0 | 0 | 0 | [6 empty] | 0 | 0 | 0 | 9 | 1952 | 0 | 0 | E | [6 empty] | 0
3 |  | 15248 | 3053 | 11 | HC | 1200 | B | OP | 12 | 1952 |  |  |  | WAT |  |  | 0 | 1247 | 1247 | 0 |  | 0 | 0 | 0 | 0 | 0 | 0 | [6 empty] | 0 | 0 | 0 | 9 | 1952 | 0 | 0 | E | [6 empty] | 0
3 |  | 15248 | 3053 | 12 | HC | 1200 | B | OP | 12 | 1952 |  |  |  | WAT |  |  | 0 | 1247 | 1247 | 0 |  | 0 | 0 | 0 | 0 | 0 | 0 | [6 empty] | 0 | 0 | 0 | 9 | 1952 | 0 | 0 | E | [6 empty] | 0
3 |  | 15248 | 3053 | 13 | HC | 1200 | B | OP | 12 | 1952 |  |  |  | WAT |  |  | 0 | 1247 | 1247 | 0 |  | 0 | 0 | 0 | 0 | 0 | 0 | [6 empty] | 0 | 0 | 0 | 9 | 1952 | 0 | 0 | E | [6 empty] | 0
3 |  | 15248 | 4213 | 1 | HC | 23750 | B | OP | 2 | 1982 |  |  |  | WAT |  |  | 0 | 24000 | 24000 | 0 |  | 0 | 0 | 0 | 0 | 0 | 0 | [6 empty] | 0 | 0 | 0 | 11 | 1981 | 0 | 0 | E | [6 empty] | 0
3 |  | 15248 | 4214 | 2 | HC | 11875 | B | OP | 2 | 1982 |  |  |  | WAT |  |  | 0 | 12000 | 12000 | 0 |  | 0 | 0 | 0 | 0 | 0 | 0 | [6 empty] | 0 | 0 | 0 | 11 | 1981 | 0 | 0 | E | [6 empty] | 0
3 |  | 15248 | 4215 | 1 | HC | 18900 | B | OP | 6 | 1982 |  |  |  | WAT |  |  | 0 | 20790 | 20790 | 0 |  | 0 | 0 | 0 | 0 | 0 | 0 | [6 empty] | 0 | 0 | 0 | 3 | 1982 | 0 | 0 | E | [6 empty] | 0
3 | A044 | 15248 | 6053 | 1 | NP | 0 |  |  | 0 | 0 | [6 empty] | 0 | 0 | 0 | 1295000 | CN | 1 | 1984 | 7 | 1980 | 2 | 1988 |  |  |  | UR |  |  | 0 | 0 | 0 | 0 | 0 | 0 | 0 | [7 empty] | 0
3 | A044 | 15248 | 6053 | 2 | NP | 0 |  |  | 0 | 0 | [6 empty] | 0 | 0 | 0 | 1295000 | CN | 1 | 1984 | 3 | 1983 | 7 | 1990 |  |  |  | UR |  |  | 0 | 0 | 0 | 0 | 0 | 0 | 0 | [7 empty] | 0
3 |  | 15248 | 6106 | 1 | ST | 560500 | B | OP | 8 | 1980 | FO2 |  |  | SUB |  |  | 10836 | 530000 | 530000 | 0 |  | 0 | 0 | 0 | 0 | 0 | 0 | [6 empty] | 0 | 0 | 0 | 4 | 1980 | 0 | 0 | E | [6 empty] | 0
3 |  | 15248 | 6107 | 1 | NP | 1216000 | B | OP | 5 | 1976 |  |  |  | UR |  |  | 10150 | 1104000 | 1104000 | 0 |  | 0 | 0 | 0 | 0 | 0 | 0 | [6 empty] | 0 | 0 | 1130000 | 11 | 1975 | 0 | 0 | [7 empty] | 0
3 |  | 15248 | 6492 | 1 | ST | 13000 |  |  | 99 | 1921 |  |  |  | PET |  |  | 0 | 0 | 0 | 0 | RE | 12 | 1975 | 0 | 0 | 0 | 0 | [6 empty] | 0 | 0 | 0 | 0 | 1921 | 0 | 0 | E | [6 empty] | 0
3 |  | 15248 | 6492 | 2 | ST | 2000 |  |  | 99 | 1911 |  |  |  | PET |  |  | 0 | 0 | 0 | 0 | RE | 12 | 1975 | 0 | 0 | 0 | 0 | [6 empty] | 0 | 0 | 0 | 0 | 1911 | 0 | 0 | E | [6 empty] | 0
3 |  | 15248 | 6492 | 3 | ST | 6000 |  |  | 99 | 1923 |  |  |  | PET | NG |  | 0 | 0 | 0 | 0 | RE | 12 | 1975 | 0 | 0 | 0 | 0 | [6 empty] | 0 | 0 | 0 | 0 | 1923 | 0 | 0 | E | [6 empty] | 0
3 |  | 15248 | 6492 | 4 | ST | 20000 |  |  | 99 | 1926 |  |  |  | PET |  |  | 0 | 0 | 0 | 0 | RE | 12 | 1975 | 0 | 0 | 0 | 0 | [6 empty] | 0 | 0 | 0 | 0 | 1926 | 0 | 0 | E | [6 empty] | 0
3 |  | 15248 | 6492 | 6 | ST | 35000 |  |  | 99 | 1930 |  |  |  | PET | NG |  | 0 | 0 | 0 | 0 | RE | 12 | 1975 | 0 | 0 | 0 | 0 | [6 empty] | 0 | 0 | 0 | 0 | 1930 | 0 | 0 | E | [6 empty] | 0
3 |  | 15248 | 6505 | 1 | HL | 25500 | B | OP | 8 | 1924 |  |  |  | WAT |  |  | 0 | 22500 | 22500 | 0 |  | 0 | 0 | 0 | 0 | 0 | 0 | [6 empty] | 0 | 0 | 0 | 5 | 1924 | 0 | 0 | E | [6 empty] | 0
3 |  | 15248 | 6505 | 2 | HC | 25500 | B | OP | 3 | 1931 |  |  |  | WAT |  |  | 0 | 22500 | 22500 | 0 |  | 0 | 0 | 0 | 0 | 0 | 0 | [6 empty] | 0 | 0 | 0 | 12 | 1930 | 0 | 0 | E | [6 empty] | 0
3 |  | 15248 | 8073 | 1 | CT | 68300 | P | OP | 8 | 1974 | NG | FO2 |  | NG | FO2 |  | 12200 | 57440 | 62220 | 0 |  | 0 | 0 | 0 | 0 | 0 | 0 | [6 empty] | 0 | 0 | 0 | 6 | 1974 | 0 | 0 | [7 empty] | 0
3 |  | 15248 | 8073 | 2 | CT | 68300 | P | OP | 8 | 1974 | NG | FO2 |  | NG | FO2 |  | 12200 | 57440 | 62220 | 0 |  | 0 | 0 | 0 | 0 | 0 | 0 | [6 empty] | 0 | 0 | 0 | 6 | 1974 | 0 | 0 | [7 empty] | 0
3 |  | 15248 | 8073 | 3 | CT | 68300 | P | OP | 8 | 1974 | NG | FO2 |  | NG | FO2 |  | 10990 | 57440 | 62220 | 0 |  | 0 | 0 | 0 | 0 | 0 | 0 | [6 empty] | 0 | 0 | 0 | 6 | 1974 | 0 | 0 | [7 empty] | 0
3 |  | 15248 | 8073 | 4 | CT | 68300 | P | OP | 8 | 1974 | NG | FO2 |  | NG | FO2 |  | 10990 | 57440 | 62220 | 0 |  | 0 | 0 | 0 | 0 | 0 | 0 | [6 empty] | 0 | 0 | 0 | 6 | 1974 | 0 | 0 | [7 empty] | 0
3 |  | 15248 | 8073 | 5 | CT | 68300 | P | OP | 8 | 1974 | NG | FO2 |  | NG | FO2 |  | 12200 | 57440 | 62220 | 0 |  | 0 | 0 | 0 | 0 | 0 | 0 | [6 empty] | 0 | 0 | 0 | 6 | 1974 | 0 | 0 | [7 empty] | 0
3 |  | 15248 | 8073 | 6 | CT | 68300 | P | OP | 8 | 1974 | NG | FO2 |  | NG | FO2 |  | 12200 | 57440 | 62220 | 0 |  | 0 | 0 | 0 | 0 | 0 | 0 | [6 empty] | 0 | 0 | 0 | 6 | 1974 | 0 | 0 | [7 empty] | 0
3 |  | 15248 | 8073 | 7 | CW | 176400 | P | OP | 11 | 1977 |  |  |  | WH |  |  | 10224 | 148350 | 160690 | 0 |  | 0 | 0 | 0 | 0 | 0 | 0 | [6 empty] | 0 | 0 | 0 | 8 | 1977 | 0 | 0 | E | [6 empty] | 0
3 |  | 15263 | 1570 | 1 | ST | 15000 |  |  | 0 | 1900 |  |  |  | BIT |  |  | 0 | 0 | 0 | 0 | RE | 0 | 0 | 0 | 0 | 0 | 0 | [6 empty] | 0 | 0 | 0 | 0 | 1900 | 0 | 0 | E | [6 empty] | 0
3 |  | 15263 | 1570 | 2 | ST | 35000 |  |  | 0 | 1900 |  |  |  | BIT |  |  | 0 | 0 | 0 | 0 | RE | 0 | 0 | 0 | 0 | 0 | 0 | [6 empty] | 0 | 0 | 0 | 0 | 1900 | 0 | 0 | E | [6 empty] | 0
3 |  | 15263 | 1570 | 3 | ST | 34500 | C | OP | 10 | 1947 | FO2 |  |  | BIT |  |  | 12080 | 27000 | 27000 | 0 |  | 0 | 0 | 0 | 0 | 0 | 0 | [6 empty] | 0 | 0 | 0 | 10 | 1947 | 0 | 0 | [7 empty] | 0
3 |  | 15263 | 1570 | 4 | ST | 75000 | B | OP | 11 | 1958 | FO2 |  |  | BIT |  |  | 9899 | 86000 | 87000 | 0 |  | 0 | 0 | 0 | 0 | 0 | 0 | [6 empty] | 0 | 0 | 0 | 11 | 1958 | 0 | 0 | [7 empty] | 0
3 |  | 15263 | 3789 | 1 | HC | 600 | B | OP | 88 | 1927 | WAT |  |  | WAT |  |  | 0 | 360 | 600 | 0 |  | 0 | 0 | 0 | 0 | 0 | 0 | [6 empty] | 0 | 0 | 0 | 0 | 1927 | 0 | 0 | E | [6 empty] | 0
3 |  | 15263 | 3789 | 2 | HC | 400 | B | OP | 88 | 1927 | WAT |  |  | WAT |  |  | 0 | 240 | 400 | 0 |  | 0 | 0 | 0 | 0 | 0 | 0 | [6 empty] | 0 | 0 | 0 | 0 | 1927 | 0 | 0 | E | [6 empty] | 0
3 |  | 15263 | 3789 | 3 | HC | 600 | B | OP | 88 | 1927 | WAT |  |  | WAT |  |  | 0 | 360 | 600 | 0 |  | 0 | 0 | 0 | 0 | 0 | 0 | [6 empty] | 0 | 0 | 0 | 0 | 1927 | 0 | 0 | E | [6 empty] | 0
3 |  | 15263 | 3790 | 1 | HC | 400 | B | OP | 88 | 1923 | WAT |  |  | WAT |  |  | 0 | 240 | 400 | 0 |  | 0 | 0 | 0 | 0 | 0 | 0 | [6 empty] | 0 | 0 | 0 | 0 | 1923 | 0 | 0 | E | [6 empty] | 0
3 |  | 15263 | 3790 | 2 | HC | 400 | B | OP | 88 | 1923 | WAT |  |  | WAT |  |  | 0 | 240 | 400 | 0 |  | 0 | 0 | 0 | 0 | 0 | 0 | [6 empty] | 0 | 0 | 0 | 0 | 1923 | 0 | 0 | E | [6 empty] | 0
3 |  | 15263 | 3790 | 3 | HC | 600 | B | OP | 88 | 1925 | WAT |  |  | WAT |  |  | 0 | 360 | 600 | 0 |  | 0 | 0 | 0 | 0 | 0 | 0 | [6 empty] | 0 | 0 | 0 | 0 | 1925 | 0 | 0 | E | [6 empty] | 0
3 |  | 15263 | 3791 | 1 | ST | 34500 |  |  | 99 | 1949 |  |  |  | FO2 |  |  | 0 | 0 | 0 | 0 | RE | 3 | 1983 | 0 | 0 | 0 | 0 | [6 empty] | 0 | 0 | 0 | 0 | 1949 | 0 | 0 | E | [6 empty] | 0
3 |  | 15263 | 3792 | 1 | HC | 112 | B | OP | 88 | 1925 | WAT |  |  | WAT |  |  | 0 | 62 | 104 | 0 |  | 0 | 0 | 0 | 0 | 0 | 0 | [6 empty] | 0 | 0 | 0 | 0 | 1925 | 0 | 0 | E | [6 empty] | 0
3 |  | 15263 | 3792 | 2 | HC | 250 | B | OP | 88 | 1925 | WAT |  |  | WAT |  |  | 0 | 139 | 232 | 0 |  | 0 | 0 | 0 | 0 | 0 | 0 | [6 empty] | 0 | 0 | 0 | 0 | 1925 | 0 | 0 | E | [6 empty] | 0
3 |  | 15263 | 3792 | 3 | HC | 250 | B | OP | 88 | 1929 | WAT |  |  | WAT |  |  | 0 | 139 | 232 | 0 |  | 0 | 0 | 0 | 0 | 0 | 0 | [6 empty] | 0 | 0 | 0 | 0 | 1929 | 0 | 0 | E | [6 empty] | 0
3 |  | 15263 | 3792 | 4 | HC | 250 | B | OP | 88 | 1929 | WAT |  |  | WAT |  |  | 0 | 139 | 232 | 0 |  | 0 | 0 | 0 | 0 | 0 | 0 | [6 empty] | 0 | 0 | 0 | 0 | 1929 | 0 | 0 | E | [6 empty] | 0
3 |  | 15263 | 3793 | 1 | HC | 250 | B | OP | 88 | 1924 | WAT |  |  | WAT |  |  | 0 | 160 | 267 | 0 |  | 0 | 0 | 0 | 0 | 0 | 0 | [6 empty] | 0 | 0 | 0 | 0 | 1924 | 0 | 0 | E | [6 empty] | 0
3 |  | 15263 | 3793 | 2 | HC | 250 | B | OP | 88 | 1924 | WAT |  |  | WAT |  |  | 0 | 160 | 267 | 0 |  | 0 | 0 | 0 | 0 | 0 | 0 | [6 empty] | 0 | 0 | 0 | 0 | 1924 | 0 | 0 | E | [6 empty] | 0
3 |  | 15263 | 3793 | 3 | HC | 250 | B | OP | 88 | 1928 | WAT |  |  | WAT |  |  | 0 | 160 | 267 | 0 |  | 0 | 0 | 0 | 0 | 0 | 0 | [6 empty] | 0 | 0 | 0 | 0 | 1928 | 0 | 0 | E | [6 empty] | 0
3 |  | 15263 | 6542 | 1 | ST | 10000 |  |  | 99 | 1937 |  |  |  | NG |  |  | 0 | 0 | 0 | 0 | RE | 5 | 1978 | 0 | 0 | 0 | 0 | [6 empty] | 0 | 0 | 0 | 0 | 1937 | 0 | 0 | E | [6 empty] | 0
3 |  | 15263 | 6543 | 1 | HC | 500 | B | OP | 88 | 1909 | WAT |  |  | WAT |  |  | 0 | 300 | 500 | 0 |  | 0 | 0 | 0 | 0 | 0 | 0 | [6 empty] | 0 | 0 | 0 | 0 | 1909 | 0 | 0 | E | [6 empty] | 0
3 |  | 15263 | 6543 | 2 | HC | 500 | B | OP | 88 | 1909 | WAT |  |  | WAT |  |  | 0 | 300 | 500 | 0 |  | 0 | 0 | 0 | 0 | 0 | 0 | [6 empty] | 0 | 0 | 0 | 0 | 1909 | 0 | 0 | E | [6 empty] | 0
3 |  | 15263 | 6543 | 3 | HC | 900 | B | OP | 9 | 1991 |  |  |  | WAT |  |  | 0 | 900 | 900 | 0 |  | 0 | 0 | 0 | 0 | 0 | 0 | [6 empty] | 0 | 0 | 0 | 5 | 1989 | 0 | 0 | [7 empty] | 0
3 |  | 15263 | 6544 | 1 | HC | 560 | B | OP | 88 | 1919 | WAT |  |  | WAT |  |  | 0 | 300 | 500 | 0 |  | 0 | 0 | 0 | 0 | 0 | 0 | [6 empty] | 0 | 0 | 0 | 0 | 1919 | 0 | 0 | E | [6 empty] | 0
3 |  | 15263 | 6544 | 2 | HC | 560 | B | OP | 88 | 1919 | WAT |  |  | WAT |  |  | 0 | 300 | 500 | 0 |  | 0 | 0 | 0 | 0 | 0 | 0 | [6 empty] | 0 | 0 | 0 | 0 | 1919 | 0 | 0 | E | [6 empty] | 0
3 |  | 15263 | 6545 | 2 | HC | 600 | B | OP | 88 | 1925 | WAT |  |  | WAT |  |  | 0 | 360 | 600 | 0 |  | 0 | 0 | 0 | 0 | 0 | 0 | [6 empty] | 0 | 0 | 0 | 0 | 1925 | 0 | 0 | E | [6 empty] | 0
3 |  | 15263 | 6546 | 1 | HC | 840 | B | OP | 88 | 1913 | WAT |  |  | WAT |  |  | 0 | 497 | 828 | 0 |  | 0 | 0 | 0 | 0 | 0 | 0 | [6 empty] | 0 | 0 | 0 | 0 | 1913 | 0 | 0 | E | [6 empty] | 0
3 |  | 15263 | 6546 | 2 | HC | 1000 | B | OP | 88 | 1939 | WAT |  |  | WAT |  |  | 0 | 592 | 986 | 0 |  | 0 | 0 | 0 | 0 | 0 | 0 | [6 empty] | 0 | 0 | 0 | 0 | 1939 | 0 | 0 | E | [6 empty] | 0
3 |  | 15263 | 6546 | 3 | HC | 1000 | B | OP | 88 | 1938 | WAT |  |  | WAT |  |  | 0 | 592 | 986 | 0 |  | 0 | 0 | 0 | 0 | 0 | 0 | [6 empty] | 0 | 0 | 0 | 0 | 1938 | 0 | 0 | E | [6 empty] | 0
3 |  | 15270 | 603 | 4 | ST | 13000 |  |  | 0 | 1900 |  |  |  | FO6 | FO2 |  | 0 | 0 | 0 | 0 | RE | 0 | 0 | 0 | 0 | 0 | 0 | [6 empty] | 0 | 0 | 0 | 0 | 1900 | 0 | 0 | E | [6 empty] | 0
3 |  | 15270 | 603 | 5 | ST | 13000 |  |  | 0 | 1900 |  |  |  | FO6 | FO2 |  | 0 | 0 | 0 | 0 | RE | 0 | 0 | 0 | 0 | 0 | 0 | [6 empty] | 0 | 0 | 0 | 0 | 1900 | 0 | 0 | E | [6 empty] | 0
3 |  | 15270 | 603 | 6 | ST | 15000 |  |  | 0 | 1900 |  |  |  | FO6 |  |  | 0 | 0 | 0 | 0 | RE | 0 | 0 | 0 | 0 | 0 | 0 | [6 empty] | 0 | 0 | 0 | 0 | 1900 | 0 | 0 | E | [6 empty] | 0
3 |  | 15270 | 603 | 7 | ST | 15000 |  |  | 0 | 1900 |  |  |  | FO6 |  |  | 0 | 0 | 0 | 0 | RE | 0 | 0 | 0 | 0 | 0 | 0 | [6 empty] | 0 | 0 | 0 | 0 | 1900 | 0 | 0 | E | [6 empty] | 0
3 |  | 15270 | 603 | 8 | ST | 20000 |  |  | 0 | 1900 |  |  |  | FO6 |  |  | 0 | 0 | 0 | 0 | RE | 0 | 0 | 0 | 0 | 0 | 0 | [6 empty] | 0 | 0 | 0 | 0 | 1900 | 0 | 0 | E | [6 empty] | 0
3 |  | 15270 | 603 | 9 | ST | 20000 |  |  | 0 | 1900 |  |  |  | FO6 |  |  | 0 | 0 | 0 | 0 | RE | 0 | 0 | 0 | 0 | 0 | 0 | [6 empty] | 0 | 0 | 0 | 0 | 1900 | 0 | 0 | E | [6 empty] | 0
3 |  | 15270 | 603 | 10 | ST | 30000 |  |  | 8 | 1927 |  |  |  | FO6 |  |  | 0 | 0 | 0 | 0 | RE | 12 | 1979 | 0 | 0 | 0 | 0 | [6 empty] | 0 | 0 | 0 | 0 | 1927 | 0 | 0 | E | [6 empty] | 0
3 |  | 15270 | 603 | 11 | ST | 30000 |  |  | 6 | 1929 |  |  |  | FO6 |  |  | 0 | 0 | 0 | 0 | RE | 12 | 1979 | 0 | 0 | 0 | 0 | [6 empty] | 0 | 0 | 0 | 0 | 1929 | 0 | 0 | E | [6 empty] | 0
3 |  | 15270 | 603 | 12 | ST | 30000 |  |  | 5 | 1931 |  |  |  | FO6 |  |  | 0 | 0 | 0 | 0 | RE | 12 | 1979 | 0 | 0 | 0 | 0 | [6 empty] | 0 | 0 | 0 | 0 | 1931 | 0 | 0 | E | [6 empty] | 0
3 |  | 15270 | 603 | 13 | ST | 50000 |  |  | 12 | 1947 |  |  |  | FO6 |  |  | 0 | 0 | 0 | 0 | RE | 12 | 1981 | 0 | 0 | 0 | 0 | [6 empty] | 0 | 0 | 0 | 0 | 1947 | 0 | 0 | E | [6 empty] | 0
3 |  | 15270 | 603 | 14 | ST | 28000 |  |  | 7 | 1952 |  |  |  | FO6 |  |  | 0 | 0 | 0 | 0 | RE | 12 | 1979 | 0 | 0 | 0 | 0 | [6 empty] | 0 | 0 | 0 | 0 | 1952 | 0 | 0 | E | [6 empty] | 0
3 |  | 15270 | 603 | 15 | ST | 290000 | C | OP | 6 | 1968 | FO2 |  |  | FO4 | FO2 |  | 11459 | 275000 | 275000 | 0 |  | 0 | 0 | 0 | 0 | 0 | 0 | [6 empty] | 0 | 0 | 0 | 5 | 1968 | 0 | 0 | E | [6 empty] | 0
3 |  | 15270 | 603 | 16 | ST | 290000 | C | OP | 5 | 1972 | FO2 |  |  | FO4 | FO2 |  | 11566 | 275000 | 275000 | 0 |  | 0 | 0 | 0 | 0 | 0 | 0 | [6 empty] | 0 | 0 | 0 | 2 | 1972 | 0 | 0 | E | [6 empty] | 0
3 |  | 15270 | 603 | GT3 | GT | 0 |  |  | 0 | 0 | [6 empty] | 0 | 0 | 0 | 70000 | CN | 0 | 1988 | 0 | 1992 | 0 | 0 | OT |  |  | FO2 |  |  | 0 | 0 | 0 | 0 | 0 | 57640 | 69199 | [7 empty] | 0
3 |  | 15270 | 604 | 1 | ST | 38000 |  |  | 99 | 1933 |  |  |  | FO6 |  |  | 0 | 0 | 0 | 0 | RE | 12 | 1981 | 0 | 0 | 0 | 0 | [6 empty] | 0 | 0 | 0 | 0 | 1933 | 0 | 0 | E | [6 empty] | 0
3 |  | 15270 | 604 | 2 | ST | 38000 |  |  | 7 | 1938 |  |  |  | FO6 |  |  | 0 | 0 | 0 | 0 | RE | 12 | 1981 | 0 | 0 | 0 | 0 | [6 empty] | 0 | 0 | 0 | 0 | 1938 | 0 | 0 | E | [6 empty] | 0
3 |  | 15270 | 604 | 3 | ST | 50000 |  |  | 11 | 1940 |  |  |  | FO6 |  |  | 0 | 0 | 0 | 0 | RE | 12 | 1981 | 0 | 0 | 0 | 0 | [6 empty] | 0 | 0 | 0 | 0 | 1940 | 0 | 0 | E | [6 empty] | 0
3 |  | 15270 | 604 | 4 | ST | 50000 |  |  | 7 | 1942 |  |  |  | FO6 |  |  | 0 | 0 | 0 | 0 | RE | 12 | 1981 | 0 | 0 | 0 | 0 | [6 empty] | 0 | 0 | 0 | 0 | 1942 | 0 | 0 | E | [6 empty] | 0
3 |  | 15270 | 604 | 5 | ST | 50000 |  |  | 7 | 1943 |  |  |  | FO6 |  |  | 0 | 0 | 0 | 0 | RE | 12 | 1981 | 0 | 0 | 0 | 0 | [6 empty] | 0 | 0 | 0 | 0 | 1943 | 0 | 0 | E | [6 empty] | 0
3 |  | 15270 | 604 | 6 | ST | 50000 |  |  | 9 | 1945 |  |  |  | FO6 |  |  | 0 | 0 | 0 | 0 | RE | 12 | 1981 | 0 | 0 | 0 | 0 | [6 empty] | 0 | 0 | 0 | 0 | 1945 | 0 | 0 | E | [6 empty] | 0
3 |  | 15270 | 604 | EAS | GT | 144000 | P | OP | 5 | 1968 | FO2 |  |  | FO2 |  |  | 14649 | 128000 | 160000 | 0 |  | 0 | 0 | 0 | 0 | 0 | 0 | [6 empty] | 0 | 0 | 0 | 4 | 1968 | 0 | 0 | E | [6 empty] | 0
3 |  | 15270 | 604 | WES | GT | 144000 | P | OP | 6 | 1968 | FO2 |  |  | FO2 |  |  | 14649 | 128000 | 160000 | 0 |  | 0 | 0 | 0 | 0 | 0 | 0 | [6 empty] | 0 | 0 | 0 | 5 | 1968 | 0 | 0 | E | [6 empty] | 0
3 |  | 15270 | 1571 | 3 | ST | 659000 | C | OP | 5 | 1975 | NG | FO2 | FO6 | FO6 | NG | FO2 | 10614 | 612000 | 612000 | 0 |  | 0 | 0 | 0 | 0 | 0 | 0 | [6 empty] | 0 | 0 | 0 | 2 | 1975 | 0 | 0 | E | [6 empty] | 0
3 |  | 15270 | 1571 | 4 | ST | 659000 | C | OP | 12 | 1981 | NG | FO2 | FO6 | NG | FO6 | FO2 | 10386 | 612000 | 612000 | 0 |  | 0 | 0 | 0 | 0 | 0 | 0 | [6 empty] | 0 | 0 | 0 | 8 | 1981 | 0 | 0 | E | [6 empty] | 0
3 |  | 15270 | 1571 | GT1 | GT | 16000 | P | OP | 4 | 1967 | FO2 |  |  | FO2 |  |  | 12172 | 18000 | 18000 | 0 |  | 0 | 0 | 0 | 0 | 0 | 0 | [6 empty] | 0 | 0 | 0 | 3 | 1967 | 0 | 0 | E | [6 empty] | 0
3 |  | 15270 | 1571 | GT2 | GT | 35000 | P | OP | 6 | 1974 | FO2 |  |  | FO2 |  |  | 12781 | 30000 | 35000 | 0 |  | 0 | 0 | 0 | 0 | 0 | 0 | [6 empty] | 0 | 0 | 0 | 5 | 1974 | 0 | 0 | E | [6 empty] | 0
3 |  | 15270 | 1571 | GT3 | GT | 103000 | P | OP | 6 | 1991 | NG | FO2 |  | NG | FO2 |  | 11753 | 83000 | 97000 | 0 |  | 0 | 0 | 0 | 0 | 0 | 0 | [6 empty] | 0 | 0 | 0 | 6 | 1991 | 0 | 0 | [7 empty] | 0
3 |  | 15270 | 1571 | GT4 | GT | 103000 | P | OP | 6 | 1991 | NG | FO2 |  | NG | FO2 |  | 11753 | 83000 | 97000 | 0 |  | 0 | 0 | 0 | 0 | 0 | 0 | [6 empty] | 0 | 0 | 0 | 6 | 1991 | 0 | 0 | [7 empty] | 0
3 |  | 15270 | 1571 | GT5 | GT | 125000 | P | OP | 6 | 1991 | NG | FO2 |  | NG | FO2 |  | 12211 | 105000 | 118000 | 0 |  | 0 | 0 | 0 | 0 | 0 | 0 | [6 empty] | 0 | 0 | 0 | 6 | 1991 | 0 | 0 | [7 empty] | 0
3 |  | 15270 | 1571 | GT6 | GT | 125000 | P | OP | 6 | 1991 | NG | FO2 |  | NG | FO2 |  | 12211 | 105000 | 118000 | 0 |  | 0 | 0 | 0 | 0 | 0 | 0 | [6 empty] | 0 | 0 | 0 | 6 | 1991 | 0 | 0 | [7 empty] | 0
3 |  | 15270 | 1571 | ST1 | ST | 364000 | B | OP | 8 | 1964 | FO2 |  |  | BIT | FO2 |  | 9250 | 341000 | 341000 | 0 |  | 0 | 0 | 0 | 0 | 0 | 0 | [6 empty] | 0 | 0 | 0 | 6 | 1964 | 0 | 0 | E | [6 empty] | 0
3 |  | 15270 | 1571 | ST2 | ST | 364000 | B | OP | 3 | 1965 | FO2 |  |  | BIT | FO2 |  | 8976 | 342000 | 343000 | 0 |  | 0 | 0 | 0 | 0 | 0 | 0 | [6 empty] | 0 | 0 | 0 | 1 | 1965 | 0 | 0 | E | [6 empty] | 0
3 |  | 15270 | 1571 | SGT1 | GT | 94000 | P | OP | 6 | 1990 | NG | FO2 |  | NG | FO2 |  | 11722 | 84000 | 93000 | 0 |  | 0 | 0 | 0 | 0 | 0 | 0 | [6 empty] | 0 | 0 | 0 | 6 | 1990 | 0 | 0 | [7 empty] | 0
3 |  | 15270 | 1572 | 2 | ST | 196000 | B | OP | 4 | 1960 | FO2 |  |  | BIT | FO2 |  | 9354 | 181000 | 181000 | 0 |  | 0 | 0 | 0 | 0 | 0 | 0 | [6 empty] | 0 | 0 | 0 | 3 | 1960 | 0 | 0 | E | [6 empty] | 0
3 |  | 15270 | 1572 | 3 | ST | 196000 | B | OP | 3 | 1962 | FO2 |  |  | BIT | FO2 |  | 9267 | 181000 | 181000 | 0 |  | 0 | 0 | 0 | 0 | 0 | 0 | [6 empty] | 0 | 0 | 0 | 1 | 1962 | 0 | 0 | E | [6 empty] | 0
3 |  | 15270 | 1572 | 4 | ST | 0 |  |  | 0 | 0 | [6 empty] | 0 | 0 | 0 | 400000 | CN | 99 | 9999 | 5 | 1976 | 5 | 1987 |  |  |  | BIT | FO2 |  | 0 | 0 | 0 | 0 | 0 | 373000 | 381000 | [7 empty] | 0
3 |  | 15270 | 1572 | GT1 | GT | 16000 | P | OP | 3 | 1967 | FO2 |  |  | FO2 |  |  | 12780 | 13000 | 13000 | 0 |  | 0 | 0 | 0 | 0 | 0 | 0 | [6 empty] | 0 | 0 | 0 | 3 | 1967 | 0 | 0 | E | [6 empty] | 0
3 |  | 15270 | 1572 | GT2 | CT | 0 |  |  | 0 | 0 | [6 empty] | 0 | 0 | 0 | 163000 | CO | 0 | 0 | 6 | 1992 | 6 | 1992 |  |  |  | FO2 | NG |  | 138000 | 166000 | 0 | 0 | 0 | 131847 | 135066 | [7 empty] | 0
3 |  | 15270 | 1572 | GT3 | CT | 0 |  |  | 0 | 0 | [6 empty] | 0 | 0 | 0 | 163000 | CO | 0 | 0 | 6 | 1995 | 5 | 1993 |  |  |  | FO2 | NG |  | 138000 | 166000 | 0 | 0 | 0 | 131847 | 135066 | [7 empty] | 0
3 |  | 15270 | 1572 | NA1 | CW | 0 |  |  | 0 | 0 | [6 empty] | 0 | 0 | 0 | 185000 | PL | 0 | 0 | 12 | 1998 | 5 | 1999 | LO |  |  | WH |  |  | 132000 | 145000 | 0 | 0 | 0 | 148870 | 151446 | [7 empty] | 0
3 |  | 15270 | 1572 | ST1 | ST | 196000 | B | OP | 6 | 1959 | FO2 |  |  | BIT | FO2 |  | 9451 | 181000 | 181000 | 0 |  | 0 | 0 | 0 | 0 | 0 | 0 | [6 empty] | 0 | 0 | 0 | 5 | 1959 | 0 | 0 | E | [6 empty] | 0
3 |  | 15270 | 1573 | 3 | GT | 65000 | P | OP | 6 | 1973 | FO2 |  |  | FO2 |  |  | 11869 | 54000 | 65000 | 0 |  | 0 | 0 | 0 | 0 | 0 | 0 | [6 empty] | 0 | 0 | 0 | 5 | 1973 | 0 | 0 | E | [6 empty] | 0
3 |  | 15270 | 1573 | 4 | GT | 65000 | P | OP | 6 | 1973 | FO2 |  |  | FO2 |  |  | 11869 | 54000 | 65000 | 0 |  | 0 | 0 | 0 | 0 | 0 | 0 | [6 empty] | 0 | 0 | 0 | 5 | 1973 | 0 | 0 | E | [6 empty] | 0
3 |  | 15270 | 1573 | 5 | GT | 65000 | P | OP | 5 | 1973 | FO2 |  |  | FO2 |  |  | 11869 | 54000 | 65000 | 0 |  | 0 | 0 | 0 | 0 | 0 | 0 | [6 empty] | 0 | 0 | 0 | 4 | 1973 | 0 | 0 | E | [6 empty] | 0
3 |  | 15270 | 1573 | 6 | GT | 65000 | P | OP | 5 | 1973 | FO2 |  |  | FO2 |  |  | 11869 | 54000 | 65000 | 0 |  | 0 | 0 | 0 | 0 | 0 | 0 | [6 empty] | 0 | 0 | 0 | 4 | 1973 | 0 | 0 | E | [6 empty] | 0
3 |  | 15270 | 1573 | GT1 | GT | 18000 | P | OP | 12 | 1970 | FO2 |  |  | FO2 |  |  | 13924 | 16000 | 20000 | 0 |  | 0 | 0 | 0 | 0 | 0 | 0 | [6 empty] | 0 | 0 | 0 | 11 | 1970 | 0 | 0 | E | [6 empty] | 0
3 |  | 15270 | 1573 | GT2 | GT | 18000 | P | OP | 2 | 1971 | FO2 |  |  | FO2 |  |  | 13924 | 16000 | 20000 | 0 |  | 0 | 0 | 0 | 0 | 0 | 0 | [6 empty] | 0 | 0 | 0 | 1 | 1971 | 0 | 0 | E | [6 empty] | 0
3 |  | 15270 | 1573 | ST1 | ST | 626000 | B | OP | 6 | 1970 | FO2 |  |  | BIT | FO6 | FO2 | 9103 | 582000 | 583000 | 0 |  | 0 | 0 | 0 | 0 | 0 | 0 | [6 empty] | 0 | 0 | 0 | 4 | 1970 | 0 | 0 | E | [6 empty] | 0
3 |  | 15270 | 1573 | ST2 | ST | 626000 | B | OP | 6 | 1971 | FO2 |  |  | BIT | FO6 | FO2 | 9053 | 582000 | 583000 | 0 |  | 0 | 0 | 0 | 0 | 0 | 0 | [6 empty] | 0 | 0 | 0 | 3 | 1971 | 0 | 0 | E | [6 empty] | 0
3 |  | 15270 | 3788 | 1 | ST | 92000 | C | OP | 9 | 1949 | FO2 |  |  | BIT | FO2 |  | 11805 | 87000 | 87000 | 0 |  | 0 | 0 | 0 | 0 | 0 | 0 | [6 empty] | 0 | 0 | 0 | 8 | 1949 | 0 | 0 | E | [6 empty] | 0
3 |  | 15270 | 3788 | 2 | ST | 92000 | C | OP | 6 | 1950 | FO2 |  |  | BIT | FO2 |  | 11683 | 87000 | 87000 | 0 |  | 0 | 0 | 0 | 0 | 0 | 0 | [6 empty] | 0 | 0 | 0 | 5 | 1950 | 0 | 0 | E | [6 empty] | 0
3 |  | 15270 | 3788 | 3 | ST | 110000 | B | OP | 6 | 1954 | FO2 |  |  | BIT | FO2 |  | 9483 | 102000 | 102000 | 0 |  | 0 | 0 | 0 | 0 | 0 | 0 | [6 empty] | 0 | 0 | 0 | 5 | 1954 | 0 | 0 | E | [6 empty] | 0
3 |  | 15270 | 3788 | 4 | ST | 110000 | B | OP | 2 | 1956 | FO2 |  |  | BIT | FO2 |  | 9564 | 102000 | 102000 | 0 |  | 0 | 0 | 0 | 0 | 0 | 0 | [6 empty] | 0 | 0 | 0 | 1 | 1956 | 0 | 0 | E | [6 empty] | 0
3 |  | 15270 | 3788 | 5 | ST | 110000 | B | OP | 5 | 1957 | FO2 |  |  | BIT | FO2 |  | 9693 | 102000 | 102000 | 0 |  | 0 | 0 | 0 | 0 | 0 | 0 | [6 empty] | 0 | 0 | 0 | 4 | 1957 | 0 | 0 | E | [6 empty] | 0
3 |  | 15270 | 5061 | 1 | NP | 0 |  |  | 0 | 0 | [6 empty] | 0 | 0 | 0 | 1146000 | CN | 88 | 1977 | 12 | 1980 | 0 | 0 |  |  |  | UR |  |  | 0 | 0 | 0 | 0 | 0 | 0 | 0 | [7 empty] | 0
3 |  | 15270 | 5061 | 2 | NP | 0 |  |  | 0 | 0 | [6 empty] | 0 | 0 | 0 | 1146000 | CN | 88 | 1977 | 12 | 1981 | 0 | 0 |  |  |  | UR |  |  | 0 | 0 | 0 | 0 | 0 | 0 | 0 | [7 empty] | 0
3 |  | 15270 | 7085 | CT1 | CT | 0 |  |  | 0 | 0 | [6 empty] | 0 | 0 | 0 | 163000 | CN | 12 | 1991 | 6 | 1992 | 6 | 1992 | LO |  |  | FO2 | NG |  | 138000 | 166000 | 0 | 0 | 0 | 131847 | 135066 | [7 empty] | 0
3 |  | 15270 | 7085 | CT2 | CT | 0 |  |  | 0 | 0 | [6 empty] | 0 | 0 | 0 | 163000 | CN | 12 | 1991 | 6 | 1995 | 5 | 1998 | LO |  |  | FO2 | NG |  | 138000 | 166000 | 0 | 0 | 0 | 131847 | 135066 | [7 empty] | 0
3 |  | 15270 | 7085 | CW1 | CW | 0 |  |  | 0 | 0 | [6 empty] | 0 | 0 | 0 | 185000 | CN | 12 | 1991 | 0 | 1998 | 0 | 2000 | LO |  |  | WH |  |  | 132000 | 145000 | 0 | 0 | 0 | 148870 | 151446 | [7 empty] | 0
3 |  | 15270 | 7086 | CT3 | CT | 0 |  |  | 0 | 0 | [6 empty] | 0 | 0 | 0 | 163000 | CN | 12 | 1991 | 0 | 1996 | 0 | 2003 | LO |  |  | FO2 | NG |  | 138000 | 166000 | 0 | 0 | 0 | 131847 | 135066 | [7 empty] | 0
3 |  | 15270 | 7086 | CT4 | CT | 0 |  |  | 0 | 0 | [6 empty] | 0 | 0 | 0 | 163000 | CN | 12 | 1991 | 0 | 1997 | 0 | 2004 | LO |  |  | FO2 | NG |  | 138000 | 166000 | 0 | 0 | 0 | 131847 | 135066 | [7 empty] | 0
3 |  | 15270 | 7086 | CW2 | CW | 0 |  |  | 0 | 0 | [6 empty] | 0 | 0 | 0 | 185000 | CN | 12 | 1991 | 0 | 1999 | 0 | 2005 | LO |  |  | WH |  |  | 132000 | 145000 | 0 | 0 | 0 | 148870 | 151446 | [7 empty] | 0
3 | A436 | 15296 | 88 | 1 | HC | 2375 | B | OP | 11 | 1982 | WAT |  |  | WAT |  |  | 0 | 3800 | 3300 | 0 |  | 0 | 0 | 0 | 0 | 0 | 0 | [6 empty] | 0 | 0 | 0 | 10 | 1982 | 0 | 0 | [7 empty] | 0
3 | A436 | 15296 | 88 | 2 | HC | 2375 | B | OP | 11 | 1982 | WAT |  |  | WAT |  |  | 0 | 0 | 0 | 0 |  | 0 | 0 | 0 | 0 | 0 | 0 | [6 empty] | 0 | 0 | 0 | 10 | 1982 | 0 | 0 | [7 empty] | 0
3 | A437 | 15296 | 650 | 1 | HC | 1000 | B | OP | 7 | 1983 | WAT |  |  | WAT |  |  | 0 | 2400 | 2400 | 0 |  | 0 | 0 | 0 | 0 | 0 | 0 | [6 empty] | 0 | 0 | 0 | 3 | 1983 | 0 | 0 | [7 empty] | 0
3 | A437 | 15296 | 650 | 2 | HC | 1000 | B | OP | 7 | 1983 | WAT |  |  | WAT |  |  | 0 | 0 | 0 | 0 |  | 0 | 0 | 0 | 0 | 0 | 0 | [6 empty] | 0 | 0 | 0 | 3 | 1983 | 0 | 0 | [7 empty] | 0
3 | A437 | 15296 | 650 | 3 | HC | 1000 | B | OP | 7 | 1983 | WAT |  |  | WAT |  |  | 0 | 0 | 0 | 0 |  | 0 | 0 | 0 | 0 | 0 | 0 | [6 empty] | 0 | 0 | 0 | 3 | 1983 | 0 | 0 | [7 empty] | 0
3 |  | 15296 | 655 | 1 | ST | 0 |  |  | 0 | 0 | [6 empty] | 0 | 0 | 0 | 42000 | CN | 6 | 1985 | 6 | 1990 | 12 | 1992 | AP |  |  | REF |  |  | 0 | 0 | 0 | 0 | 0 | 41000 | 42000 | [7 empty] | 0
3 |  | 15296 | 808 | 1 | HC | 4500 | B | OP | 7 | 1991 | WAT |  |  | WAT |  |  | 0 | 2000 | 2000 | 0 |  | 0 | 0 | 9 | 1985 | 0 | 0 | AP | [5 empty] | 0 | 0 | 0 | 12 | 1985 | 0 | 0 | [7 empty] | 0
3 |  | 15296 | 808 | 2 | HC | 4500 | B | OP | 7 | 1991 |  |  |  | WAT |  |  | 0 | 2000 | 2000 | 0 |  | 0 | 0 | 9 | 1985 | 3 | 1986 | AP | [5 empty] | 0 | 0 | 0 | 12 | 1985 | 0 | 0 | [7 empty] | 0
3 |  | 15296 | 824 | NA1 | HC | 0 |  |  | 0 | 0 | [6 empty] | 0 | 0 | 0 | 1500 | CN | 8 | 1988 | 6 | 1985 | 0 | 0 |  | FI |  | WAT |  |  | 3000 | 3000 | 0 | 0 | 0 | 1000 | 1000 | [7 empty] | 0
3 |  | 15296 | 824 | NA2 | HC | 0 |  |  | 0 | 0 | [6 empty] | 0 | 0 | 0 | 1500 | CN | 8 | 1988 | 6 | 1985 | 0 | 0 |  | FI |  | WAT |  |  | 3000 | 3000 | 0 | 0 | 0 | 1000 | 1000 | [7 empty] | 0
3 |  | 15296 | 2491 | 6 | ST | 883000 | C | OP | 3 | 1977 | FO6 | NG |  | FO6 | NG |  | 9808 | 825000 | 825000 | 0 |  | 0 | 0 | 0 | 0 | 0 | 0 | [6 empty] | 0 | 0 | 0 | 12 | 1976 | 0 | 0 | E | [6 empty] | 0
3 |  | 15296 | 2685 | 1 | HC | 2800 | B | OS | 88 | 1924 |  |  |  | WAT |  |  | 0 | 2000 | 2800 | 0 |  | 0 | 0 | 0 | 0 | 0 | 0 | [6 empty] | 0 | 0 | 0 | 0 | 1924 | 0 | 0 | E | [6 empty] | 0
3 |  | 15296 | 2685 | 2 | HC | 2800 | B | OS | 88 | 1924 |  |  |  | WAT |  |  | 0 | 2000 | 2800 | 0 |  | 0 | 0 | 0 | 0 | 0 | 0 | [6 empty] | 0 | 0 | 0 | 0 | 1924 | 0 | 0 | E | [6 empty] | 0
3 |  | 15296 | 2685 | NA1 | HC | 3000 | B | OP | 7 | 1991 |  |  |  | WAT |  |  | 0 | 2974 | 2903 | 0 |  | 0 | 0 | 1 | 1986 | 0 | 0 | OT | [5 empty] | 0 | 0 | 0 | 5 | 1990 | 0 | 0 |  |  |  |  | Y | Delay due to change in construction and procurement approach |  | 0
3 |  | 15296 | 2685 | NA2 | HC | 3000 | B | OP | 7 | 1991 |  |  |  | WAT |  |  | 0 | 2974 | 2903 | 0 |  | 0 | 0 | 1 | 1986 | 0 | 0 | OT | [5 empty] | 0 | 0 | 0 | 5 | 1990 | 0 | 0 |  |  |  |  | Y | Delay due to change in construction and procurement approach |  | 0
3 |  | 15296 | 2686 | 1 | HC | 2800 | B | OS | 88 | 1924 |  |  |  | WAT |  |  | 0 | 2000 | 2800 | 0 |  | 0 | 0 | 0 | 0 | 0 | 0 | [6 empty] | 0 | 0 | 0 | 0 | 1924 | 0 | 0 | E |  |  |  | Y | Request fed and cod to change from 1924 to 1925. |  | 0
3 |  | 15296 | 2686 | 2 | HC | 2800 | B | OS | 88 | 1924 |  |  |  | WAT |  |  | 0 | 2000 | 2800 | 0 |  | 0 | 0 | 0 | 0 | 0 | 0 | [6 empty] | 0 | 0 | 0 | 0 | 1924 | 0 | 0 | E |  |  |  | Y | Request fed and cod to change from 1924 to 1925. |  | 0
3 |  | 15296 | 2686 | NA1 | HC | 3000 | B | OP | 7 | 1991 | WAT |  |  | WAT |  |  | 0 | 2974 | 2903 | 0 |  | 0 | 0 | 4 | 1986 | 0 | 0 | OT | [5 empty] | 0 | 0 | 0 | 11 | 1990 | 0 | 0 |  |  |  |  | Y | Delay due to change in construction and procurement approach. |  | 0
3 |  | 15296 | 2686 | NA2 | HC | 3000 | B | OP | 7 | 1991 | WAT |  |  | WAT |  |  | 0 | 2974 | 2903 | 0 |  | 0 | 0 | 4 | 1986 | 0 | 0 | OT | [5 empty] | 0 | 0 | 0 | 11 | 1990 | 0 | 0 |  |  |  |  | Y | Delay due to change in construction and procurement approach. |  | 0
3 | A435 | 15296 | 2691 | 1 | HR | 250000 | P | OP | 7 | 1973 | WAT |  |  | WAT |  |  | 0 | 1040000 | 1040000 | 0 |  | 0 | 0 | 0 | 0 | 0 | 0 | [6 empty] | 0 | 0 | 0 | 6 | 1973 | 0 | 0 | [7 empty] | 0
3 | A435 | 15296 | 2691 | 2 | HR | 250000 | P | OP | 7 | 1973 | WAT |  |  | WAT |  |  | 0 | 0 | 0 | 0 |  | 0 | 0 | 0 | 0 | 0 | 0 | [6 empty] | 0 | 0 | 0 | 7 | 1973 | 0 | 0 | [7 empty] | 0
3 | A435 | 15296 | 2691 | 3 | HR | 250000 | P | OP | 9 | 1973 | WAT |  |  | WAT |  |  | 0 | 0 | 0 | 0 |  | 0 | 0 | 0 | 0 | 0 | 0 | [6 empty] | 0 | 0 | 0 | 8 | 1973 | 0 | 0 | [7 empty] | 0
3 | A435 | 15296 | 2691 | 4 | HR | 250000 | P | OP | 10 | 1973 | WAT |  |  | WAT |  |  | 0 | 0 | 0 | 0 |  | 0 | 0 | 0 | 0 | 0 | 0 | [6 empty] | 0 | 0 | 0 | 10 | 1973 | 0 | 0 | [7 empty] | 0
3 | C052 | 15296 | 2692 | 1 | HR | 20000 | P | OP | 10 | 1961 | WAT |  |  | WAT |  |  | 0 | 2400000 | 2400000 | 0 |  | 0 | 0 | 0 | 0 | 0 | 0 | [6 empty] | 0 | 0 | 0 | 9 | 1961 | 0 | 0 | [7 empty] | 0
3 | C052 | 15296 | 2692 | 2 | HR | 20000 | P | OP | 11 | 1961 | WAT |  |  | WAT |  |  | 0 | 0 | 0 | 0 |  | 0 | 0 | 0 | 0 | 0 | 0 | [6 empty] | 0 | 0 | 0 | 11 | 1961 | 0 | 0 | [7 empty] | 0
3 | C052 | 15296 | 2692 | 3 | HR | 20000 | P | OP | 11 | 1961 | WAT |  |  | WAT |  |  | 0 | 0 | 0 | 0 |  | 0 | 0 | 0 | 0 | 0 | 0 | [6 empty] | 0 | 0 | 0 | 11 | 1961 | 0 | 0 | [7 empty] | 0
3 | C052 | 15296 | 2692 | 4 | HR | 20000 | P | OP | 1 | 1962 | WAT |  |  | WAT |  |  | 0 | 0 | 0 | 0 |  | 0 | 0 | 0 | 0 | 0 | 0 | [6 empty] | 0 | 0 | 0 | 1 | 1962 | 0 | 0 | [7 empty] | 0
3 | C052 | 15296 | 2692 | 5 | HR | 20000 | P | OP | 2 | 1962 | WAT |  |  | WAT |  |  | 0 | 0 | 0 | 0 |  | 0 | 0 | 0 | 0 | 0 | 0 | [6 empty] | 0 | 0 | 0 | 2 | 1962 | 0 | 0 | [7 empty] | 0
3 | C052 | 15296 | 2692 | 6 | HR | 20000 | P | OP | 2 | 1962 | WAT |  |  | WAT |  |  | 0 | 0 | 0 | 0 |  | 0 | 0 | 0 | 0 | 0 | 0 | [6 empty] | 0 | 0 | 0 | 2 | 1962 | 0 | 0 | [7 empty] | 0
3 | C052 | 15296 | 2692 | 7 | HR | 20000 | P | OP | 4 | 1962 | WAT |  |  | WAT |  |  | 0 | 0 | 0 | 0 |  | 0 | 0 | 0 | 0 | 0 | 0 | [6 empty] | 0 | 0 | 0 | 4 | 1962 | 0 | 0 | [7 empty] | 0
3 | C052 | 15296 | 2692 | 8 | HR | 20000 | P | OP | 5 | 1962 | WAT |  |  | WAT |  |  | 0 | 0 | 0 | 0 |  | 0 | 0 | 0 | 0 | 0 | 0 | [6 empty] | 0 | 0 | 0 | 5 | 1962 | 0 | 0 | [7 empty] | 0
3 | C052 | 15296 | 2692 | 9 | HR | 20000 | P | OP | 6 | 1962 | WAT |  |  | WAT |  |  | 0 | 0 | 0 | 0 |  | 0 | 0 | 0 | 0 | 0 | 0 | [6 empty] | 0 | 0 | 0 | 6 | 1962 | 0 | 0 | [7 empty] | 0
3 | C052 | 15296 | 2692 | 10 | HR | 20000 | P | OP | 7 | 1962 | WAT |  |  | WAT |  |  | 0 | 0 | 0 | 0 |  | 0 | 0 | 0 | 0 | 0 | 0 | [6 empty] | 0 | 0 | 0 | 7 | 1962 | 0 | 0 | [7 empty] | 0
3 | C052 | 15296 | 2692 | 11 | HR | 20000 | P | OP | 8 | 1962 | WAT |  |  | WAT |  |  | 0 | 0 | 0 | 0 |  | 0 | 0 | 0 | 0 | 0 | 0 | [6 empty] | 0 | 0 | 0 | 8 | 1962 | 0 | 0 | [7 empty] | 0
3 | C052 | 15296 | 2692 | 12 | HR | 20000 | P | OP | 10 | 1962 | WAT |  |  | WAT |  |  | 0 | 0 | 0 | 0 |  | 0 | 0 | 0 | 0 | 0 | 0 | [6 empty] | 0 | 0 | 0 | 9 | 1962 | 0 | 0 | [7 empty] | 0
3 | C052 | 15296 | 2692 | 13 | HR | 0 |  |  | 0 | 0 | [6 empty] | 0 | 0 | 0 | 30000 | PL | 0 | 0 | 7 | 1990 | 9 | 1996 |  |  |  | WAT |  |  | 0 | 0 | 0 | 0 | 0 | 30368 | 64385 | [7 empty] | 0
3 | C052 | 15296 | 2692 | 14 | HR | 0 |  |  | 0 | 0 | [6 empty] | 0 | 2730000 | 2730000 | 30000 | PL | 0 | 0 | 7 | 1990 | 11 | 1996 |  |  |  | WAT |  |  | 0 | 0 | 0 | 0 | 0 | 30368 | 64385 | [7 empty] | 0
3 |  | 15296 | 2692 | 15 | HR | 0 |  |  | 0 | 0 | [6 empty] | 0 | 0 | 0 | 20000 | CN | 0 | 1985 | 7 | 1990 | 7 | 1990 |  |  |  | WAT |  |  | 20000 | 20000 | 0 | 0 | 0 | 20000 | 41000 | [7 empty] | 0
3 | C052 | 15296 | 2693 | 1 | HC | 150000 | C | OP | 1 | 1961 | WAT |  |  | WAT |  |  | 0 | 0 | 0 | 175000 | MO | 0 | 0 | 11 | 1991 | 11 | 1993 |  |  |  | WAT |  |  | 175000 | 175000 | 0 | 1 | 1961 | 201988 | 187955 | [7 empty] | 0
3 | C052 | 15296 | 2693 | 2 | HC | 150000 | C | OP | 2 | 1962 | WAT |  |  | WAT |  |  | 0 | 0 | 0 | 175000 | MO | 0 | 0 | 7 | 1993 | 0 | 1993 | [6 empty] | 175000 | 175000 | 0 | 2 | 1962 | 0 | 0 | [7 empty] | 0
3 | C052 | 15296 | 2693 | 3 | HC | 150000 | C | OP | 3 | 1961 | WAT |  |  | WAT |  |  | 0 | 0 | 0 | 175000 | MO | 0 | 0 | 11 | 1993 | 0 | 1993 | [6 empty] | 175000 | 175000 | 0 | 3 | 1961 | 0 | 0 | [7 empty] | 0
3 | C052 | 15296 | 2693 | 4 | HC | 150000 | C | OP | 4 | 1961 | WAT |  |  | WAT |  |  | 0 | 0 | 0 | 175000 | MO | 0 | 0 | 7 | 1994 | 6 | 1992 | [6 empty] | 175000 | 175000 | 0 | 4 | 1961 | 0 | 0 | [6 empty] | OP | 150000
3 | C052 | 15296 | 2693 | 5 | HC | 150000 | C | OP | 6 | 1961 | WAT |  |  | WAT |  |  | 0 | 0 | 0 | 175000 | MO | 0 | 0 | 11 | 1994 | 0 | 1994 | [6 empty] | 175000 | 175000 | 0 | 6 | 1961 | 0 | 0 | [7 empty] | 0
3 | C052 | 15296 | 2693 | 6 | HC | 150000 | C | OP | 7 | 1961 | WAT |  |  | WAT |  |  | 0 | 0 | 0 | 175000 | MO | 0 | 0 | 7 | 1995 | 0 | 1995 | [6 empty] | 175000 | 175000 | 0 | 7 | 1961 | 0 | 0 | [7 empty] | 0
3 | C052 | 15296 | 2693 | 7 | HC | 150000 | C | OP | 8 | 1961 | WAT |  |  | WAT |  |  | 0 | 0 | 0 | 175000 | MO | 0 | 0 | 11 | 1995 | 0 | 1995 | [6 empty] | 175000 | 175000 | 0 | 8 | 1961 | 0 | 0 | [7 empty] | 0
3 | C052 | 15296 | 2693 | 8 | HC | 150000 | C | OP | 9 | 1961 | WAT |  |  | WAT |  |  | 0 | 0 | 0 | 175000 | MO | 0 | 0 | 7 | 1996 | 0 | 1996 | [6 empty] | 175000 | 175000 | 0 | 9 | 1961 | 0 | 0 | [7 empty] | 0
3 | C052 | 15296 | 2693 | 9 | HC | 150000 | C | OP | 11 | 1961 | WAT |  |  | WAT |  |  | 0 | 0 | 0 | 175000 | MO | 0 | 0 | 11 | 1996 | 0 | 1996 | [6 empty] | 175000 | 175000 | 0 | 11 | 1961 | 0 | 0 | [7 empty] | 0
3 | C052 | 15296 | 2693 | 10 | HC | 150000 | C | OP | 12 | 1961 | WAT |  |  | WAT |  |  | 0 | 0 | 0 | 175000 | MO | 0 | 0 | 7 | 1997 | 0 | 1997 | [6 empty] | 175000 | 175000 | 0 | 12 | 1961 | 0 | 0 | [7 empty] | 0
3 | C052 | 15296 | 2693 | 11 | HC | 150000 | C | OP | 2 | 1962 | WAT |  |  | WAT |  |  | 0 | 0 | 0 | 175000 | MO | 0 | 0 | 11 | 1997 | 0 | 1997 | [6 empty] | 175000 | 175000 | 0 | 2 | 1962 | 0 | 0 | [7 empty] | 0
3 | C052 | 15296 | 2693 | 12 | HC | 150000 | C | OP | 3 | 1962 | WAT |  |  | WAT |  |  | 0 | 0 | 0 | 175000 | MO | 0 | 0 | 7 | 1998 | 0 | 1998 | [6 empty] | 175000 | 175000 | 0 | 3 | 1962 | 0 | 0 | [7 empty] | 0
3 | C052 | 15296 | 2693 | 13 | HC | 150000 | C | OP | 5 | 1962 | WAT |  |  | WAT |  |  | 0 | 0 | 0 | 175000 | MO | 0 | 0 | 11 | 1998 | 0 | 1998 | [6 empty] | 175000 | 175000 | 0 | 5 | 1962 | 0 | 0 | [7 empty] | 0
3 |  | 15296 | 2693 | 14 | HC | 0 |  |  | 0 | 0 | [6 empty] | 0 | 0 | 0 | 225000 | CN | 9 | 1987 | 7 | 1990 | 5 | 1994 | LE |  |  | WAT |  |  | 300000 | 300000 | 0 | 0 | 0 | 262150 | 243216 | [7 empty] | 0
3 |  | 15296 | 2693 | 15 | HC | 0 |  |  | 0 | 0 | [6 empty] | 0 | 0 | 0 | 225000 | CN | 9 | 1987 | 7 | 1990 | 5 | 1994 | LE |  |  | WAT |  |  | 300000 | 300000 | 0 | 0 | 0 | 262000 | 243000 | [7 empty] | 0
3 | A434 | 15296 | 2694 | 17 | HC | 57000 | B | OP | 7 | 1959 | WAT |  |  | WAT |  |  | 0 | 800000 | 800000 | 0 |  | 0 | 0 | 0 | 0 | 0 | 0 | [6 empty] | 0 | 0 | 0 | 7 | 1959 | 0 | 0 | [7 empty] | 0
3 | A434 | 15296 | 2694 | 18 | HC | 57000 | B | OP | 7 | 1959 | WAT |  |  | WAT |  |  | 0 | 0 | 0 | 0 |  | 0 | 0 | 0 | 0 | 0 | 0 | [6 empty] | 0 | 0 | 0 | 5 | 1959 | 0 | 0 | [7 empty] | 0
3 | A434 | 15296 | 2694 | 19 | HC | 57000 | B | OP | 6 | 1959 | WAT |  |  | WAT |  |  | 0 | 0 | 0 | 0 |  | 0 | 0 | 0 | 0 | 0 | 0 | [6 empty] | 0 | 0 | 0 | 6 | 1959 | 0 | 0 | [7 empty] | 0
3 | A434 | 15296 | 2694 | 20 | HC | 57000 | B | OP | 5 | 1959 | WAT |  |  | WAT |  |  | 0 | 0 | 0 | 0 |  | 0 | 0 | 0 | 0 | 0 | 0 | [6 empty] | 0 | 0 | 0 | 4 | 1959 | 0 | 0 | [7 empty] | 0
3 | A434 | 15296 | 2694 | 21 | HC | 57000 | B | OP | 5 | 1959 | WAT |  |  | WAT |  |  | 0 | 0 | 0 | 0 |  | 0 | 0 | 0 | 0 | 0 | 0 | [6 empty] | 0 | 0 | 0 | 4 | 1959 | 0 | 0 | [7 empty] | 0
3 | A434 | 15296 | 2694 | 22 | HC | 57000 | B | OP | 3 | 1959 | WAT |  |  | WAT |  |  | 0 | 0 | 0 | 0 |  | 0 | 0 | 0 | 0 | 0 | 0 | [6 empty] | 0 | 0 | 0 | 3 | 1959 | 0 | 0 | [7 empty] | 0
3 | A434 | 15296 | 2694 | 23 | HC | 57000 | B | OP | 1 | 1959 | WAT |  |  | WAT |  |  | 0 | 0 | 0 | 0 |  | 0 | 0 | 0 | 0 | 0 | 0 | [6 empty] | 0 | 0 | 0 | 1 | 1959 | 0 | 0 | [7 empty] | 0
3 | A434 | 15296 | 2694 | 24 | HC | 57000 | B | OP | 12 | 1958 | WAT |  |  | WAT |  |  | 0 | 0 | 0 | 0 |  | 0 | 0 | 0 | 0 | 0 | 0 | [6 empty] | 0 | 0 | 0 | 12 | 1958 | 0 | 0 | [7 empty] | 0
3 | A434 | 15296 | 2694 | 25 | HC | 57000 | B | OP | 11 | 1958 | WAT |  |  | WAT |  |  | 0 | 0 | 0 | 0 |  | 0 | 0 | 0 | 0 | 0 | 0 | [6 empty] | 0 | 0 | 0 | 11 | 1958 | 0 | 0 | [7 empty] | 0
3 | A434 | 15296 | 2694 | 26 | HC | 57000 | B | OP | 10 | 1958 | WAT |  |  | WAT |  |  | 0 | 0 | 0 | 0 |  | 0 | 0 | 0 | 0 | 0 | 0 | [6 empty] | 0 | 0 | 0 | 9 | 1958 | 0 | 0 | [7 empty] | 0
3 | A434 | 15296 | 2694 | 27 | HC | 57000 | B | OP | 8 | 1958 | WAT |  |  | WAT |  |  | 0 | 0 | 0 | 0 |  | 0 | 0 | 0 | 0 | 0 | 0 | [6 empty] | 0 | 0 | 0 | 8 | 1958 | 0 | 0 | [7 empty] | 0
3 | A434 | 15296 | 2694 | 28 | HC | 57000 | B | OP | 8 | 1958 | WAT |  |  | WAT |  |  | 0 | 0 | 0 | 0 |  | 0 | 0 | 0 | 0 | 0 | 0 | [6 empty] | 0 | 0 | 0 | 8 | 1958 | 0 | 0 | [7 empty] | 0
3 | A434 | 15296 | 2694 | 29 | HC | 57000 | B | OP | 7 | 1958 | WAT |  |  | WAT |  |  | 0 | 0 | 0 | 0 |  | 0 | 0 | 0 | 0 | 0 | 0 | [6 empty] | 0 | 0 | 0 | 7 | 1958 | 0 | 0 | [7 empty] | 0
3 | A434 | 15296 | 2694 | 30 | HC | 57000 | B | OP | 7 | 1958 | WAT |  |  | WAT |  |  | 0 | 0 | 0 | 0 |  | 0 | 0 | 0 | 0 | 0 | 0 | [6 empty] | 0 | 0 | 0 | 7 | 1958 | 0 | 0 | [7 empty] | 0
3 | A434 | 15296 | 2694 | 31 | HC | 57000 | B | OP | 7 | 1958 | WAT |  |  | WAT |  |  | 0 | 0 | 0 | 0 |  | 0 | 0 | 0 | 0 | 0 | 0 | [6 empty] | 0 | 0 | 0 | 7 | 1958 | 0 | 0 | [7 empty] | 0
3 | A434 | 15296 | 2694 | 32 | HC | 57000 | B | OP | 7 | 1958 | WAT |  |  | WAT |  |  | 0 | 0 | 0 | 0 |  | 0 | 0 | 0 | 0 | 0 | 0 | [6 empty] | 0 | 0 | 0 | 7 | 1958 | 0 | 0 | [7 empty] | 0
3 | A434 | 15296 | 5016 | 1 | ST | 0 |  |  | 0 | 0 | [6 empty] | 0 | 0 | 0 | 25000 | CN | 0 | 1984 | 6 | 1989 | 0 | 0 |  |  |  | WD |  |  | 0 | 0 | 0 | 0 | 0 | 0 | 0 | [7 empty] | 0
3 | A434 | 15296 | 6109 | 3 | HR | 0 |  |  | 0 | 0 | [6 empty] | 0 | 0 | 0 | 250000 | CN | 99 | 9999 | 5 | 1978 | 6 | 1988 |  |  |  | WAT |  |  | 0 | 0 | 0 | 0 | 0 | 0 | 0 | [7 empty] | 0
3 | A434 | 15296 | 6109 | 4 | HR | 0 |  |  | 0 | 0 | [6 empty] | 0 | 0 | 0 | 250000 | CN | 99 | 9999 | 5 | 1978 | 6 | 1988 |  |  |  | WAT |  |  | 0 | 0 | 0 | 0 | 0 | 0 | 0 | [7 empty] | 0
3 |  | 15296 | 6109 | NA1 | HR | 0 |  |  | 0 | 0 | [6 empty] | 0 | 0 | 0 | 250000 | CN | 5 | 1987 | 5 | 1987 | 0 | 0 | AP | FI |  | WAT |  |  | 0 | 0 | 0 | 0 | 0 | 256000 | 643000 | [7 empty] | 0
3 |  | 15296 | 6109 | NA2 | HR | 0 |  |  | 0 | 0 | [6 empty] | 0 | 0 | 0 | 250000 | CN | 5 | 1987 | 5 | 1987 | 0 | 0 | AP | FI |  | WAT |  |  | 0 | 0 | 0 | 0 | 0 | 256000 | 643000 | [7 empty] | 0
3 |  | 15296 | 6109 | NA3 | HR | 0 |  |  | 0 | 0 | [6 empty] | 0 | 0 | 0 | 250000 | CN | 5 | 1987 | 5 | 1987 | 0 | 0 | AP | FI |  | WAT |  |  | 0 | 0 | 0 | 0 | 0 | 256000 | 643000 | [7 empty] | 0
3 |  | 15296 | 6109 | NA4 | HR | 0 |  |  | 0 | 0 | [6 empty] | 0 | 0 | 0 | 250000 | CN | 5 | 1987 | 5 | 1987 | 0 | 0 | AP | FI |  | WAT |  |  | 0 | 0 | 0 | 0 | 0 | 256000 | 643000 | [7 empty] | 0
3 |  | 15296 | 6110 | 1 | NB | 883000 | B | OP | 7 | 1975 | UR |  |  | UR |  |  | 9798 | 800000 | 800000 | 0 |  | 0 | 0 | 0 | 0 | 0 | 0 | [6 empty] | 0 | 0 | 821000 | 10 | 1974 | 0 | 0 | [7 empty] | 0
3 |  | 15296 | 6111 | 1 | ST | 0 |  |  | 0 | 0 | [6 empty] | 0 | 0 | 0 | 700000 | CN | 99 | 9999 | 6 | 1980 | 5 | 1990 |  |  |  | BIT |  |  | 0 | 0 | 0 | 0 | 0 | 648000 | 661000 | [7 empty] | 0
3 |  | 15296 | 6187 | 1 | NP | 0 |  |  | 0 | 0 | [6 empty] | 0 | 0 | 0 | 1287000 | CN | 88 | 1979 | 6 | 1983 | 1 | 1986 |  |  |  | UR |  |  | 0 | 0 | 0 | 0 | 0 | 0 | 0 | [7 empty] | 0
3 |  | 15296 | 7314 | NA1 | CT | 0 |  |  | 0 | 0 | [6 empty] | 0 | 0 | 0 | 108000 | PL | 0 | 0 | 2 | 1994 | 2 | 1994 |  |  |  | NG |  |  | 82245 | 114615 | 0 | 0 | 0 | 88840 | 93093 | [7 empty] | 0
3 |  | 15296 | 7314 | NA2 | CW | 0 |  |  | 0 | 0 | [6 empty] | 0 | 0 | 0 | 56000 | PL | 0 | 0 | 2 | 1994 | 2 | 1994 |  |  |  | WH |  |  | 53350 | 52330 | 0 | 0 | 0 | 47318 | 51408 | [7 empty] | 0
3 |  | 15296 | 8907 | 3 | NP | 1013000 | B | OP | 8 | 1976 | UR |  |  | UR |  |  | 10309 | 980000 | 1000000 | 0 |  | 0 | 0 | 0 | 0 | 0 | 0 | [6 empty] | 0 | 0 | 965000 | 4 | 1976 | 0 | 0 | [7 empty] | 0
3 |  | 15321 | 1317 | 1 | ST | 3000 | B | SB | 99 | 1938 | NG |  |  | FO2 | NG |  | 25000 | 3025 | 3094 | 0 |  | 0 | 0 | 0 | 0 | 0 | 0 | [6 empty] | 0 | 0 | 0 | 0 | 1938 | 0 | 0 | E | E | E |  |  |  |  | 0
3 |  | 15321 | 1317 | 2 | ST | 3000 |  |  | 1 | 1947 | NG |  |  | FO2 | NG |  | 18000 | 3000 | 3000 | 0 | RE | 0 | 1980 | 0 | 0 | 0 | 0 | [6 empty] | 0 | 0 | 0 | 12 | 1946 | 0 | 0 | E | [6 empty] | 0
3 |  | 15321 | 1317 | 3 | ST | 5000 | B | OP | 3 | 1953 | NG |  |  | FO2 | NG |  | 15500 | 5800 | 5800 | 0 |  | 0 | 0 | 0 | 0 | 0 | 0 | [6 empty] | 0 | 0 | 0 | 2 | 1953 | 0 | 0 | E | [6 empty] | 0
3 |  | 15321 | 1317 | 5 | ST | 14000 | B | OP | 1 | 1965 | NG |  |  | FO2 | NG |  | 13500 | 13000 | 14000 | 0 |  | 0 | 0 | 0 | 0 | 0 | 0 | [6 empty] | 0 | 0 | 0 | 11 | 1964 | 0 | 0 | E | [6 empty] | 0
3 |  | 15321 | 1317 | IC1 | IC | 1500 | P | SB | 1 | 1958 | FO1 |  |  | FO2 | NG |  | 10500 | 1500 | 1500 | 0 |  | 0 | 0 | 0 | 0 | 0 | 0 | [6 empty] | 0 | 0 | 0 | 12 | 1957 | 0 | 0 | E | [6 empty] | 0
3 |  | 15337 | 194 | 1 | IC | 592 |  |  | 88 | 1937 |  |  |  | FO2 |  |  | 0 | 592 | 592 | 0 | SD | 0 | 1987 | 0 | 0 | 0 | 0 | [6 empty] | 0 | 0 | 0 | 0 | 1937 | 0 | 0 | E | [6 empty] | 0
3 |  | 15337 | 194 | 2 | IC | 300 |  |  | 88 | 1921 |  |  |  | FO2 |  |  | 0 | 300 | 300 | 0 | SD | 0 | 1987 | 0 | 0 | 0 | 0 | [6 empty] | 0 | 0 | 0 | 0 | 1921 | 0 | 0 | E | [6 empty] | 0
3 |  | 15337 | 194 | 3 | IC | 200 |  |  | 88 | 1927 |  |  |  | FO2 |  |  | 0 | 200 | 200 | 0 | SD | 0 | 1987 | 0 | 0 | 0 | 0 | [6 empty] | 0 | 0 | 0 | 0 | 1927 | 0 | 0 | E | [6 empty] | 0
3 |  | 15348 | 2004 | 1 | IC | 100 |  | SB | 88 | 1935 | FO2 |  |  | FO2 |  |  | 0 | 80 | 80 | 0 |  | 0 | 0 | 0 | 0 | 0 | 0 | [6 empty] | 0 | 0 | 0 | 0 | 1935 | 0 | 0 | E | [6 empty] | 0
3 |  | 15348 | 2004 | 2 | IC | 200 |  | SB | 88 | 1935 | FO2 |  |  | FO2 |  |  | 0 | 150 | 150 | 0 |  | 0 | 0 | 0 | 0 | 0 | 0 | [6 empty] | 0 | 0 | 0 | 0 | 1935 | 0 | 0 | E | [6 empty] | 0
3 |  | 15348 | 2004 | 3 | IC | 300 |  | SB | 88 | 1939 | FO2 |  |  | FO2 |  |  | 0 | 250 | 250 | 0 |  | 0 | 0 | 0 | 0 | 0 | 0 | [6 empty] | 0 | 0 | 0 | 0 | 1939 | 0 | 0 | E | [6 empty] | 0
3 |  | 15348 | 2004 | 4 | IC | 700 |  | SB | 88 | 1949 | FO2 |  |  | FO2 |  |  | 12500 | 600 | 600 | 0 |  | 0 | 0 | 0 | 0 | 0 | 0 | [6 empty] | 0 | 0 | 0 | 0 | 1949 | 0 | 0 | E | [6 empty] | 0
3 |  | 15348 | 2004 | 5 | IC | 1100 |  | SB | 88 | 1954 | FO2 |  |  | FO2 |  |  | 11587 | 800 | 800 | 0 |  | 0 | 0 | 0 | 0 | 0 | 0 | [6 empty] | 0 | 0 | 0 | 0 | 1954 | 0 | 0 | E | [6 empty] | 0
3 |  | 15348 | 2004 | 6 | IC | 2070 |  | SB | 88 | 1974 | NG |  |  | NG | FO2 |  | 11782 | 2091 | 2091 | 0 |  | 0 | 0 | 0 | 0 | 0 | 0 | [6 empty] | 0 | 0 | 0 | 0 | 1974 | 0 | 0 | E | [6 empty] | 0
3 |  | 15349 | 1176 | 1 | IC | 700 | P | SB | 88 | 1968 | NG | FO2 |  | FO2 | NG |  | 0 | 700 | 700 | 0 |  | 0 | 0 | 0 | 0 | 0 | 0 | [6 empty] | 0 | 0 | 0 | 0 | 1968 | 0 | 0 | E | [6 empty] | 0
3 |  | 15349 | 1176 | 2 | IC | 700 | P | SB | 88 | 1968 | NG | FO2 |  | FO2 | NG |  | 0 | 700 | 700 | 0 |  | 0 | 0 | 0 | 0 | 0 | 0 | [6 empty] | 0 | 0 | 0 | 0 | 1968 | 0 | 0 | E | [6 empty] | 0
3 |  | 15349 | 1176 | 3 | IC | 300 | P | SB | 88 | 1947 | FO2 |  |  | FO2 |  |  | 0 | 300 | 300 | 0 |  | 0 | 0 | 0 | 0 | 0 | 0 | [6 empty] | 0 | 0 | 0 | 0 | 1947 | 0 | 0 | E | [6 empty] | 0
3 |  | 15349 | 1176 | 4 | IC | 1800 | P | SB | 88 | 1980 | FO2 |  |  | NG | FO2 |  | 0 | 1800 | 1800 | 0 |  | 0 | 0 | 0 | 0 | 0 | 0 | [6 empty] | 0 | 0 | 0 | 0 | 1980 | 0 | 0 | E | [6 empty] | 0
3 |  | 15349 | 1176 | 5 | IC | 700 | P | SB | 88 | 1960 | FO2 |  |  | FO2 |  |  | 0 | 700 | 700 | 0 |  | 0 | 0 | 0 | 0 | 0 | 0 | [6 empty] | 0 | 0 | 0 | 0 | 1960 | 0 | 0 | E | [6 empty] | 0
3 |  | 15377 | 1177 | 1 | IC | 600 | B | SB | 88 | 1952 | FO2 |  |  | FO2 |  |  | 0 | 600 | 600 | 0 |  | 0 | 0 | 0 | 0 | 0 | 0 | [6 empty] | 0 | 0 | 0 | 0 | 1952 | 0 | 0 | E | [6 empty] | 0
3 |  | 15377 | 1177 | 2 | IC | 200 | B | SB | 88 | 1938 | FO2 |  |  | FO2 |  |  | 0 | 150 | 150 | 0 |  | 0 | 0 | 0 | 0 | 0 | 0 | [6 empty] | 0 | 0 | 0 | 0 | 1938 | 0 | 0 | E | [6 empty] | 0
3 |  | 15377 | 1177 | 3 | IC | 200 |  |  | 88 | 1938 | FO2 |  |  | FO2 |  |  | 0 | 200 | 200 | 0 | RE | 9 | 1985 | 0 | 0 | 0 | 0 | [6 empty] | 0 | 0 | 0 | 0 | 1938 | 0 | 0 | [7 empty] | 0
3 |  | 15377 | 1177 | 4 | IC | 600 | B | SB | 88 | 1972 | FO2 |  |  | FO2 |  |  | 0 | 600 | 600 | 0 |  | 0 | 0 | 0 | 0 | 0 | 0 | [6 empty] | 0 | 0 | 0 | 0 | 1972 | 0 | 0 | E | [6 empty] | 0
3 |  | 15384 | 2153 | 1 | IC | 1000 |  |  | 99 | 1935 |  |  |  | UNK |  |  | 0 | 0 | 0 | 0 | RE | 8 | 1978 | 0 | 0 | 0 | 0 | [6 empty] | 0 | 0 | 0 | 0 | 1935 | 0 | 0 | E | [6 empty] | 0
3 |  | 15384 | 2153 | 2 | IC | 1000 |  |  | 99 | 1947 |  |  |  | UNK |  |  | 0 | 0 | 0 | 0 | RE | 8 | 1978 | 0 | 0 | 0 | 0 | [6 empty] | 0 | 0 | 0 | 0 | 1947 | 0 | 0 | E | [6 empty] | 0
3 |  | 15384 | 2153 | 3 | IC | 1000 |  |  | 99 | 1958 |  |  |  | UNK |  |  | 0 | 0 | 0 | 0 | RE | 8 | 1978 | 0 | 0 | 0 | 0 | [6 empty] | 0 | 0 | 0 | 0 | 1958 | 0 | 0 | E | [6 empty] | 0
3 |  | 15387 | 2005 | 1 | IC | 100 |  | SB | 99 | 1938 | FO2 |  |  | FO2 |  |  | 0 | 100 | 100 | 0 |  | 0 | 0 | 0 | 0 | 0 | 0 | [6 empty] | 0 | 0 | 0 | 0 | 1938 | 0 | 0 | E | [6 empty] | 0
3 |  | 15387 | 2005 | 2 | IC | 100 |  | SB | 99 | 1938 | FO2 |  |  | FO2 |  |  | 0 | 100 | 100 | 0 |  | 0 | 0 | 0 | 0 | 0 | 0 | [6 empty] | 0 | 0 | 0 | 0 | 1938 | 0 | 0 | E | [6 empty] | 0
3 |  | 15387 | 2005 | 3 | IC | 2400 |  | SB | 12 | 1978 | FO2 |  |  | FO2 | NG |  | 0 | 2200 | 2200 | 0 |  | 0 | 0 | 0 | 0 | 0 | 0 | [6 empty] | 0 | 0 | 0 | 12 | 1978 | 0 | 0 | E | [6 empty] | 0
3 |  | 15387 | 2005 | 4 | IC | 1200 |  | SB | 99 | 1967 | FO2 |  |  | FO2 | NG |  | 0 | 950 | 950 | 0 |  | 0 | 0 | 0 | 0 | 0 | 0 | [6 empty] | 0 | 0 | 0 | 10 | 1967 | 0 | 0 | [7 empty] | 0
3 |  | 15387 | 2005 | 5 | IC | 1000 |  | SB | 99 | 1953 | FO2 |  |  | FO2 | NG |  | 0 | 800 | 800 | 0 |  | 0 | 0 | 0 | 0 | 0 | 0 | [6 empty] | 0 | 0 | 0 | 7 | 1953 | 0 | 0 | [7 empty] | 0
3 |  | 15387 | 2005 | 6 | IC | 2750 |  | SB | 99 | 1963 | FO2 |  |  | FO2 | NG |  | 0 | 2450 | 2450 | 0 |  | 0 | 0 | 0 | 0 | 0 | 0 | [6 empty] | 0 | 0 | 0 | 9 | 1963 | 0 | 0 | [7 empty] | 0
3 |  | 15388 | 957 | 1 | IC | 2500 | P | SB | 7 | 1953 | FO2 |  |  | NG | FO2 |  | 0 | 2340 | 2340 | 0 |  | 0 | 0 | 0 | 0 | 0 | 0 | [6 empty] | 0 | 0 | 0 | 6 | 1953 | 0 | 0 | [7 empty] | 0
3 |  | 15388 | 957 | 2 | IC | 3000 | P | SB | 4 | 1958 | FO2 |  |  | NG | FO2 |  | 0 | 3000 | 3000 | 0 |  | 0 | 0 | 0 | 0 | 0 | 0 | [6 empty] | 0 | 0 | 0 | 3 | 1958 | 0 | 0 | [7 empty] | 0
3 |  | 15388 | 957 | 3 | IC | 3500 | P | SB | 8 | 1965 | FO2 |  |  | NG | FO2 |  | 0 | 3400 | 3400 | 0 |  | 0 | 0 | 0 | 0 | 0 | 0 | [6 empty] | 0 | 0 | 0 | 7 | 1965 | 0 | 0 | [7 empty] | 0
3 |  | 15388 | 957 | 4 | IC | 3500 | P | SB | 88 | 1965 | FO2 |  |  | NG | FO2 |  | 0 | 3400 | 3400 | 0 |  | 0 | 0 | 0 | 0 | 0 | 0 | [6 empty] | 0 | 0 | 0 | 6 | 1965 | 0 | 0 | [7 empty] | 0
3 |  | 15388 | 957 | 5 | IC | 4500 | P | SB | 7 | 1971 | FO2 |  |  | NG | FO2 |  | 0 | 4500 | 4500 | 0 |  | 0 | 0 | 0 | 0 | 0 | 0 | [6 empty] | 0 | 0 | 0 | 6 | 1971 | 0 | 0 | [7 empty] | 0
3 |  | 15388 | 957 | 6 | IC | 5600 | P | SB | 8 | 1971 | FO2 |  |  | NG | FO2 |  | 0 | 5600 | 5600 | 0 |  | 0 | 0 | 0 | 0 | 0 | 0 | [6 empty] | 0 | 0 | 0 | 6 | 1971 | 0 | 0 | [7 empty] | 0
3 |  | 15388 | 957 | 7 | IC | 7000 | P | SB | 9 | 1976 | FO2 |  |  | NG | FO2 |  | 0 | 7000 | 7000 | 0 |  | 0 | 0 | 0 | 0 | 0 | 0 | [6 empty] | 0 | 0 | 0 | 8 | 1976 | 0 | 0 | E | [6 empty] | 0
3 |  | 15388 | 957 | 8 | IC | 8800 | P | SB | 9 | 1976 | FO2 |  |  | NG | FO2 |  | 0 | 8800 | 8800 | 0 |  | 0 | 0 | 0 | 0 | 0 | 0 | [6 empty] | 0 | 0 | 0 | 8 | 1976 | 0 | 0 | E | [6 empty] | 0
3 |  | 15436 | 1318 | 1 | IC | 1500 |  |  | 99 | 1958 |  |  |  | PET | NG |  | 0 | 0 | 0 | 0 | RE | 12 | 1979 | 0 | 0 | 0 | 0 | [6 empty] | 0 | 0 | 0 | 0 | 1958 | 0 | 0 | E | [6 empty] | 0
3 |  | 15436 | 1318 | 2 | IC | 500 |  |  | 99 | 1952 |  |  |  | PET | NG |  | 0 | 0 | 0 | 0 | RE | 12 | 1979 | 0 | 0 | 0 | 0 | [6 empty] | 0 | 0 | 0 | 0 | 1952 | 0 | 0 | E | [6 empty] | 0
3 |  | 15436 | 1318 | 3 | IC | 300 |  |  | 99 | 1970 |  |  |  | PET | NG |  | 0 | 0 | 0 | 0 | RE | 12 | 1979 | 0 | 0 | 0 | 0 | [6 empty] | 0 | 0 | 0 | 0 | 1970 | 0 | 0 | E | [6 empty] | 0
3 |  | 15436 | 1318 | 4 | IC | 600 |  |  | 99 | 1963 |  |  |  | PET | NG |  | 0 | 0 | 0 | 0 | RE | 12 | 1979 | 0 | 0 | 0 | 0 | [6 empty] | 0 | 0 | 0 | 0 | 1963 | 0 | 0 | E | [6 empty] | 0
3 |  | 15436 | 1318 | 5 | IC | 800 |  |  | 99 | 1970 |  |  |  | PET | NG |  | 0 | 0 | 0 | 0 | RE | 12 | 1979 | 0 | 0 | 0 | 0 | [6 empty] | 0 | 0 | 0 | 0 | 1970 | 0 | 0 | E | [6 empty] | 0
3 |  | 15436 | 1318 | 6 | IC | 800 |  |  | 99 | 1970 |  |  |  | PET | NG |  | 0 | 0 | 0 | 0 | RE | 12 | 1979 | 0 | 0 | 0 | 0 | [6 empty] | 0 | 0 | 0 | 0 | 1970 | 0 | 0 | E | [6 empty] | 0
3 |  | 15440 | 3245 | 1 | HC | 1500 | C | OS | 6 | 1930 |  |  |  | WAT |  |  | 0 | 1449 | 1426 | 0 |  | 0 | 0 | 0 | 0 | 0 | 0 | [6 empty] | 0 | 0 | 0 | 3 | 1930 | 0 | 0 | E | E | E |  |  |  |  | 0
3 |  | 15444 | 3686 | 1 | ST | 2000 | C |  | 3 | 1940 | BIT | NG |  | BIT | NG | MF | 16000 | 2000 | 2000 | 0 | RE | 1 | 1989 | 0 | 0 | 0 | 0 | [6 empty] | 0 | 0 | 0 | 2 | 1940 | 0 | 0 | E | [6 empty] | 0
3 |  | 15444 | 3686 | 2 | ST | 2000 | C |  | 3 | 1940 | NG | BIT |  | BIT | NG | MF | 16000 | 2000 | 2000 | 0 | RE | 1 | 1989 | 0 | 0 | 0 | 0 | [6 empty] | 0 | 0 | 0 | 2 | 1940 | 0 | 0 | E | [6 empty] | 0
3 |  | 15444 | 3686 | 3 | ST | 2500 | C |  | 3 | 1941 | BIT | NG |  | BIT | NG | MF | 16000 | 2500 | 2500 | 0 | RE | 1 | 1989 | 0 | 0 | 0 | 0 | [6 empty] | 0 | 0 | 0 | 2 | 1941 | 0 | 0 | E | [6 empty] | 0
3 |  | 15444 | 3686 | 4 | ST | 7500 | B | OP | 3 | 1950 | NG | BIT |  | BIT | NG | MF | 14500 | 7500 | 7500 | 0 |  | 0 | 0 | 0 | 0 | 0 | 0 | [6 empty] | 0 | 0 | 0 | 0 | 1950 | 0 | 0 | E | [6 empty] | 0
3 |  | 15444 | 3686 | 5 | IC | 2500 | P | OP | 5 | 1980 | FO2 |  |  | NG | FO2 | MF | 10000 | 2500 | 2500 | 0 |  | 0 | 0 | 0 | 0 | 0 | 0 | [6 empty] | 0 | 0 | 0 | 4 | 1980 | 0 | 0 | E | [6 empty] | 0
3 |  | 15444 | 3686 | 6 | IC | 2500 | P | OP | 5 | 1980 | FO2 |  |  | NG | FO2 | MF | 10000 | 2500 | 2500 | 0 |  | 0 | 0 | 0 | 0 | 0 | 0 | [6 empty] | 0 | 0 | 0 | 4 | 1980 | 0 | 0 | E | [6 empty] | 0
3 |  | 15444 | 3686 | 7 | IC | 2500 | P | OP | 5 | 1980 | FO2 |  |  | NG | FO2 | MF | 10000 | 2500 | 2500 | 0 |  | 0 | 0 | 0 | 0 | 0 | 0 | [6 empty] | 0 | 0 | 0 | 4 | 1980 | 0 | 0 | E | [6 empty] | 0
3 |  | 15444 | 3686 | 8 | IC | 2500 | P | OP | 5 | 1980 | FO2 |  |  | NG | FO2 | MF | 10000 | 2500 | 2500 | 0 |  | 0 | 0 | 0 | 0 | 0 | 0 | [6 empty] | 0 | 0 | 0 | 4 | 1980 | 0 | 0 | E | [6 empty] | 0
3 |  | 15466 | 464 | 3 | ST | 1500 | P |  | 99 | 1929 | NG |  |  | FO6 |  |  | 10500 | 2000 | 2000 | 0 | RE | 2 | 1987 | 0 | 0 | 0 | 0 | [6 empty] | 0 | 0 | 0 | 0 | 1929 | 0 | 0 | E | E | E |  |  |  |  | 0
3 |  | 15466 | 464 | 4 | ST | 3000 | P |  | 99 | 1938 | NG |  |  | FO6 | NG |  | 10500 | 3000 | 3000 | 0 | RE | 2 | 1987 | 0 | 0 | 0 | 0 | [6 empty] | 0 | 0 | 0 | 0 | 1938 | 0 | 0 | E | E | E |  |  |  |  | 0
3 |  | 15466 | 464 | 5 | ST | 5000 | P |  | 99 | 1947 | NG |  |  | FO6 | NG |  | 10500 | 5000 | 5000 | 0 | RE | 2 | 1987 | 0 | 0 | 0 | 0 | [6 empty] | 0 | 0 | 0 | 0 | 1947 | 0 | 0 | E | E | E |  |  |  |  | 0
3 |  | 15466 | 464 | 6 | ST | 9375 | P |  | 99 | 1953 | NG |  |  | FO6 | NG |  | 10500 | 9000 | 9000 | 0 | RE | 2 | 1987 | 0 | 0 | 0 | 0 | [6 empty] | 0 | 0 | 0 | 0 | 1953 | 0 | 0 | E | E | E |  |  |  |  | 0
3 |  | 15466 | 464 | CT1 | GT | 16650 | P | OP | 99 | 1973 | NG | FO2 |  | FO2 | NG |  | 15687 | 14000 | 17000 | 0 |  | 0 | 0 | 0 | 0 | 0 | 0 | [6 empty] | 0 | 0 | 0 | 0 | 1973 | 0 | 0 | E | [6 empty] | 0
3 |  | 15466 | 464 | CT2 | GT | 16550 | P | OP | 99 | 1977 | NG | FO2 |  | FO2 | NG |  | 15766 | 16000 | 19000 | 0 |  | 0 | 0 | 0 | 0 | 0 | 0 | [6 empty] | 0 | 0 | 0 | 0 | 1977 | 0 | 0 | E | [6 empty] | 0
3 |  | 15466 | 465 | 1 | ST | 44000 | C | OP | 99 | 1950 | NG | BIT |  | BIT | NG |  | 11658 | 45000 | 45000 | 0 |  | 0 | 0 | 0 | 0 | 0 | 0 | [6 empty] | 0 | 0 | 0 | 0 | 1950 | 0 | 0 | E | [6 empty] | 0
3 |  | 15466 | 465 | 2 | ST | 44000 | C | OP | 99 | 1951 | NG | BIT |  | BIT | NG |  | 12027 | 45000 | 45000 | 0 |  | 0 | 0 | 0 | 0 | 0 | 0 | [6 empty] | 0 | 0 | 0 | 0 | 1951 | 0 | 0 | E | [6 empty] | 0
3 |  | 15466 | 465 | 3 | ST | 44000 | C | OP | 99 | 1951 | NG | BIT |  | BIT | NG |  | 12298 | 45000 | 45000 | 0 |  | 0 | 0 | 0 | 0 | 0 | 0 | [6 empty] | 0 | 0 | 0 | 0 | 1951 | 0 | 0 | E | [6 empty] | 0
3 |  | 15466 | 465 | 4 | ST | 100000 | C | OP | 99 | 1955 | NG | BIT |  | BIT | NG |  | 10570 | 103000 | 103000 | 0 |  | 0 | 0 | 0 | 0 | 0 | 0 | [6 empty] | 0 | 0 | 0 | 0 | 1955 | 0 | 0 | E | [6 empty] | 0
3 |  | 15466 | 466 | 1 | HC | 10000 | B | OP | 99 | 1911 | WAT |  |  | WAT |  |  | 0 | 5000 | 10000 | 0 |  | 0 | 0 | 0 | 0 | 0 | 0 | [6 empty] | 0 | 0 | 0 | 0 | 1911 | 0 | 0 | E | [6 empty] | 0
3 |  | 15466 | 466 | 2 | HC | 10000 | B | OP | 99 | 1911 | WAT |  |  | WAT |  |  | 0 | 5000 | 10000 | 0 |  | 0 | 0 | 0 | 0 | 0 | 0 | [6 empty] | 0 | 0 | 0 | 0 | 1911 | 0 | 0 | E | [6 empty] | 0
3 |  | 15466 | 467 | A | HR | 150000 | P | OP | 99 | 1967 | WAT |  |  | WAT |  |  | 0 | 162000 | 162000 | 0 |  | 0 | 0 | 0 | 0 | 0 | 0 | [6 empty] | 0 | 0 | 0 | 0 | 1967 | 0 | 0 | E | [6 empty] | 0
3 |  | 15466 | 467 | B | HR | 150000 | P | OP | 99 | 1967 | WAT |  |  | WAT |  |  | 0 | 162000 | 162000 | 0 |  | 0 | 0 | 0 | 0 | 0 | 0 | [6 empty] | 0 | 0 | 0 | 0 | 1967 | 0 | 0 | E | [6 empty] | 0
3 |  | 15466 | 468 | 1 | ST | 22000 | B | OP | 99 | 1957 | NG | BIT |  | BIT | NG |  | 12275 | 23700 | 23700 | 0 |  | 0 | 0 | 0 | 0 | 0 | 0 | [6 empty] | 0 | 0 | 0 | 0 | 1957 | 0 | 0 | E | [6 empty] | 0
3 |  | 15466 | 468 | 2 | ST | 44000 | B | OP | 99 | 1960 | NG | BIT |  | BIT | NG |  | 11125 | 49000 | 49000 | 0 |  | 0 | 0 | 0 | 0 | 0 | 0 | [6 empty] | 0 | 0 | 0 | 0 | 1960 | 0 | 0 | E | [6 empty] | 0
3 |  | 15466 | 468 | 3 | ST | 0 |  |  | 0 | 0 | [6 empty] | 0 | 0 | 0 | 375000 | CN | 3 | 1982 | 0 | 0 | 0 | 0 | LO |  |  | BIT |  |  | 0 | 0 | 0 | 0 | 0 | 350000 | 358000 | [7 empty] | 0
3 |  | 15466 | 469 | 1 | ST | 100000 | B | OP | 99 | 1957 | NG | BIT |  | BIT | NG |  | 10045 | 107000 | 107000 | 0 |  | 0 | 0 | 0 | 0 | 0 | 0 | [6 empty] | 0 | 0 | 0 | 0 | 1957 | 0 | 0 | E | [6 empty] | 0
3 |  | 15466 | 469 | 2 | ST | 110000 | B | OP | 99 | 1959 | NG | BIT |  | BIT | NG |  | 10320 | 106000 | 106000 | 0 |  | 0 | 0 | 0 | 0 | 0 | 0 | [6 empty] | 0 | 0 | 0 | 0 | 1959 | 0 | 0 | E | [6 empty] | 0
3 |  | 15466 | 469 | 3 | ST | 150000 | B | OP | 99 | 1962 | NG | BIT |  | BIT | NG |  | 10240 | 158000 | 158000 | 0 |  | 0 | 0 | 0 | 0 | 0 | 0 | [6 empty] | 0 | 0 | 0 | 0 | 1962 | 0 | 0 | E | [6 empty] | 0
3 |  | 15466 | 469 | 4 | ST | 350000 | B | OP | 99 | 1968 | NG | BIT |  | BIT | NG |  | 9750 | 352000 | 352000 | 0 |  | 0 | 0 | 0 | 0 | 0 | 0 | [6 empty] | 0 | 0 | 0 | 0 | 1968 | 0 | 0 | E | [6 empty] | 0
3 |  | 15466 | 469 | IC1 | IC | 2750 | P | OP | 0 | 1967 | FO2 |  |  | FO2 |  |  | 0 | 2750 | 2750 | 0 |  | 0 | 0 | 0 | 0 | 0 | 0 | [6 empty] | 0 | 0 | 0 | 0 | 1967 | 0 | 0 | [7 empty] | 0
3 |  | 15466 | 469 | IC2 | IC | 2750 | P | OP | 12 | 1988 | FO2 |  |  | FO2 |  |  | 0 | 2750 | 2750 | 0 |  | 0 | 0 | 0 | 0 | 0 | 0 | [6 empty] | 0 | 0 | 0 | 12 | 1988 | 0 | 0 | [7 empty] | 0
3 |  | 15466 | 470 | 1 | ST | 350000 | B | OP | 99 | 1973 | FO2 | BIT |  | BIT |  |  | 10650 | 325000 | 325000 | 0 |  | 0 | 0 | 0 | 0 | 0 | 0 | [6 empty] | 0 | 0 | 0 | 0 | 1973 | 0 | 0 | E | [6 empty] | 0
3 |  | 15466 | 470 | 2 | ST | 350000 | B | OP | 2 | 1976 | FO2 | BIT |  | BIT |  |  | 10150 | 335000 | 335000 | 0 |  | 0 | 0 | 0 | 0 | 0 | 0 | [6 empty] | 0 | 0 | 0 | 11 | 1975 | 0 | 0 | E | [6 empty] | 0
3 |  | 15466 | 471 | 1 | GT | 18650 | P | OP | 99 | 1973 | FO2 | NG |  | NG | FO2 |  | 14690 | 17000 | 20000 | 0 |  | 0 | 0 | 0 | 0 | 0 | 0 | [6 empty] | 0 | 0 | 0 | 0 | 1973 | 0 | 0 | E | [6 empty] | 0
3 |  | 15466 | 472 | 1 | HC | 720 | B | OP | 99 | 1909 | WAT |  |  | WAT |  |  | 0 | 800 | 600 | 0 |  | 0 | 0 | 0 | 0 | 0 | 0 | [6 empty] | 0 | 0 | 0 | 0 | 1909 | 0 | 0 | E | [6 empty] | 0
3 |  | 15466 | 472 | 2 | HC | 720 | B | OP | 99 | 1908 | WAT |  |  | WAT |  |  | 0 | 800 | 600 | 0 |  | 0 | 0 | 0 | 0 | 0 | 0 | [6 empty] | 0 | 0 | 0 | 0 | 1908 | 0 | 0 | E | [6 empty] | 0
3 |  | 15466 | 473 | 1 | HC | 1500 | B | OP | 99 | 1932 | WAT |  |  | WAT |  |  | 0 | 1600 | 1600 | 0 |  | 0 | 0 | 0 | 0 | 0 | 0 | [6 empty] | 0 | 0 | 0 | 0 | 1932 | 0 | 0 | E | [6 empty] | 0
3 |  | 15466 | 473 | 2 | HC | 1500 | B | OP | 99 | 1932 | WAT |  |  | WAT |  |  | 0 | 1600 | 1600 | 0 |  | 0 | 0 | 0 | 0 | 0 | 0 | [6 empty] | 0 | 0 | 0 | 0 | 1932 | 0 | 0 | E | [6 empty] | 0
3 |  | 15466 | 474 | 1 | HC | 750 | B | OP | 99 | 1929 | WAT |  |  | WAT |  |  | 0 | 800 | 600 | 0 |  | 0 | 0 | 0 | 0 | 0 | 0 | [6 empty] | 0 | 0 | 0 | 0 | 1905 | 0 | 0 | E | [6 empty] | 0
3 |  | 15466 | 475 | 1 | HC | 560 | B | OP | 99 | 1908 | WAT |  |  | WAT |  |  | 0 | 600 | 600 | 0 |  | 0 | 0 | 0 | 0 | 0 | 0 | [6 empty] | 0 | 0 | 0 | 0 | 1908 | 0 | 0 | E | [6 empty] | 0
3 |  | 15466 | 476 | A | HC | 7200 | B | OP | 99 | 1909 | WAT |  |  | WAT |  |  | 0 | 7500 | 7500 | 0 |  | 0 | 0 | 0 | 0 | 0 | 0 | [6 empty] | 0 | 0 | 0 | 0 | 1909 | 0 | 0 | E | [6 empty] | 0
3 |  | 15466 | 476 | B | HC | 7200 | B | OP | 99 | 1909 | WAT |  |  | WAT |  |  | 0 | 7500 | 7500 | 0 |  | 0 | 0 | 0 | 0 | 0 | 0 | [6 empty] | 0 | 0 | 0 | 0 | 1909 | 0 | 0 | E | [6 empty] | 0
3 |  | 15466 | 477 | 1 | ST | 32500 | P |  | 99 | 1924 | NG |  |  | NG |  |  | 10500 | 32000 | 32000 | 0 | RE | 12 | 1987 | 0 | 0 | 0 | 0 | [6 empty] | 0 | 0 | 0 | 0 | 1924 | 0 | 0 | E | E | E |  |  |  |  | 0
3 |  | 15466 | 477 | 2 | ST | 25000 | P |  | 99 | 1926 | NG |  |  | NG |  |  | 10500 | 24000 | 25000 | 0 | RE | 12 | 1987 | 0 | 0 | 0 | 0 | [6 empty] | 0 | 0 | 0 | 0 | 1926 | 0 | 0 | E | E | E |  |  |  |  | 0
3 |  | 15466 | 477 | 3 | ST | 25000 | P |  | 99 | 1937 | NG |  |  | NG |  |  | 10500 | 24000 | 25000 | 0 | RE | 12 | 1987 | 0 | 0 | 0 | 0 | [6 empty] | 0 | 0 | 0 | 0 | 1937 | 0 | 0 | E | E | E |  |  |  |  | 0
3 |  | 15466 | 477 | 4 | ST | 25000 | P |  | 9 | 1941 | NG |  |  | NG |  |  | 10500 | 24000 | 25000 | 0 | RE | 12 | 1987 | 0 | 0 | 0 | 0 | [6 empty] | 0 | 0 | 0 | 8 | 1941 | 0 | 0 | E | E | E |  |  |  |  | 0
3 |  | 15466 | 477 | 5 | ST | 166250 | B | OP | 99 | 1964 | NG | BIT |  | BIT | NG |  | 9910 | 178000 | 178000 | 0 |  | 0 | 0 | 0 | 0 | 0 | 0 | [6 empty] | 0 | 0 | 0 | 0 | 1964 | 0 | 0 | E | [6 empty] | 0
3 |  | 15466 | 477 | 6 | GT | 45200 | P | OP | 99 | 1973 | FO2 | NG |  | FO2 | NG |  | 13130 | 44000 | 53000 | 0 |  | 0 | 0 | 0 | 0 | 0 | 0 | [6 empty] | 0 | 0 | 0 | 0 | 1973 | 0 | 0 | E | [6 empty] | 0
3 |  | 15466 | 478 | 1 | ST | 35000 | P | OP | 99 | 1948 | NG | FO6 |  | NG | FO6 |  | 16495 | 39000 | 39000 | 0 |  | 0 | 0 | 0 | 0 | 0 | 0 | [6 empty] | 0 | 0 | 0 | 0 | 1948 | 0 | 0 | E | [6 empty] | 0
3 |  | 15466 | 478 | 2 | ST | 66000 | P | SB | 99 | 1954 | NG | FO6 |  | NG | FO6 |  | 13327 | 68000 | 68000 | 0 |  | 0 | 0 | 0 | 0 | 0 | 0 | [6 empty] | 0 | 0 | 0 | 0 | 1954 | 0 | 0 | E | [6 empty] | 0
3 |  | 15466 | 6112 | 1 | NH | 336000 | B |  | 6 | 1979 | UR |  |  | UR |  |  | 11500 | 217000 | 217000 | 0 | RE | 8 | 1989 | 0 | 0 | 0 | 0 | [6 empty] | 0 | 0 | 330000 | 12 | 1976 | 0 | 0 | [7 empty] | 0
3 |  | 15466 | 6248 | 1 | ST | 500000 | B | OP | 11 | 1981 | FO2 | BIT |  | BIT |  |  | 10380 | 495000 | 495000 | 0 |  | 0 | 0 | 0 | 0 | 0 | 0 | [6 empty] | 0 | 0 | 0 | 7 | 1981 | 0 | 0 | E | [6 empty] | 0
3 |  | 15466 | 6248 | 2 | ST | 0 |  |  | 0 | 0 | [6 empty] | 0 | 0 | 0 | 520000 | PL | 0 | 0 | 4 | 1986 | 5 | 2000 | LO |  |  | BIT |  |  | 515000 | 515000 | 0 | 0 | 0 | 483398 | 493286 | [7 empty] | 0
3 |  | 15466 | 8067 | 1 | GT | 39200 | P | OP | 99 | 1972 | NG | FO2 |  | NG | FO2 |  | 14400 | 40000 | 50000 | 0 |  | 0 | 0 | 0 | 0 | 0 | 0 | [6 empty] | 0 | 0 | 0 | 0 | 1972 | 0 | 0 | E | [6 empty] | 0
3 |  | 15466 | 8067 | 2 | GT | 39200 | P | OP | 99 | 1972 | FO2 | NG |  | NG | FO2 |  | 14438 | 40000 | 50000 | 0 |  | 0 | 0 | 0 | 0 | 0 | 0 | [6 empty] | 0 | 0 | 0 | 0 | 1972 | 0 | 0 | E | [6 empty] | 0
3 |  | 15466 | 8220 | 1 | ST | 0 |  |  | 0 | 0 | [6 empty] | 0 | 0 | 0 | 470000 | CN | 3 | 1983 | 4 | 1983 | 0 | 0 | LO |  |  | BIT |  |  | 0 | 0 | 0 | 0 | 0 | 438000 | 447000 | [7 empty] | 0
3 |  | 15466 | 8220 | 2 | ST | 0 |  |  | 0 | 0 | [6 empty] | 0 | 0 | 0 | 470000 | CN | 3 | 1983 | 4 | 1985 | 0 | 0 | LO |  |  | BIT |  |  | 0 | 0 | 0 | 0 | 0 | 438000 | 447000 | [7 empty] | 0
3 |  | 15470 | 1001 | 1 | ST | 531000 | B | OP | 10 | 1970 | FO2 |  |  | BIT |  |  | 10169 | 500000 | 505000 | 0 |  | 0 | 0 | 0 | 0 | 0 | 0 | [6 empty] | 0 | 0 | 0 | 8 | 1970 | 0 | 0 | E | [6 empty] | 0
3 |  | 15470 | 1001 | 2 | ST | 531000 | B | OP | 6 | 1972 | FO2 |  |  | BIT |  |  | 9860 | 495000 | 500000 | 0 |  | 0 | 0 | 0 | 0 | 0 | 0 | [6 empty] | 0 | 0 | 0 | 3 | 1972 | 0 | 0 | E | [6 empty] | 0
3 |  | 15470 | 1001 | 4 | GT | 0 |  |  | 0 | 0 | [6 empty] | 0 | 0 | 0 | 108000 | PL | 0 | 0 | 4 | 1995 | 5 | 1993 |  |  |  | NG | FO2 |  | 99300 | 108000 | 0 | 0 | 0 | 88101 | 105788 | [7 empty] | 0
3 |  | 15470 | 1001 | 5 | GT | 0 |  |  | 0 | 0 | [6 empty] | 0 | 0 | 0 | 108000 | PL | 0 | 0 | 4 | 1995 | 4 | 1994 |  |  |  | NG | FO2 |  | 99300 | 108000 | 0 | 0 | 0 | 88101 | 105788 | [7 empty] | 0
3 |  | 15470 | 1001 | 6 | GT | 0 |  |  | 0 | 0 | [6 empty] | 0 | 0 | 0 | 108000 | PL | 0 | 0 | 4 | 1995 | 4 | 1995 |  |  |  | NG | FO2 |  | 99300 | 108000 | 0 | 0 | 0 | 88101 | 105788 | [7 empty] | 0
3 |  | 15470 | 1001 | 31 | IC | 2600 | P | OP | 6 | 1972 | FO2 |  |  | FO2 |  |  | 10069 | 2000 | 2000 | 0 |  | 0 | 0 | 0 | 0 | 0 | 0 | [6 empty] | 0 | 0 | 0 | 5 | 1972 | 0 | 0 | E | [6 empty] | 0
3 |  | 15470 | 1001 | 32 | IC | 2600 | P | OP | 6 | 1972 | FO2 |  |  | FO2 |  |  | 10069 | 2000 | 3000 | 0 |  | 0 | 0 | 0 | 0 | 0 | 0 | [6 empty] | 0 | 0 | 0 | 5 | 1972 | 0 | 0 | E | [6 empty] | 0
3 |  | 15470 | 1001 | 33 | IC | 2600 | P | OP | 6 | 1972 | FO2 |  |  | FO2 |  |  | 10069 | 2000 | 2000 | 0 |  | 0 | 0 | 0 | 0 | 0 | 0 | [6 empty] | 0 | 0 | 0 | 5 | 1972 | 0 | 0 | E | [6 empty] | 0
3 |  | 15470 | 1001 | 34 | IC | 2600 | P | OP | 6 | 1972 | FO2 |  |  | FO2 |  |  | 10069 | 3000 | 3000 | 0 |  | 0 | 0 | 0 | 0 | 0 | 0 | [6 empty] | 0 | 0 | 0 | 5 | 1972 | 0 | 0 | E | [6 empty] | 0
3 |  | 15470 | 1002 | 1 | GT | 41850 | P | OP | 5 | 1972 | FO2 |  |  | FO2 |  |  | 13628 | 42000 | 49000 | 0 |  | 0 | 0 | 0 | 0 | 0 | 0 | [6 empty] | 0 | 0 | 0 | 4 | 1972 | 0 | 0 | E | [6 empty] | 0
3 |  | 15470 | 1002 | 2 | GT | 41850 | P | OP | 5 | 1972 | FO2 |  |  | FO2 |  |  | 13628 | 43000 | 49000 | 0 |  | 0 | 0 | 0 | 0 | 0 | 0 | [6 empty] | 0 | 0 | 0 | 4 | 1972 | 0 | 0 | E | [6 empty] | 0
3 |  | 15470 | 1003 | 4 | ST | 50000 |  |  | 99 | 1941 |  |  |  | COL |  |  | 0 | 0 | 0 | 0 | RE | 1 | 1975 | 0 | 0 | 0 | 0 | [6 empty] | 0 | 0 | 0 | 0 | 1941 | 0 | 0 | E | [6 empty] | 0
3 |  | 15470 | 1003 | 5 | ST | 50000 |  |  | 99 | 1944 |  |  |  | COL |  |  | 0 | 0 | 0 | 0 | RE | 1 | 1975 | 0 | 0 | 0 | 0 | [6 empty] | 0 | 0 | 0 | 0 | 1944 | 0 | 0 | E | [6 empty] | 0
3 |  | 15470 | 1003 | 6 | ST | 50000 |  |  | 99 | 1945 |  |  |  | COL |  |  | 0 | 0 | 0 | 0 | RE | 1 | 1975 | 0 | 0 | 0 | 0 | [6 empty] | 0 | 0 | 0 | 0 | 1945 | 0 | 0 | E | [6 empty] | 0
3 |  | 15470 | 1004 | 6 | ST | 35000 | C | OP | 7 | 1944 | FO2 |  |  | FO2 |  |  | 13820 | 45000 | 45000 | 0 |  | 0 | 0 | 0 | 0 | 0 | 0 | [6 empty] | 0 | 0 | 0 | 6 | 1944 | 0 | 0 | E | [6 empty] | 0
3 |  | 15470 | 1004 | 7 | ST | 40250 | C | OP | 1 | 1949 | FO2 |  |  | BIT |  |  | 13455 | 45000 | 45000 | 0 |  | 0 | 0 | 0 | 0 | 0 | 0 | [6 empty] | 0 | 0 | 0 | 12 | 1948 | 0 | 0 | E | [6 empty] | 0
3 |  | 15470 | 1004 | 8 | ST | 69000 | C | OP | 12 | 1951 | FO2 |  |  | BIT |  |  | 13534 | 75000 | 75000 | 0 |  | 0 | 0 | 0 | 0 | 0 | 0 | [6 empty] | 0 | 0 | 0 | 11 | 1951 | 0 | 0 | E | [6 empty] | 0
3 |  | 15470 | 1005 | 1 | HC | 21600 | B | OP | 4 | 1967 | WAT |  |  | WAT |  |  | 0 | 15000 | 15000 | 0 |  | 0 | 0 | 0 | 0 | 0 | 0 | [6 empty] | 0 | 0 | 0 | 1 | 1967 | 0 | 0 | E | [6 empty] | 0
3 |  | 15470 | 1005 | 2 | HC | 21600 | B | OP | 1 | 1967 | WAT |  |  | WAT |  |  | 0 | 15000 | 15000 | 0 |  | 0 | 0 | 0 | 0 | 0 | 0 | [6 empty] | 0 | 0 | 0 | 10 | 1966 | 0 | 0 | E | [6 empty] | 0
3 |  | 15470 | 1005 | 3 | HC | 21600 | B | OP | 2 | 1967 | WAT |  |  | WAT |  |  | 0 | 15000 | 15000 | 0 |  | 0 | 0 | 0 | 0 | 0 | 0 | [6 empty] | 0 | 0 | 0 | 11 | 1966 | 0 | 0 | E | [6 empty] | 0
3 |  | 15470 | 1006 | 1 | IC | 18000 | P | OP | 6 | 1968 | FO2 |  |  | FO2 |  |  | 17125 | 16000 | 17000 | 0 |  | 0 | 0 | 0 | 0 | 0 | 0 | [6 empty] | 0 | 0 | 0 | 5 | 1968 | 0 | 0 | E | [6 empty] | 0
3 |  | 15470 | 1006 | 2 | IC | 18000 | P | OP | 6 | 1968 | FO2 |  |  | FO2 |  |  | 17125 | 16000 | 17000 | 0 |  | 0 | 0 | 0 | 0 | 0 | 0 | [6 empty] | 0 | 0 | 0 | 5 | 1968 | 0 | 0 | E | [6 empty] | 0
3 |  | 15470 | 1006 | 3 | IC | 18000 | P | OP | 6 | 1968 | FO2 |  |  | FO2 |  |  | 17125 | 15000 | 17000 | 0 |  | 0 | 0 | 0 | 0 | 0 | 0 | [6 empty] | 0 | 0 | 0 | 5 | 1968 | 0 | 0 | E | [6 empty] | 0
3 |  | 15470 | 1006 | 4 | IC | 18000 | P | OP | 6 | 1968 | FO2 |  |  | FO2 |  |  | 17125 | 15000 | 17000 | 0 |  | 0 | 0 | 0 | 0 | 0 | 0 | [6 empty] | 0 | 0 | 0 | 5 | 1968 | 0 | 0 | E | [6 empty] | 0
3 |  | 15470 | 1006 | 5 | IC | 16320 | P | OP | 8 | 1969 | FO2 |  |  | FO2 |  |  | 17125 | 15000 | 18000 | 0 |  | 0 | 0 | 0 | 0 | 0 | 0 | [6 empty] | 0 | 0 | 0 | 7 | 1969 | 0 | 0 | E | [6 empty] | 0
3 |  | 15470 | 1006 | 6 | IC | 16320 | P | OP | 7 | 1969 | FO2 |  |  | FO2 |  |  | 17125 | 16000 | 18000 | 0 |  | 0 | 0 | 0 | 0 | 0 | 0 | [6 empty] | 0 | 0 | 0 | 6 | 1969 | 0 | 0 | E | [6 empty] | 0
3 |  | 15470 | 1007 | 1 | ST | 50000 | C | OP | 12 | 1950 | FO2 |  |  | BIT |  |  | 12539 | 45000 | 45000 | 0 |  | 0 | 0 | 0 | 0 | 0 | 0 | [6 empty] | 0 | 0 | 0 | 11 | 1950 | 0 | 0 | E | [6 empty] | 0
3 |  | 15470 | 1007 | 2 | ST | 50000 | C | OP | 9 | 1950 | FO2 |  |  | BIT |  |  | 12539 | 45000 | 45000 | 0 |  | 0 | 0 | 0 | 0 | 0 | 0 | [6 empty] | 0 | 0 | 0 | 8 | 1950 | 0 | 0 | E | [6 empty] | 0
3 |  | 15470 | 1008 | 1 | ST | 150000 | B | OP | 6 | 1959 | FO2 |  |  | BIT |  |  | 10624 | 140000 | 140000 | 0 |  | 0 | 0 | 0 | 0 | 0 | 0 | [6 empty] | 0 | 0 | 0 | 5 | 1959 | 0 | 0 | E | [6 empty] | 0
3 |  | 15470 | 1008 | 2 | ST | 150000 | B | OP | 12 | 1958 | FO2 |  |  | BIT |  |  | 10495 | 140000 | 140000 | 0 |  | 0 | 0 | 0 | 0 | 0 | 0 | [6 empty] | 0 | 0 | 0 | 11 | 1958 | 0 | 0 | E | [6 empty] | 0
3 |  | 15470 | 1008 | 3 | ST | 150000 | B | OP | 4 | 1960 | FO2 |  |  | BIT |  |  | 10392 | 140000 | 140000 | 0 |  | 0 | 0 | 0 | 0 | 0 | 0 | [6 empty] | 0 | 0 | 0 | 3 | 1960 | 0 | 0 | E | [6 empty] | 0
3 |  | 15470 | 1008 | 4 | ST | 150000 | B | OP | 3 | 1961 | FO2 |  |  | BIT |  |  | 10413 | 140000 | 140000 | 0 |  | 0 | 0 | 0 | 0 | 0 | 0 | [6 empty] | 0 | 0 | 0 | 1 | 1961 | 0 | 0 | E | [6 empty] | 0
3 |  | 15470 | 1010 | 1 | ST | 112500 | C | OP | 12 | 1953 | FO2 |  |  | BIT |  |  | 10623 | 85000 | 85000 | 230000 | FC | 0 | 0 | 12 | 1995 | 12 | 1995 |  |  |  | BIT |  |  | 230000 | 230000 | 0 | 11 | 1953 | 216579 | 221099 | E |  |  | CW | Y | Reported Prime Mover as CW/CT |  | 0
3 |  | 15470 | 1010 | 2 | ST | 112500 | C | OP | 8 | 1953 | FO2 |  |  | BIT |  |  | 10653 | 85000 | 85000 | 0 |  | 0 | 0 | 0 | 0 | 0 | 0 | [6 empty] | 0 | 0 | 0 | 7 | 1953 | 0 | 0 | E | [6 empty] | 0
3 |  | 15470 | 1010 | 3 | ST | 123250 | C | OP | 9 | 1954 | FO2 |  |  | BIT |  |  | 10608 | 85000 | 85000 | 0 |  | 0 | 0 | 0 | 0 | 0 | 0 | [6 empty] | 0 | 0 | 0 | 8 | 1954 | 0 | 0 | E | [6 empty] | 0
3 |  | 15470 | 1010 | 4 | ST | 112500 | C | OP | 12 | 1954 | FO2 |  |  | BIT |  |  | 10558 | 85000 | 85000 | 0 |  | 0 | 0 | 0 | 0 | 0 | 0 | [6 empty] | 0 | 0 | 0 | 11 | 1954 | 0 | 0 | E | [6 empty] | 0
3 |  | 15470 | 1010 | 5 | ST | 125000 | B | OP | 5 | 1956 | FO2 |  |  | BIT |  |  | 10699 | 95000 | 95000 | 0 |  | 0 | 0 | 0 | 0 | 0 | 0 | [6 empty] | 0 | 0 | 0 | 4 | 1956 | 0 | 0 | E | [6 empty] | 0
3 |  | 15470 | 1010 | 6 | ST | 387000 | B | OP | 8 | 1968 | FO2 |  |  | BIT |  |  | 10479 | 318000 | 318000 | 0 |  | 0 | 0 | 0 | 0 | 0 | 0 | [6 empty] | 0 | 0 | 0 | 6 | 1968 | 0 | 0 | E | [6 empty] | 0
3 |  | 15470 | 1010 | 71 | IC | 2750 | P | OP | 5 | 1967 | FO2 |  |  | FO2 |  |  | 10710 | 3000 | 3000 | 0 |  | 0 | 0 | 0 | 0 | 0 | 0 | [6 empty] | 0 | 0 | 0 | 4 | 1967 | 0 | 0 | E | [6 empty] | 0
3 |  | 15470 | 1010 | 72 | IC | 2750 |  | OP | 5 | 1967 | FO2 |  |  | FO2 |  |  | 10710 | 2000 | 2000 | 0 |  | 0 | 0 | 0 | 0 | 0 | 0 | [6 empty] | 0 | 0 | 0 | 4 | 1967 | 0 | 0 | E | [6 empty] | 0
3 |  | 15470 | 1010 | 73 | IC | 2750 |  | OP | 5 | 1967 | FO2 |  |  | FO2 |  |  | 10710 | 3000 | 3000 | 0 |  | 0 | 0 | 0 | 0 | 0 | 0 | [6 empty] | 0 | 0 | 0 | 4 | 1967 | 0 | 0 | E | [6 empty] | 0
3 |  | 15470 | 5017 | 1 | ST | 0 |  |  | 0 | 0 | [6 empty] | 0 | 0 | 0 | 1000000 | CN | 99 | 9999 | 1 | 1986 | 1 | 1986 |  |  |  | UNK |  |  | 0 | 0 | 0 | 0 | 0 | 920000 | 939000 | [7 empty] | 0
3 |  | 15470 | 6029 | 1 | NP | 0 |  |  | 0 | 0 | [6 empty] | 0 | 0 | 0 | 1130000 | CN | 3 | 1985 | 1 | 1982 | 12 | 1988 | FI |  |  | UR |  |  | 0 | 0 | 0 | 0 | 0 | 0 | 0 | [7 empty] | 0
3 |  | 15470 | 6029 | 2 | NP | 0 |  |  | 0 | 0 | [6 empty] | 0 | 0 | 0 | 1130000 | CN | 3 | 1985 | 1 | 1984 | 1 | 1990 | FI |  |  | UR |  |  | 0 | 0 | 0 | 0 | 0 | 0 | 0 | [7 empty] | 0
3 |  | 15470 | 6113 | 1 | ST | 667980 | B | OP | 5 | 1976 | FO2 |  |  | BIT |  |  | 9715 | 630000 | 635000 | 0 |  | 0 | 0 | 0 | 0 | 0 | 0 | [6 empty] | 0 | 0 | 0 | 2 | 1976 | 0 | 0 | E | [6 empty] | 0
3 |  | 15470 | 6113 | 2 | ST | 667980 | B | OP | 4 | 1975 | FO2 |  |  | BIT |  |  | 9689 | 630000 | 635000 | 0 |  | 0 | 0 | 0 | 0 | 0 | 0 | [6 empty] | 0 | 0 | 0 | 1 | 1975 | 0 | 0 | E | [6 empty] | 0
3 |  | 15470 | 6113 | 3 | ST | 667980 | B | OP | 3 | 1978 | FO2 |  |  | BIT |  |  | 9821 | 630000 | 635000 | 0 |  | 0 | 0 | 0 | 0 | 0 | 0 | [6 empty] | 0 | 0 | 0 | 12 | 1977 | 0 | 0 | E | [6 empty] | 0
3 |  | 15470 | 6113 | 4 | ST | 667980 | B | OP | 3 | 1979 | FO2 |  |  | BIT |  |  | 9686 | 630000 | 635000 | 0 |  | 0 | 0 | 0 | 0 | 0 | 0 | [6 empty] | 0 | 0 | 0 | 12 | 1978 | 0 | 0 | E | [6 empty] | 0
3 |  | 15470 | 6113 | 5 | ST | 667980 | B | OP | 10 | 1982 | FO2 |  |  | BIT |  |  | 10131 | 620000 | 625000 | 0 |  | 0 | 0 | 0 | 0 | 0 | 0 | [6 empty] | 0 | 0 | 0 | 6 | 1982 | 0 | 0 | E | [6 empty] | 0
3 |  | 15470 | 7228 | 4 | GT | 0 |  |  | 0 | 0 | [6 empty] | 0 | 0 | 0 | 130000 | PL | 0 | 0 | 4 | 1997 | 4 | 1997 |  |  |  | NG | FO2 |  | 130000 | 130000 | 0 | 0 | 0 | 105624 | 126838 | [7 empty] | 0
3 |  | 15470 | 7228 | 5 | GT | 0 |  |  | 0 | 0 | [6 empty] | 0 | 0 | 0 | 130000 | PL | 0 | 0 | 4 | 1999 | 4 | 1999 |  |  |  | NG | FO2 |  | 130000 | 130000 | 0 | 0 | 0 | 105624 | 126838 | [7 empty] | 0
3 |  | 15472 | 1518 | 1 | IC | 1000 | P | SB | 88 | 1948 | FO2 |  |  | FO2 |  |  | 15000 | 1000 | 1037 | 0 |  | 0 | 0 | 0 | 0 | 0 | 0 | [6 empty] | 0 | 0 | 0 | 0 | 1948 | 0 | 0 | E | [6 empty] | 0
3 |  | 15472 | 1518 | 2 | IC | 1000 | P | SB | 88 | 1948 | FO2 |  |  | FO2 |  |  | 15000 | 1000 | 1037 | 0 |  | 0 | 0 | 0 | 0 | 0 | 0 | [6 empty] | 0 | 0 | 0 | 0 | 1948 | 0 | 0 | E | [6 empty] | 0
3 |  | 15472 | 1518 | 3 | IC | 1000 | P | SB | 88 | 1952 | FO2 |  |  | FO2 |  |  | 15000 | 1000 | 1037 | 0 |  | 0 | 0 | 0 | 0 | 0 | 0 | [6 empty] | 0 | 0 | 0 | 0 | 1952 | 0 | 0 | E | [6 empty] | 0
3 |  | 15472 | 2354 | 1 | HC | 6000 | B | OP | 88 | 1922 | WAT |  |  | WAT |  |  | 0 | 6250 | 6250 | 0 |  | 0 | 0 | 0 | 0 | 0 | 0 | [6 empty] | 0 | 0 | 0 | 0 | 1922 | 0 | 0 | E | [6 empty] | 0
3 |  | 15472 | 2354 | 2 | HC | 5000 | P | OP | 88 | 1922 | WAT |  |  | WAT |  |  | 0 | 5500 | 5380 | 0 |  | 0 | 0 | 0 | 0 | 0 | 0 | [6 empty] | 0 | 0 | 0 | 0 | 1922 | 0 | 0 | E | [6 empty] | 0
3 |  | 15472 | 2354 | 3 | HC | 5000 | P | OP | 88 | 1924 | WAT |  |  | WAT |  |  | 0 | 5750 | 5420 | 0 |  | 0 | 0 | 0 | 0 | 0 | 0 | [6 empty] | 0 | 0 | 0 | 0 | 1924 | 0 | 0 | E | [6 empty] | 0
3 |  | 15472 | 2355 | 1 | HC | 2800 | B | OP | 88 | 1925 | WAT |  |  | WAT |  |  | 0 | 3030 | 3030 | 0 |  | 0 | 0 | 0 | 0 | 0 | 0 | [6 empty] | 0 | 0 | 0 | 0 | 1925 | 0 | 0 | E | [6 empty] | 0
3 |  | 15472 | 2355 | 2 | HC | 2800 | B | OP | 88 | 1925 | WAT |  |  | WAT |  |  | 0 | 3030 | 3030 | 0 |  | 0 | 0 | 0 | 0 | 0 | 0 | [6 empty] | 0 | 0 | 0 | 0 | 1925 | 0 | 0 | E | [6 empty] | 0
3 |  | 15472 | 2355 | 3 | HC | 2800 | B | OP | 88 | 1925 | WAT |  |  | WAT |  |  | 0 | 3020 | 3020 | 0 |  | 0 | 0 | 0 | 0 | 0 | 0 | [6 empty] | 0 | 0 | 0 | 0 | 1925 | 0 | 0 | E | [6 empty] | 0
3 |  | 15472 | 2356 | 1 | HC | 1800 | B | OP | 88 | 1937 | WAT |  |  | WAT |  |  | 0 | 1870 | 1900 | 0 |  | 0 | 0 | 0 | 0 | 0 | 0 | [6 empty] | 0 | 0 | 0 | 0 | 1937 | 0 | 0 | E | [6 empty] | 0
3 |  | 15472 | 2356 | 2 | HC | 4600 | B | OP | 11 | 1983 | WAT |  |  | WAT |  |  | 0 | 4600 | 4500 | 0 |  | 0 | 0 | 0 | 0 | 0 | 0 | [6 empty] | 0 | 0 | 0 | 0 | 1983 | 0 | 0 | E | [6 empty] | 0
3 |  | 15472 | 2357 | 1 | HC | 3400 | B | OP | 12 | 1981 | WAT |  |  | WAT |  |  | 0 | 2450 | 2500 | 0 |  | 0 | 0 | 0 | 0 | 0 | 0 | [6 empty] | 0 | 0 | 0 | 0 | 1981 | 0 | 0 | E | [6 empty] | 0
3 |  | 15472 | 2357 | 2 | HC | 3400 | B | OP | 12 | 1981 | WAT |  |  | WAT |  |  | 0 | 3000 | 2900 | 0 |  | 0 | 0 | 0 | 0 | 0 | 0 | [6 empty] | 0 | 0 | 0 | 0 | 1981 | 0 | 0 | E | [6 empty] | 0
3 |  | 15472 | 2357 | 3 | HC | 2400 | B | OP | 88 | 1925 | WAT |  |  | WAT |  |  | 0 | 2100 | 2000 | 0 |  | 0 | 0 | 0 | 0 | 0 | 0 | [6 empty] | 0 | 0 | 0 | 0 | 1925 | 0 | 0 | E | [6 empty] | 0
3 |  | 15472 | 2357 | 4 | HC | 3200 | B | OP | 88 | 1925 | WAT |  |  | WAT |  |  | 0 | 3000 | 2950 | 0 |  | 0 | 0 | 0 | 0 | 0 | 0 | [6 empty] | 0 | 0 | 0 | 0 | 1925 | 0 | 0 | E | [6 empty] | 0
3 |  | 15472 | 2358 | 1 | HC | 400 | B | OP | 88 | 1917 | WAT |  |  | WAT |  |  | 0 | 250 | 250 | 0 |  | 0 | 0 | 0 | 0 | 0 | 0 | [6 empty] | 0 | 0 | 0 | 0 | 1917 | 0 | 0 | E | [6 empty] | 0
3 |  | 15472 | 2358 | 2 | HC | 400 | B | OP | 88 | 1917 | WAT |  |  | WAT |  |  | 0 | 300 | 300 | 0 |  | 0 | 0 | 0 | 0 | 0 | 0 | [6 empty] | 0 | 0 | 0 | 0 | 1917 | 0 | 0 | E | [6 empty] | 0
3 |  | 15472 | 2358 | 3 | HC | 700 | B | OP | 88 | 1923 | WAT |  |  | WAT |  |  | 0 | 750 | 700 | 0 |  | 0 | 0 | 0 | 0 | 0 | 0 | [6 empty] | 0 | 0 | 0 | 0 | 1923 | 0 | 0 | E | [6 empty] | 0
3 |  | 15472 | 2358 | 4 | HC | 700 | B | OP | 88 | 1923 | WAT |  |  | WAT |  |  | 0 | 750 | 700 | 0 |  | 0 | 0 | 0 | 0 | 0 | 0 | [6 empty] | 0 | 0 | 0 | 0 | 1923 | 0 | 0 | E | [6 empty] | 0
3 |  | 15472 | 2359 | 1 | HC | 1600 | B | OP | 88 | 1927 | WAT |  |  | WAT |  |  | 0 | 1880 | 1950 | 0 |  | 0 | 0 | 0 | 0 | 0 | 0 | [6 empty] | 0 | 0 | 0 | 0 | 1927 | 0 | 0 | E | [6 empty] | 0
3 |  | 15472 | 2360 | 1 | HC | 3200 | P | OP | 2 | 1927 | WAT |  |  | WAT |  |  | 0 | 3750 | 3600 | 0 |  | 0 | 0 | 0 | 0 | 0 | 0 | [6 empty] | 0 | 0 | 0 | 0 | 1925 | 0 | 0 | E | [6 empty] | 0
3 |  | 15472 | 2362 | GT1 | GT | 18000 | P | OP | 9 | 1969 | FO2 |  |  | FO2 |  |  | 14710 | 16100 | 20400 | 0 |  | 0 | 0 | 0 | 0 | 0 | 0 | [6 empty] | 0 | 0 | 0 | 8 | 1969 | 0 | 0 | E | [6 empty] | 0
3 |  | 15472 | 2363 | 1 | ST | 20000 |  |  | 99 | 1938 |  |  |  | FO6 |  |  | 0 | 0 | 0 | 0 | RE | 12 | 1981 | 0 | 0 | 0 | 0 | [6 empty] | 0 | 0 | 0 | 0 | 1938 | 0 | 0 | E | [6 empty] | 0
3 |  | 15472 | 2364 | 1 | ST | 113600 | B | OP | 12 | 1960 | FO2 |  |  | BIT |  |  | 9902 | 121830 | 122800 | 0 |  | 0 | 0 | 0 | 0 | 0 | 0 | [6 empty] | 0 | 0 | 0 | 11 | 1960 | 0 | 0 | E | [6 empty] | 0
3 |  | 15472 | 2364 | 2 | ST | 345600 | B | OP | 5 | 1968 | FO2 |  |  | BIT |  |  | 9780 | 349530 | 352970 | 0 |  | 0 | 0 | 0 | 0 | 0 | 0 | [6 empty] | 0 | 0 | 0 | 3 | 1968 | 0 | 0 | E | [6 empty] | 0
3 |  | 15472 | 2364 | GT1 | GT | 18600 | P | OP | 8 | 1968 | KER |  |  | JF | KER |  | 11410 | 19800 | 24400 | 0 |  | 0 | 0 | 0 | 0 | 0 | 0 | [6 empty] | 0 | 0 | 0 | 7 | 1968 | 0 | 0 | E | [6 empty] | 0
3 |  | 15472 | 2364 | GT2 | GT | 18600 | P | OP | 8 | 1969 | KER |  |  | JF | KER |  | 11959 | 19800 | 24400 | 0 |  | 0 | 0 | 0 | 0 | 0 | 0 | [6 empty] | 0 | 0 | 0 | 7 | 1969 | 0 | 0 | E | [6 empty] | 0
3 |  | 15472 | 2365 | 3 | ST | 2500 |  |  | 88 | 1918 |  |  |  | FO6 |  |  | 0 | 0 | 0 | 0 | RE | 11 | 1983 | 0 | 0 | 0 | 0 | [6 empty] | 0 | 0 | 0 | 0 | 1918 | 0 | 0 | E | [6 empty] | 0
3 |  | 15472 | 2365 | 5 | ST | 5000 |  |  | 88 | 1923 |  |  |  | FO6 |  |  | 0 | 0 | 0 | 0 | RE | 11 | 1983 | 0 | 0 | 0 | 0 | [6 empty] | 0 | 0 | 0 | 0 | 1923 | 0 | 0 | E | [6 empty] | 0
3 |  | 15472 | 2365 | 6 | ST | 6000 |  |  | 88 | 1937 |  |  |  | FO6 |  |  | 0 | 0 | 0 | 0 | RE | 11 | 1983 | 0 | 0 | 0 | 0 | [6 empty] | 0 | 0 | 0 | 0 | 1937 | 0 | 0 | E | [6 empty] | 0
3 |  | 15472 | 2365 | 7 | ST | 7500 |  |  | 12 | 1944 |  |  |  | FO6 |  |  | 0 | 0 | 0 | 0 | RE | 11 | 1983 | 0 | 0 | 0 | 0 | [6 empty] | 0 | 0 | 0 | 0 | 1944 | 0 | 0 | E | [6 empty] | 0
3 |  | 15472 | 2367 | 3 | ST | 25000 | C | OP | 11 | 1949 | LPG | FO6 |  | FO6 |  |  | 15880 | 28490 | 28850 | 0 |  | 0 | 0 | 0 | 0 | 0 | 0 | [6 empty] | 0 | 0 | 0 | 10 | 1949 | 0 | 0 | E | [6 empty] | 0
3 |  | 15472 | 2367 | 4 | ST | 50000 | C | OP | 10 | 1952 | LPG | FO6 |  | BIT | FO6 |  | 11980 | 49770 | 49770 | 0 |  | 0 | 0 | 0 | 0 | 0 | 0 | [6 empty] | 0 | 0 | 0 | 9 | 1952 | 0 | 0 | E | [6 empty] | 0
3 |  | 15472 | 2367 | 5 | ST | 50000 | C | OP | 5 | 1955 | LPG | FO6 |  | BIT | FO6 |  | 11122 | 50670 | 51000 | 0 |  | 0 | 0 | 0 | 0 | 0 | 0 | [6 empty] | 0 | 0 | 0 | 0 | 1955 | 0 | 0 | E | [6 empty] | 0
3 |  | 15472 | 2367 | 6 | ST | 50000 | C | OP | 7 | 1957 | LPG | FO6 |  | BIT | FO6 |  | 11011 | 50500 | 51330 | 0 |  | 0 | 0 | 0 | 0 | 0 | 0 | [6 empty] | 0 | 0 | 0 | 0 | 1957 | 0 | 0 | E | [6 empty] | 0
3 |  | 15472 | 2367 | GT1 | GT | 21250 | P | OP | 11 | 1970 | NG |  |  | JF | NG |  | 13298 | 19400 | 24300 | 0 |  | 0 | 0 | 0 | 0 | 0 | 0 | [6 empty] | 0 | 0 | 0 | 10 | 1970 | 0 | 0 | E | [6 empty] | 0
3 |  | 15472 | 2368 | 1 | HC | 15000 | B | OP | 88 | 1948 | WAT |  |  | WAT |  |  | 0 | 16500 | 16600 | 0 |  | 0 | 0 | 0 | 0 | 0 | 0 | [6 empty] | 0 | 0 | 0 | 0 | 1948 | 0 | 0 | E | [6 empty] | 0
3 |  | 15472 | 2369 | GT1 | GT | 18600 | P | OP | 7 | 1968 | KER |  |  | KER |  |  | 13545 | 20200 | 22500 | 0 |  | 0 | 0 | 0 | 0 | 0 | 0 | [6 empty] | 0 | 0 | 0 | 6 | 1968 | 0 | 0 | E | [6 empty] | 0
3 |  | 15472 | 3750 | 1 | HC | 1100 | B | OP | 88 | 1927 | WAT |  |  | WAT |  |  | 0 | 1100 | 1100 | 0 |  | 0 | 0 | 0 | 0 | 0 | 0 | [6 empty] | 0 | 0 | 0 | 0 | 1927 | 0 | 0 | E | [6 empty] | 0
3 |  | 15472 | 6115 | 1 | NP | 1242000 | B | OP | 7 | 1990 | UR |  |  | UR |  |  | 10120 | 1150000 | 1150000 | 0 |  | 0 | 0 | 0 | 0 | 0 | 0 | [6 empty] | 0 | 0 | 1198000 | 3 | 1990 | 0 | 0 | [7 empty] | 0
3 |  | 15472 | 6115 | 2 | NP | 0 |  |  | 0 | 0 | [6 empty] | 0 | 0 | 0 | 1150000 | CN | 9 | 1988 | 11 | 1981 | 0 | 0 | AP | FI | RE | UR |  |  | 1150000 | 1150000 | 1198000 | 0 | 0 | 1186000 | 1199000 | [7 empty] | 0
3 |  | 15472 | 8002 | 1 | ST | 414000 | C | OP | 6 | 1974 | FO2 |  |  | FO6 | CRU |  | 10739 | 422000 | 422000 | 0 |  | 0 | 0 | 0 | 0 | 0 | 0 | [6 empty] | 0 | 0 | 0 | 3 | 1974 | 0 | 0 | E | [6 empty] | 0
3 |  | 15473 | 97 | 1 | GE | 0 |  |  | 0 | 0 | [6 empty] | 0 | 0 | 0 | 48000 | CN | 99 | 9999 | 7 | 1981 | 5 | 1982 |  |  |  | GST |  |  | 0 | 0 | 0 | 0 | 0 | 44000 | 44000 | [7 empty] | 0
3 |  | 15473 | 98 | 1 | HR | 0 |  |  | 0 | 0 | [6 empty] | 0 | 0 | 0 | 150000 | CN | 9 | 1988 | 7 | 1981 | 0 | 0 | LO |  |  | WAT |  |  | 0 | 0 | 0 | 0 | 0 | 153000 | 369000 | [7 empty] | 0
3 |  | 15473 | 98 | 2 | HR | 0 |  |  | 0 | 0 | [6 empty] | 0 | 0 | 0 | 150000 | CN | 9 | 1988 | 7 | 1981 | 0 | 0 | LO |  |  | WAT |  |  | 0 | 0 | 0 | 0 | 0 | 153000 | 369000 | [7 empty] | 0
3 |  | 15473 | 98 | 3 | HR | 0 |  |  | 0 | 0 | [6 empty] | 0 | 0 | 0 | 150000 | CN | 9 | 1988 | 7 | 1981 | 0 | 0 | LO |  |  | WAT |  |  | 0 | 0 | 0 | 0 | 0 | 153000 | 369000 | [7 empty] | 0
3 |  | 15473 | 98 | 4 | HR | 0 |  |  | 0 | 0 | [6 empty] | 0 | 0 | 0 | 150000 | CN | 9 | 1988 | 7 | 1981 | 0 | 0 | LO |  |  | WAT |  |  | 0 | 0 | 0 | 0 | 0 | 153000 | 369000 | [7 empty] | 0
3 |  | 15473 | 2447 | 1 | GT | 20000 | P | OP | 1 | 1973 | NG |  |  | NG | FO2 |  | 13829 | 15500 | 20000 | 0 |  | 0 | 0 | 0 | 0 | 0 | 0 | [6 empty] | 0 | 0 | 0 | 1 | 1973 | 0 | 0 | [7 empty] | 0
3 |  | 15473 | 2448 | 1 | ST | 22000 | P |  | 10 | 1952 | NG |  |  | NG | FO2 |  | 12864 | 18100 | 18100 | 0 | RE | 10 | 1987 | 0 | 0 | 0 | 0 | [6 empty] | 0 | 0 | 0 | 9 | 1952 | 0 | 0 | E | [6 empty] | 0
3 |  | 15473 | 2448 | 2 | ST | 22000 | P |  | 10 | 1953 | NG |  |  | NG | FO2 |  | 13175 | 22200 | 22200 | 0 | RE | 10 | 1987 | 0 | 0 | 0 | 0 | [6 empty] | 0 | 0 | 0 | 9 | 1953 | 0 | 0 | E | [6 empty] | 0
3 |  | 15473 | 2448 | 3 | ST | 33000 | P |  | 10 | 1954 |  |  |  | NG | FO2 |  | 12438 | 31900 | 31900 | 0 | RE | 10 | 1986 | 0 | 0 | 0 | 0 | [6 empty] | 0 | 0 | 0 | 9 | 1954 | 0 | 0 | E | [6 empty] | 0
3 |  | 15473 | 2448 | ST4 | ST | 33000 | P |  | 10 | 1957 | NG |  |  | NG | FO2 |  | 12490 | 33200 | 33200 | 0 | RE | 10 | 1987 | 0 | 0 | 0 | 0 | [6 empty] | 0 | 0 | 0 | 9 | 1957 | 0 | 0 | E | [6 empty] | 0
3 |  | 15473 | 2449 | 5 | ST | 5000 |  |  | 99 | 1929 |  |  |  | NG | FO2 |  | 0 | 0 | 0 | 0 | RE | 1 | 1976 | 0 | 0 | 0 | 0 | [6 empty] | 0 | 0 | 0 | 0 | 1929 | 0 | 0 | E | [6 empty] | 0
3 |  | 15473 | 2449 | 6 | ST | 5000 |  |  | 99 | 1938 |  |  |  | NG | FO2 |  | 0 | 0 | 0 | 0 | RE | 1 | 1976 | 0 | 0 | 0 | 0 | [6 empty] | 0 | 0 | 0 | 0 | 1938 | 0 | 0 | E | [6 empty] | 0
3 |  | 15473 | 2449 | 7 | ST | 7500 | P |  | 6 | 1946 |  |  |  | NG | FO2 |  | 0 | 6000 | 6000 | 0 | RE | 12 | 1984 | 0 | 0 | 0 | 0 | [6 empty] | 0 | 0 | 0 | 0 | 1946 | 0 | 0 | E | [6 empty] | 0
3 |  | 15473 | 2449 | 8 | ST | 6000 | P |  | 6 | 1949 |  |  |  | NG | FO2 |  | 0 | 5000 | 5000 | 0 | RE | 12 | 1984 | 0 | 0 | 0 | 0 | [6 empty] | 0 | 0 | 0 | 0 | 1949 | 0 | 0 | E | [6 empty] | 0
3 |  | 15473 | 2449 | 9 | ST | 11500 | P |  | 6 | 1949 |  |  |  | NG | FO2 |  | 0 | 11000 | 11000 | 0 | RE | 12 | 1984 | 0 | 0 | 0 | 0 | [6 empty] | 0 | 0 | 0 | 0 | 1949 | 0 | 0 | E | [6 empty] | 0
3 |  | 15473 | 2450 | 1 | ST | 44000 | P | OP | 8 | 1960 | NG |  |  | NG | FO6 |  | 11215 | 44000 | 44000 | 0 |  | 0 | 0 | 0 | 0 | 0 | 0 | [6 empty] | 0 | 0 | 0 | 8 | 1960 | 0 | 0 | [7 empty] | 0
3 |  | 15473 | 2450 | 2 | ST | 44000 | P | OP | 12 | 1958 | NG |  |  | NG | FO6 |  | 11771 | 44000 | 44000 | 0 |  | 0 | 0 | 0 | 0 | 0 | 0 | [6 empty] | 0 | 0 | 0 | 12 | 1958 | 0 | 0 | [7 empty] | 0
3 |  | 15473 | 2450 | 3 | ST | 66000 | P | OP | 7 | 1962 | NG |  |  | NG | FO6 |  | 11658 | 66000 | 66000 | 0 |  | 0 | 0 | 0 | 0 | 0 | 0 | [6 empty] | 0 | 0 | 0 | 7 | 1962 | 0 | 0 | [7 empty] | 0
3 |  | 15473 | 2451 | 1 | ST | 361000 | B | OP | 12 | 1976 | FO2 |  |  | SUB |  |  | 11521 | 316000 | 316000 | 0 |  | 0 | 0 | 0 | 0 | 0 | 0 | [6 empty] | 0 | 0 | 0 | 9 | 1976 | 0 | 0 | E | [6 empty] | 0
3 |  | 15473 | 2451 | 2 | ST | 350000 | B | OP | 11 | 1973 | FO2 |  |  | SUB |  |  | 11979 | 312000 | 312000 | 0 |  | 0 | 0 | 0 | 0 | 0 | 0 | [6 empty] | 0 | 0 | 0 | 9 | 1973 | 0 | 0 |  | U | [5 empty] | 0
3 |  | 15473 | 2451 | 3 | ST | 534000 | B | OP | 12 | 1979 | FO5 |  |  | SUB |  |  | 10845 | 488000 | 488000 | 0 |  | 0 | 0 | 0 | 0 | 0 | 0 | [6 empty] | 0 | 0 | 0 | 11 | 1979 | 0 | 0 | [7 empty] | 0
3 |  | 15473 | 2451 | 4 | ST | 534000 | B | OP | 4 | 1982 | FO5 |  |  | SUB |  |  | 10480 | 498000 | 498000 | 0 |  | 0 | 0 | 0 | 0 | 0 | 0 | [6 empty] | 0 | 0 | 0 | 3 | 1982 | 0 | 0 | [7 empty] | 0
3 |  | 15473 | 2452 | 1 | ST | 6000 | P |  | 6 | 1949 |  |  |  | NG | FO2 |  | 0 | 5000 | 5000 | 0 | RE | 9 | 1987 | 0 | 0 | 0 | 0 | [6 empty] | 0 | 0 | 0 | 5 | 1949 | 0 | 0 | E | [6 empty] | 0
3 |  | 15473 | 2452 | 2 | ST | 6000 | P |  | 6 | 1951 |  |  |  | NG | FO2 |  | 0 | 6000 | 6000 | 0 | RE | 9 | 1987 | 0 | 0 | 0 | 0 | [6 empty] | 0 | 0 | 0 | 5 | 1951 | 0 | 0 | E | [6 empty] | 0
3 |  | 15473 | 2464 | 1 | IC | 1000 | P |  | 6 | 1951 |  |  |  | NG | FO2 |  | 14255 | 600 | 600 | 0 | RE | 9 | 1987 | 0 | 0 | 0 | 0 | [6 empty] | 0 | 0 | 0 | 5 | 1951 | 0 | 0 | E | [6 empty] | 0
3 |  | 15473 | 2464 | 2 | IC | 1000 | P |  | 6 | 1951 |  |  |  | NG | FO2 |  | 0 | 600 | 600 | 0 | RE | 9 | 1987 | 0 | 0 | 0 | 0 | [6 empty] | 0 | 0 | 0 | 5 | 1951 | 0 | 0 | E | [6 empty] | 0
3 |  | 15473 | 2464 | 3 | IC | 700 | P |  | 1 | 1948 |  |  |  | NG | FO2 |  | 0 | 500 | 500 | 0 | RE | 9 | 1987 | 0 | 0 | 0 | 0 | [6 empty] | 0 | 0 | 0 | 12 | 1947 | 0 | 0 | E | [6 empty] | 0
3 |  | 15473 | 2464 | 4 | IC | 200 |  |  | 88 | 1928 |  |  |  | FO2 | NG |  | 0 | 0 | 0 | 0 | RE | 88 | 1957 | 0 | 0 | 0 | 0 | [6 empty] | 0 | 0 | 0 | 0 | 1928 | 0 | 0 | E | [6 empty] | 0
3 |  | 15473 | 2464 | 6 | IC | 1290 | P |  | 1 | 1975 |  |  |  | NG | FO2 |  | 14160 | 1250 | 1250 | 0 | RE | 9 | 1987 | 0 | 0 | 0 | 0 | [6 empty] | 0 | 0 | 0 | 12 | 1974 | 0 | 0 | E | [6 empty] | 0
3 |  | 15473 | 2464 | 7 | IC | 1250 | P |  | 1 | 1975 |  |  |  | NG | FO2 |  | 13670 | 1250 | 1250 | 0 | RE | 9 | 1987 | 0 | 0 | 0 | 0 | [6 empty] | 0 | 0 | 0 | 12 | 1974 | 0 | 0 | E | [6 empty] | 0
3 |  | 15473 | 2464 | 8 | IC | 1250 | P |  | 1 | 1958 |  |  |  | NG | FO2 |  | 14378 | 1000 | 1000 | 0 | RE | 9 | 1987 | 0 | 0 | 0 | 0 | [6 empty] | 0 | 0 | 0 | 12 | 1957 | 0 | 0 | E | [6 empty] | 0
3 |  | 15473 | 2464 | 9 | IC | 340 | P |  | 1 | 1945 |  |  |  | NG | FO2 |  | 0 | 300 | 300 | 0 | RE | 9 | 1987 | 0 | 0 | 0 | 0 | [6 empty] | 0 | 0 | 0 | 12 | 1944 | 0 | 0 | E | [6 empty] | 0
3 |  | 15473 | 6769 | 1 | ST | 0 |  |  | 0 | 0 | [6 empty] | 0 | 0 | 0 | 500000 | CN | 0 | 1988 | 4 | 1991 | 0 | 0 | LO | FI |  | BIT |  |  | 490000 | 490000 | 0 | 0 | 0 | 465094 | 474616 | [7 empty] | 0
3 |  | 15473 | 6769 | 2 | ST | 0 |  |  | 0 | 0 | [6 empty] | 0 | 0 | 0 | 500000 | CN | 0 | 1988 | 6 | 1994 | 0 | 0 |  |  |  | BIT |  |  | 490000 | 490000 | 0 | 0 | 0 | 465094 | 474616 | [7 empty] | 0
3 |  | 15473 | 6769 | 3 | ST | 0 |  |  | 0 | 0 | [6 empty] | 0 | 0 | 0 | 500000 | CN | 0 | 1988 | 6 | 1995 | 0 | 0 |  |  |  | BIT |  |  | 490000 | 490000 | 0 | 0 | 0 | 465094 | 474616 | [7 empty] | 0
3 |  | 15473 | 6769 | 4 | ST | 0 |  |  | 0 | 0 | [6 empty] | 0 | 0 | 0 | 500000 | CN | 0 | 1988 | 6 | 1990 | 0 | 0 |  |  |  | BIT |  |  | 490000 | 490000 | 0 | 0 | 0 | 465094 | 474616 | [7 empty] | 0
3 |  | 15474 | 798 | 1 | ST | 0 |  |  | 0 | 0 | [6 empty] | 0 | 0 | 0 | 640000 | CN | 11 | 1991 | 12 | 1991 | 0 | 0 | LO |  |  | SUB |  |  | 640000 | 640000 | 0 | 0 | 0 | 593007 | 605073 | [7 empty] | 0
3 |  | 15474 | 2959 | IC1 | IC | 2000 | P |  | 7 | 1960 | FO2 |  |  | FO2 |  |  | 10500 | 2000 | 2000 | 0 | RE | 1 | 1987 | 0 | 0 | 0 | 0 | [6 empty] | 0 | 0 | 0 | 6 | 1960 | 0 | 0 | E | [6 empty] | 0
3 |  | 15474 | 2963 | 1 | ST | 170000 | B | OP | 4 | 1961 | NG |  |  | NG | FO2 |  | 10525 | 160000 | 160000 | 0 |  | 0 | 0 | 0 | 0 | 0 | 0 | [6 empty] | 0 | 0 | 0 | 2 | 1961 | 0 | 0 | E | [6 empty] | 0
3 |  | 15474 | 2963 | 2 | ST | 472500 | B | OP | 5 | 1970 | NG |  |  | NG | FO2 |  | 9500 | 470000 | 470000 | 0 |  | 0 | 0 | 0 | 0 | 0 | 0 | [6 empty] | 0 | 0 | 0 | 3 | 1970 | 0 | 0 | E | [6 empty] | 0
3 |  | 15474 | 2963 | 3 | ST | 472500 | B | OP | 12 | 1979 | NG |  |  | SUB | NG |  | 10070 | 460000 | 460000 | 0 |  | 0 | 0 | 0 | 0 | 0 | 0 | [6 empty] | 0 | 0 | 0 | 9 | 1979 | 0 | 0 | E | [6 empty] | 0
3 |  | 15474 | 2963 | 4 | ST | 472500 | B | OP | 9 | 1980 | NG |  |  | SUB | NG |  | 9870 | 455000 | 455000 | 0 |  | 0 | 0 | 0 | 0 | 0 | 0 | [6 empty] | 0 | 0 | 0 | 5 | 1980 | 0 | 0 | E | [6 empty] | 0
3 |  | 15474 | 2963 | IC1 | IC | 4325 | P | OP | 12 | 1980 | FO2 |  |  | FO2 |  |  | 10500 | 3950 | 3950 | 0 |  | 0 | 0 | 0 | 0 | 0 | 0 | [6 empty] | 0 | 0 | 0 | 11 | 1980 | 0 | 0 | E | [6 empty] | 0
3 |  | 15474 | 2963 | IC3 | IC | 0 |  |  | 0 | 0 | [6 empty] | 0 | 0 | 0 | 1600 | CN | 99 | 9999 | 5 | 1979 | 4 | 1980 |  |  |  | FO2 |  |  | 0 | 0 | 0 | 0 | 0 | 1000 | 2000 | [7 empty] | 0
3 |  | 15474 | 2963 | IC4 | IC | 0 |  |  | 0 | 0 | [6 empty] | 0 | 0 | 0 | 2000 | CN | 99 | 9999 | 4 | 1980 | 4 | 1980 |  |  |  | FO2 |  |  | 0 | 0 | 0 | 0 | 0 | 2000 | 2000 | [7 empty] | 0
3 |  | 15474 | 2964 | 1 | ST | 83800 | C | OP | 7 | 1952 | NG |  |  | NG | FO2 |  | 12080 | 80000 | 80000 | 0 | RT | 1 | 2001 | 0 | 0 | 0 | 0 | [6 empty] | 0 | 0 | 0 | 7 | 1952 | 0 | 0 | [7 empty] | 0
3 |  | 15474 | 2964 | 2 | ST | 83800 | C | OP | 3 | 1954 | NG |  |  | NG | FO2 |  | 11805 | 80000 | 80000 | 0 | RT | 1 | 2002 | 0 | 0 | 0 | 0 | [6 empty] | 0 | 0 | 0 | 2 | 1954 | 0 | 0 | E | [6 empty] | 0
3 |  | 15474 | 2964 | 3 | ST | 315000 | B | OP | 7 | 1967 | NG |  |  | NG | FO2 |  | 10250 | 300000 | 300000 | 0 |  | 0 | 0 | 0 | 0 | 0 | 0 | [6 empty] | 0 | 0 | 0 | 5 | 1967 | 0 | 0 | E | [6 empty] | 0
3 |  | 15474 | 2964 | IC1 | IC | 2000 | P | OP | 5 | 1962 | FO2 |  |  | FO2 |  |  | 10500 | 2000 | 2000 | 0 |  | 0 | 0 | 0 | 0 | 0 | 0 | [6 empty] | 0 | 0 | 0 | 4 | 1962 | 0 | 0 | E | [6 empty] | 0
3 |  | 15474 | 2965 | 1 | ST | 33000 |  |  | 99 | 1947 |  |  |  | NG |  |  | 0 | 0 | 0 | 0 | RE | 12 | 1978 | 0 | 0 | 0 | 0 | [6 empty] | 0 | 0 | 0 | 0 | 1947 | 0 | 0 | E | [6 empty] | 0
3 |  | 15474 | 2965 | 2 | ST | 170000 | B | SC | 11 | 1956 | NG |  |  | NG | FO2 |  | 10700 | 162000 | 162000 | 0 |  | 0 | 0 | 0 | 0 | 0 | 0 | OT | [5 empty] | 0 | 0 | 0 | 10 | 1956 | 0 | 0 | E | [6 empty] | 0
3 |  | 15474 | 2965 | 3 | ST | 95000 | C | SC | 1 | 1958 | NG |  |  | NG | FO2 |  | 14050 | 85000 | 85000 | 0 | RT | 1 | 1998 | 0 | 0 | 0 | 0 | OT | [5 empty] | 0 | 0 | 0 | 12 | 1957 | 0 | 0 | E | [6 empty] | 0
3 |  | 15474 | 2965 | 4 | ST | 170000 | B | SC | 4 | 1958 | NG |  |  | NG | FO2 |  | 10860 | 162000 | 162000 | 0 |  | 0 | 0 | 0 | 0 | 0 | 0 | [6 empty] | 0 | 0 | 0 | 3 | 1958 | 0 | 0 | E | [6 empty] | 0
3 |  | 15474 | 2965 | IC1 | IC | 8250 | P | OP | 4 | 1967 | FO2 |  |  | FO2 |  |  | 10500 | 8250 | 8250 | 0 |  | 0 | 0 | 0 | 0 | 0 | 0 | [6 empty] | 0 | 0 | 0 | 3 | 1967 | 0 | 0 | E | [6 empty] | 0
3 |  | 15474 | 2966 | 1 | ST | 25000 |  |  | 99 | 1928 |  |  |  | NG |  |  | 0 | 0 | 0 | 0 | RE | 4 | 1977 | 0 | 0 | 0 | 0 | [6 empty] | 0 | 0 | 0 | 0 | 1928 | 0 | 0 | E | [6 empty] | 0
3 |  | 15474 | 2966 | 2 | ST | 25000 |  |  | 99 | 1931 |  |  |  | NG |  |  | 0 | 0 | 0 | 0 | RE | 4 | 1977 | 0 | 0 | 0 | 0 | [6 empty] | 0 | 0 | 0 | 0 | 1931 | 0 | 0 | E | [6 empty] | 0
3 |  | 15474 | 2966 | 3 | ST | 30000 |  |  | 99 | 1950 |  |  |  | NG |  |  | 0 | 0 | 0 | 0 | RE | 4 | 1977 | 0 | 0 | 0 | 0 | [6 empty] | 0 | 0 | 0 | 0 | 1950 | 0 | 0 | E | [6 empty] | 0
3 |  | 15474 | 2966 | 4 | GT | 67000 | P | OP | 7 | 1975 | NG |  |  | NG | FO2 |  | 14340 | 51000 | 51000 | 0 |  | 0 | 0 | 0 | 0 | 0 | 0 | [6 empty] | 0 | 0 | 0 | 6 | 1975 | 0 | 0 | E | [6 empty] | 0
3 |  | 15474 | 2966 | 5 | GT | 67000 | P | OP | 9 | 1976 | NG |  |  | NG | FO2 |  | 14540 | 51000 | 51000 | 0 |  | 0 | 0 | 0 | 0 | 0 | 0 | [6 empty] | 0 | 0 | 0 | 8 | 1976 | 83309 | 100032 | E | [6 empty] | 0
3 |  | 15474 | 2966 | 6 | GT | 67000 | P | OP | 9 | 1976 | NG |  |  | NG | FO2 |  | 14400 | 48000 | 48000 | 0 |  | 0 | 0 | 0 | 0 | 0 | 0 | [6 empty] | 0 | 0 | 0 | 8 | 1976 | 0 | 0 | E | [6 empty] | 0
3 |  | 15474 | 2966 | 7 | ST | 0 |  |  | 0 | 0 | [6 empty] | 0 | 0 | 0 | 102000 | PL | 0 | 0 | 1 | 2001 | 1 | 2001 |  |  |  | NG | FO2 |  | 102000 | 102000 | 0 | 0 | 0 | 97287 | 99358 | [7 empty] | 0
3 |  | 15474 | 2966 | IC1 | IC | 4000 | P | OP | 10 | 1963 | FO2 |  |  | FO2 |  |  | 10500 | 4000 | 4000 | 0 |  | 0 | 0 | 0 | 0 | 0 | 0 | [6 empty] | 0 | 0 | 0 | 9 | 1963 | 0 | 0 | [7 empty] | 0
3 |  | 15474 | 4227 | NA1 | GT | 0 |  |  | 0 | 0 | [6 empty] | 0 | 0 | 0 | 75000 | CN | 12 | 1986 | 0 | 0 | 0 | 0 |  |  |  | NG |  |  | 75000 | 75000 | 0 | 0 | 0 | 62000 | 74000 | [7 empty] | 0
3 |  | 15474 | 4227 | NA2 | GT | 0 |  |  | 0 | 0 | [6 empty] | 0 | 0 | 0 | 75000 | CN | 12 | 1986 | 0 | 0 | 0 | 0 |  |  |  | NG |  |  | 75000 | 75000 | 0 | 0 | 0 | 62000 | 74000 | [7 empty] | 0
3 |  | 15474 | 4227 | NA3 | GT | 0 |  |  | 0 | 0 | [6 empty] | 0 | 0 | 0 | 75000 | CN | 12 | 1986 | 0 | 0 | 0 | 0 |  |  |  | NG |  |  | 75000 | 75000 | 0 | 0 | 0 | 62000 | 74000 | [7 empty] | 0
3 |  | 15474 | 4227 | NA4 | GT | 0 |  |  | 0 | 0 | [6 empty] | 0 | 0 | 0 | 75000 | CN | 8 | 1985 | 12 | 1992 | 12 | 1992 | LO |  |  | NG |  |  | 55000 | 55000 | 0 | 0 | 0 | 62000 | 74000 | [7 empty] | 0
3 |  | 15474 | 4227 | NA5 | GT | 0 |  |  | 0 | 0 | [6 empty] | 0 | 0 | 0 | 75000 | CN | 8 | 1985 | 12 | 1994 | 12 | 1994 | LO |  |  | NG |  |  | 55000 | 55000 | 0 | 0 | 0 | 62000 | 74000 | [7 empty] | 0
3 |  | 15474 | 4940 | 1 | ST | 472500 | B | OP | 4 | 1974 | NG |  |  | NG | FO2 |  | 10070 | 457000 | 457000 | 0 |  | 0 | 0 | 0 | 0 | 0 | 0 | [6 empty] | 0 | 0 | 0 | 1 | 1974 | 0 | 0 | E | [6 empty] | 0
3 |  | 15474 | 4940 | 2 | ST | 472500 | B | OP | 5 | 1976 | NG |  |  | NG | FO2 |  | 9980 | 465000 | 465000 | 0 |  | 0 | 0 | 0 | 0 | 0 | 0 | [6 empty] | 0 | 0 | 0 | 2 | 1976 | 0 | 0 | E | [6 empty] | 0
3 |  | 15474 | 4940 | IC1 | IC | 2750 | P | OP | 10 | 1976 | FO2 |  |  | FO2 |  |  | 10500 | 2750 | 2750 | 0 |  | 0 | 0 | 0 | 0 | 0 | 0 | [6 empty] | 0 | 0 | 0 | 9 | 1976 | 0 | 0 | E | [6 empty] | 0
3 |  | 15474 | 5018 | 1 | ST | 0 |  |  | 0 | 0 | [6 empty] | 0 | 0 | 0 | 240000 | CN | 99 | 9999 | 5 | 1982 | 5 | 1984 |  |  |  | COL |  |  | 0 | 0 | 0 | 0 | 0 | 226000 | 231000 | [7 empty] | 0
3 |  | 15474 | 6116 | 1 | NB | 0 |  |  | 0 | 0 | [6 empty] | 0 | 0 | 0 | 1150000 | CN | 88 | 1982 | 6 | 1984 | 6 | 1991 |  |  |  | UR |  |  | 0 | 0 | 0 | 0 | 0 | 0 | 0 | [7 empty] | 0
3 |  | 15474 | 6116 | 2 | NB | 0 |  |  | 0 | 0 | [6 empty] | 0 | 0 | 0 | 1115000 | CN | 88 | 1982 | 5 | 1984 | 6 | 1989 |  |  |  | UR |  |  | 0 | 0 | 0 | 0 | 0 | 0 | 0 | [7 empty] | 0
3 |  | 15474 | 7297 | 1 | CT | 0 |  |  | 0 | 0 | [6 empty] | 0 | 0 | 0 | 218000 | PL | 0 | 0 | 1 | 2001 | 1 | 2001 |  |  |  | NG |  |  | 218000 | 218000 | 0 | 0 | 0 | 174253 | 175675 | [7 empty] | 0
3 |  | 15474 | 8059 | 1S | CA | 120000 | B | OP | 2 | 1974 | NG |  |  | NG |  |  | 8960 | 110000 | 110000 | 0 |  | 0 | 0 | 0 | 0 | 0 | 0 | [6 empty] | 0 | 0 | 0 | 2 | 1974 | 0 | 0 | [7 empty] | 0
3 |  | 15474 | 8059 | IC1 | IC | 4000 | P | OP | 5 | 1962 | FO2 |  |  | FO2 |  |  | 10500 | 4000 | 4000 | 0 |  | 0 | 0 | 0 | 0 | 0 | 0 | [6 empty] | 0 | 0 | 0 | 4 | 1962 | 0 | 0 | [7 empty] | 0
3 |  | 15474 | 8059 | 1G1 | CT | 85000 | B | OP | 12 | 1973 | NG |  |  | NG | FO2 |  | 8960 | 75000 | 75000 | 0 |  | 0 | 0 | 0 | 0 | 0 | 0 | [6 empty] | 0 | 0 | 0 | 9 | 1973 | 0 | 0 | [7 empty] | 0
3 |  | 15474 | 8059 | 1G2 | CT | 85000 | B | OP | 8 | 1973 | NG |  |  | NG | FO2 |  | 8960 | 75000 | 75000 | 0 |  | 0 | 0 | 0 | 0 | 0 | 0 | [6 empty] | 0 | 0 | 0 | 8 | 1973 | 0 | 0 | [7 empty] | 0
3 |  | 15477 | 2397 | 1 | GT | 21250 | P | OP | 6 | 1970 | KER |  |  | KER |  |  | 15366 | 22000 | 24000 | 0 |  | 0 | 0 | 0 | 0 | 0 | 0 | [6 empty] | 0 | 0 | 0 | 5 | 1970 | 0 | 0 | E | [6 empty] | 0
3 |  | 15477 | 2397 | 2 | GT | 21250 | P | OP | 6 | 1970 | KER |  |  | KER |  |  | 14800 | 22000 | 24000 | 0 |  | 0 | 0 | 0 | 0 | 0 | 0 | [6 empty] | 0 | 0 | 0 | 5 | 1970 | 0 | 0 | E | [6 empty] | 0
3 |  | 15477 | 2398 | 1 | ST | 325216 | C | OP | 5 | 1959 | NG |  |  | NG | FO6 |  | 10355 | 285000 | 300000 | 220000 | RP | 0 | 0 | 6 | 1993 | 6 | 1995 |  |  |  | WH |  |  | 220000 | 220000 | 0 | 4 | 1959 | 0 | 0 | E |  |  | CW |  |  |  | 0
3 |  | 15477 | 2398 | 2 | ST | 325216 | C | OP | 5 | 1960 | NG |  |  | NG | FO6 |  | 10344 | 285000 | 300000 | 220000 | RP | 0 | 0 | 3 | 1993 | 6 | 1998 |  |  |  | WH |  |  | 220000 | 220000 | 0 | 4 | 1960 | 0 | 0 | E |  |  | CW |  |  |  | 0
3 |  | 15477 | 2398 | 3 | GT | 18594 | P | OP | 7 | 1967 | NG |  |  | NG |  |  | 14740 | 17000 | 21000 | 0 |  | 0 | 0 | 0 | 0 | 0 | 0 | [6 empty] | 0 | 0 | 0 | 6 | 1967 | 0 | 0 | E | [6 empty] | 0
3 |  | 15477 | 2398 | 4 | GT | 43200 | P | OP | 9 | 1975 | FO2 |  |  | FO2 |  |  | 17039 | 40000 | 53000 | 0 | RT | 6 | 1995 | 0 | 0 | 0 | 0 | [6 empty] | 0 | 0 | 0 | 8 | 1975 | 0 | 0 | E | [6 empty] | 0
3 |  | 15477 | 2398 | 5 | CT | 0 |  |  | 0 | 0 | [6 empty] | 0 | 0 | 0 | 430000 | PL | 0 | 0 | 5 | 1995 | 5 | 1995 |  |  |  | NG |  |  | 430000 | 430000 | 0 | 0 | 0 | 334302 | 324667 | [7 empty] | 0
3 |  | 15477 | 2398 | 6 | CT | 0 |  |  | 0 | 0 | [6 empty] | 0 | 0 | 0 | 430000 | PL | 0 | 0 | 5 | 1998 | 5 | 1998 |  |  |  | NG |  |  | 430000 | 430000 | 0 | 0 | 0 | 334302 | 324667 | [7 empty] | 0
3 |  | 15477 | 2399 | 1 | ST | 10000 |  |  | 0 | 1900 |  |  |  | FO6 |  |  | 0 | 0 | 0 | 0 | RE | 3 | 1974 | 0 | 0 | 0 | 0 | [6 empty] | 0 | 0 | 0 | 0 | 1900 | 0 | 0 | E | [6 empty] | 0
3 |  | 15477 | 2399 | 2 | ST | 10000 |  |  | 0 | 1900 |  |  |  | FO6 |  |  | 0 | 0 | 0 | 0 | RE | 3 | 1974 | 0 | 0 | 0 | 0 | [6 empty] | 0 | 0 | 0 | 0 | 1900 | 0 | 0 | E | [6 empty] | 0
3 |  | 15477 | 2399 | 3 | ST | 10000 |  |  | 0 | 1900 |  |  |  | FO6 |  |  | 0 | 0 | 0 | 0 | RE | 3 | 1974 | 0 | 0 | 0 | 0 | [6 empty] | 0 | 0 | 0 | 0 | 1900 | 0 | 0 | E | [6 empty] | 0
3 |  | 15477 | 2399 | 4 | ST | 18000 |  |  | 0 | 1900 |  |  |  | FO6 |  |  | 0 | 0 | 0 | 0 | RE | 3 | 1974 | 0 | 0 | 0 | 0 | [6 empty] | 0 | 0 | 0 | 0 | 1900 | 0 | 0 | E | [6 empty] | 0
3 |  | 15477 | 2399 | 5 | ST | 125000 |  |  | 11 | 1940 |  |  |  | FO6 |  |  | 0 | 0 | 0 | 125000 | RE | 7 | 1984 | 0 | 0 | 0 | 0 | [6 empty] | 0 | 0 | 0 | 0 | 1940 | 0 | 0 | E | [6 empty] | 0
3 |  | 15477 | 2399 | 6 | ST | 125000 |  |  | 6 | 1943 |  |  |  | FO6 |  |  | 0 | 0 | 0 | 125000 | RE | 7 | 1984 | 0 | 0 | 0 | 0 | [6 empty] | 0 | 0 | 0 | 0 | 1943 | 0 | 0 | E | [6 empty] | 0
3 |  | 15477 | 2399 | 7 | ST | 205000 | C | OP | 11 | 1955 | FO2 |  |  | FO6 |  |  | 9993 | 180000 | 185000 | 0 |  | 0 | 0 | 0 | 0 | 0 | 0 | [6 empty] | 0 | 0 | 0 | 10 | 1955 | 0 | 0 | E | [6 empty] | 0
3 |  | 15477 | 2399 | 8 | GT | 18594 | P | OP | 6 | 1967 | KER |  |  | KER |  |  | 20674 | 17000 | 21000 | 0 |  | 0 | 0 | 0 | 0 | 0 | 0 | [6 empty] | 0 | 0 | 0 | 5 | 1967 | 0 | 0 | E | [6 empty] | 0
3 |  | 15477 | 2399 | 9 | GT | 167400 | P | OP | 5 | 1972 | KER |  |  | KER |  |  | 16000 | 176000 | 208000 | 0 |  | 0 | 0 | 0 | 0 | 0 | 0 | [6 empty] | 0 | 0 | 0 | 4 | 1972 | 0 | 0 | E | [6 empty] | 0
3 |  | 15477 | 2399 | 10 | GT | 167400 | P | OP | 6 | 1972 | KER |  |  | KER |  |  | 16346 | 176000 | 208000 | 184000 | RP | 0 | 0 | 6 | 1993 | 8 | 1992 |  |  |  | KER |  |  | 184000 | 184000 | 0 | 5 | 1972 | 0 | 0 | E |  |  | CT |  |  |  | 0
3 |  | 15477 | 2399 | 11 | GT | 167400 | P | OP | 6 | 1972 | KER |  |  | KER |  |  | 15839 | 176000 | 208000 | 0 |  | 0 | 0 | 0 | 0 | 0 | 0 | [6 empty] | 0 | 0 | 0 | 5 | 1972 | 0 | 0 | E | [6 empty] | 0
3 |  | 15477 | 2399 | 105 | CW | 41800 | P |  | 12 | 1974 |  |  |  | WH |  |  | 0 | 0 | 0 | 41800 | RE | 7 | 1984 | 0 | 0 | 0 | 0 | [6 empty] | 0 | 0 | 0 | 0 | 1974 | 0 | 0 | E | [6 empty] | 0
3 |  | 15477 | 2399 | CW10 | CW | 0 |  |  | 0 | 0 | [6 empty] | 0 | 0 | 0 | 65000 | CO | 0 | 0 | 6 | 1993 | 8 | 1992 |  |  |  | WH |  |  | 65000 | 65000 | 0 | 0 | 0 | 54589 | 58823 | [7 empty] | 0
3 |  | 15477 | 2400 | 1 | GT | 167400 | P | OP | 5 | 1971 | NG | KER |  | NG | KER |  | 14507 | 176000 | 188000 | 0 |  | 0 | 0 | 0 | 0 | 0 | 0 | [6 empty] | 0 | 0 | 0 | 4 | 1971 | 0 | 0 | E | [6 empty] | 0
3 |  | 15477 | 2400 | 2 | GT | 167400 | P | OP | 6 | 1971 | NG | KER |  | NG | KER |  | 15338 | 176000 | 188000 | 0 |  | 0 | 0 | 0 | 0 | 0 | 0 | [6 empty] | 0 | 0 | 0 | 5 | 1971 | 0 | 0 | E | [6 empty] | 0
3 |  | 15477 | 2400 | 3 | GT | 167400 | P | OP | 6 | 1971 | NG | KER |  | NG | KER |  | 16216 | 176000 | 188000 | 0 |  | 0 | 0 | 0 | 0 | 0 | 0 | [6 empty] | 0 | 0 | 0 | 5 | 1971 | 0 | 0 | E | [6 empty] | 0
3 |  | 15477 | 2401 | 1 | ST | 117000 |  |  | 4 | 1974 |  |  |  | FO6 | NG |  | 0 | 0 | 0 | 117000 | RE | 7 | 1984 | 0 | 0 | 0 | 0 | [6 empty] | 0 | 0 | 0 | 0 | 1974 | 0 | 0 | E | [6 empty] | 0
3 |  | 15477 | 2401 | 2 | ST | 22000 |  |  | 0 | 1900 |  |  |  | FO6 |  |  | 0 | 0 | 0 | 0 | RE | 12 | 1975 | 0 | 0 | 0 | 0 | [6 empty] | 0 | 0 | 0 | 0 | 1900 | 0 | 0 | E | [6 empty] | 0
3 |  | 15477 | 2401 | 3 | ST | 40000 |  |  | 0 | 1900 |  |  |  | FO6 |  |  | 0 | 0 | 0 | 0 | RE | 12 | 1975 | 0 | 0 | 0 | 0 | [6 empty] | 0 | 0 | 0 | 0 | 1900 | 0 | 0 | E | [6 empty] | 0
3 |  | 15477 | 2401 | 4 | ST | 36000 |  |  | 0 | 1900 |  |  |  | FO6 |  |  | 0 | 0 | 0 | 0 | RE | 12 | 1975 | 0 | 0 | 0 | 0 | [6 empty] | 0 | 0 | 0 | 0 | 1900 | 0 | 0 | E | [6 empty] | 0
3 |  | 15477 | 2401 | 5 | ST | 36000 |  |  | 0 | 1900 |  |  |  | FO6 |  |  | 0 | 0 | 0 | 0 | RE | 12 | 1975 | 0 | 0 | 0 | 0 | [6 empty] | 0 | 0 | 0 | 0 | 1900 | 0 | 0 | E | [6 empty] | 0
3 |  | 15477 | 2401 | 7 | ST | 50000 |  |  | 0 | 1900 |  |  |  | FO6 |  |  | 0 | 0 | 0 | 0 | RE | 12 | 1975 | 0 | 0 | 0 | 0 | [6 empty] | 0 | 0 | 0 | 0 | 1900 | 0 | 0 | E | [6 empty] | 0
3 |  | 15477 | 2401 | 8 | GT | 27000 |  |  | 0 | 1900 |  |  |  | FO6 |  |  | 0 | 0 | 0 | 0 | RE | 12 | 1975 | 0 | 0 | 0 | 0 | [6 empty] | 0 | 0 | 0 | 0 | 1900 | 0 | 0 | E | [6 empty] | 0
3 |  | 15477 | 2401 | 9 | GT | 93600 | P | OP | 6 | 1971 | NG |  |  | NG |  |  | 11141 | 77000 | 91000 | 0 |  | 0 | 0 | 0 | 0 | 0 | 0 | [6 empty] | 0 | 0 | 0 | 5 | 1971 | 0 | 0 | E | [6 empty] | 0
3 |  | 15477 | 2401 | 10 | GT | 167400 | P | OP | 6 | 1971 | NG | KER |  | NG | KER |  | 14233 | 176000 | 192000 | 0 |  | 0 | 0 | 0 | 0 | 0 | 0 | [6 empty] | 0 | 0 | 0 | 5 | 1971 | 0 | 0 | E | [6 empty] | 0
3 |  | 15477 | 2401 | 11 | GT | 167400 | P | OP | 12 | 1971 | NG | KER |  | NG | KER |  | 14376 | 188000 | 208000 | 0 |  | 0 | 0 | 0 | 0 | 0 | 0 | [6 empty] | 0 | 0 | 0 | 11 | 1971 | 0 | 0 | E | [6 empty] | 0
3 |  | 15477 | 2401 | 12 | GT | 167400 | P | OP | 6 | 1972 | NG | KER |  | NG | KER |  | 14301 | 188000 | 208000 | 0 |  | 0 | 0 | 0 | 0 | 0 | 0 | [6 empty] | 0 | 0 | 0 | 5 | 1972 | 0 | 0 | E | [6 empty] | 0
3 |  | 15477 | 2401 | GT8 | GT | 30000 |  |  | 12 | 1963 |  |  |  | NG |  |  | 0 | 0 | 0 | 0 | RE | 12 | 1977 | 0 | 0 | 0 | 0 | [6 empty] | 0 | 0 | 0 | 0 | 1963 | 0 | 0 | E | [6 empty] | 0
3 |  | 15477 | 2403 | 1 | ST | 454780 | C | OP | 12 | 1964 | KER |  |  | NG | FO6 |  | 10484 | 383000 | 405000 | 0 |  | 0 | 0 | 0 | 0 | 0 | 0 | [6 empty] | 0 | 0 | 0 | 10 | 1964 | 0 | 0 | E | [6 empty] | 0
3 |  | 15477 | 2403 | 2 | ST | 659700 | B | OP | 12 | 1968 | NG |  |  | BIT | NG |  | 9757 | 600000 | 620000 | 0 |  | 0 | 0 | 0 | 0 | 0 | 0 | [6 empty] | 0 | 0 | 0 | 10 | 1968 | 0 | 0 | E | [6 empty] | 0
3 |  | 15477 | 2403 | 3 | GT | 115200 | P | OP | 12 | 1967 | NG |  |  | KER |  |  | 15183 | 124000 | 135000 | 0 |  | 0 | 0 | 0 | 0 | 0 | 0 | [6 empty] | 0 | 0 | 0 | 11 | 1967 | 0 | 0 | E | [6 empty] | 0
3 |  | 15477 | 2404 | 1 | ST | 40000 |  |  | 0 | 1900 |  |  |  | FO6 |  |  | 0 | 0 | 0 | 0 | RE | 0 | 0 | 0 | 0 | 0 | 0 | [6 empty] | 0 | 0 | 0 | 0 | 1900 | 0 | 0 | E | [6 empty] | 0
3 |  | 15477 | 2404 | 2 | ST | 47000 |  |  | 0 | 1900 |  |  |  | FO6 |  |  | 0 | 0 | 0 | 0 | RE | 0 | 0 | 0 | 0 | 0 | 0 | [6 empty] | 0 | 0 | 0 | 0 | 1900 | 0 | 0 | E | [6 empty] | 0
3 |  | 15477 | 2404 | 3 | ST | 40000 |  |  | 0 | 1900 |  |  |  | FO6 |  |  | 0 | 0 | 0 | 0 | RE | 0 | 0 | 0 | 0 | 0 | 0 | [6 empty] | 0 | 0 | 0 | 0 | 1900 | 0 | 0 | E | [6 empty] | 0
3 |  | 15477 | 2404 | 4 | ST | 47000 |  |  | 0 | 1900 |  |  |  | FO6 |  |  | 0 | 0 | 0 | 0 | RE | 0 | 0 | 0 | 0 | 0 | 0 | [6 empty] | 0 | 0 | 0 | 0 | 1900 | 0 | 0 | E | [6 empty] | 0
3 |  | 15477 | 2404 | 5 | ST | 40000 |  |  | 0 | 1900 |  |  |  | FO6 |  |  | 0 | 0 | 0 | 0 | RE | 0 | 0 | 0 | 0 | 0 | 0 | [6 empty] | 0 | 0 | 0 | 0 | 1900 | 0 | 0 | E | [6 empty] | 0
3 |  | 15477 | 2404 | 6 | ST | 90000 |  |  | 0 | 1900 |  |  |  | FO6 |  |  | 0 | 0 | 0 | 0 | RE | 0 | 0 | 0 | 0 | 0 | 0 | [6 empty] | 0 | 0 | 0 | 0 | 1900 | 0 | 0 | E | [6 empty] | 0
3 |  | 15477 | 2404 | 7 | ST | 157050 | C | OP | 3 | 1953 | KER |  |  | FO6 |  |  | 10159 | 146000 | 148000 | 0 |  | 0 | 0 | 0 | 0 | 0 | 0 | [6 empty] | 0 | 0 | 0 | 2 | 1953 | 0 | 0 | E | [6 empty] | 0
3 |  | 15477 | 2404 | 8 | ST | 157050 | C | OP | 11 | 1953 | KER |  |  | FO6 |  |  | 10210 | 146000 | 148000 | 0 |  | 0 | 0 | 0 | 0 | 0 | 0 | [6 empty] | 0 | 0 | 0 | 10 | 1953 | 0 | 0 | E | [6 empty] | 0
3 |  | 15477 | 2404 | 9 | GT | 18594 | P | OP | 5 | 1967 | NG |  |  | NG |  |  | 14295 | 17000 | 21000 | 0 |  | 0 | 0 | 0 | 0 | 0 | 0 | [6 empty] | 0 | 0 | 0 | 4 | 1967 | 0 | 0 | E | [6 empty] | 0
3 |  | 15477 | 2404 | 10 | GT | 146250 | P | OP | 5 | 1970 | NG | KER |  | NG | KER |  | 16255 | 140000 | 154000 | 0 |  | 0 | 0 | 0 | 0 | 0 | 0 | [6 empty] | 0 | 0 | 0 | 4 | 1970 | 0 | 0 | E | [6 empty] | 0
3 |  | 15477 | 2404 | 11 | GT | 146250 | P | OP | 12 | 1969 | NG | KER |  | NG | KER |  | 16584 | 140000 | 154000 | 0 |  | 0 | 0 | 0 | 0 | 0 | 0 | [6 empty] | 0 | 0 | 0 | 11 | 1969 | 0 | 0 | E | [6 empty] | 0
3 |  | 15477 | 2404 | 12 | GT | 206280 | P | OP | 5 | 1973 | KER |  |  | KER |  |  | 13955 | 216000 | 250000 | 0 |  | 0 | 0 | 0 | 0 | 0 | 0 | [6 empty] | 0 | 0 | 0 | 4 | 1973 | 0 | 0 | E | [6 empty] | 0
3 |  | 15477 | 2404 | LP1 | ST | 30000 |  |  | 0 | 1900 |  |  |  | FO6 |  |  | 0 | 0 | 0 | 0 | RE | 0 | 0 | 0 | 0 | 0 | 0 | [6 empty] | 0 | 0 | 0 | 0 | 1900 | 0 | 0 | E | [6 empty] | 0
3 | B026 | 15477 | 2406 | 1 | ST | 259722 | C | OP | 5 | 1957 | FO6 |  |  | FO6 |  |  | 9876 | 234000 | 254000 | 0 |  | 0 | 0 | 0 | 0 | 0 | 0 | [6 empty] | 0 | 0 | 0 | 0 | 1957 | 0 | 0 | E | [6 empty] | 0
3 |  | 15477 | 2406 | 2 | ST | 259722 | C | OP | 12 | 1957 | FO6 |  |  | FO6 |  |  | 9980 | 247000 | 250000 | 0 |  | 0 | 0 | 0 | 0 | 0 | 0 | [6 empty] | 0 | 0 | 0 | 11 | 1957 | 0 | 0 | E | [6 empty] | 0
3 |  | 15477 | 2406 | 3 | GT | 18594 | P | OP | 7 | 1967 | NG |  |  | NG |  |  | 17333 | 17000 | 21000 | 0 |  | 0 | 0 | 0 | 0 | 0 | 0 | [6 empty] | 0 | 0 | 0 | 6 | 1967 | 0 | 0 | E | [6 empty] | 0
3 | B026 | 15477 | 2406 | 4 | ST | 93496 | C | OP | 5 | 1972 | FO6 |  |  | FO6 |  |  | 9876 | 0 | 0 | 0 |  | 0 | 0 | 0 | 0 | 0 | 0 | [6 empty] | 0 | 0 | 0 | 0 | 1972 | 0 | 0 | E | [6 empty] | 0
3 |  | 15477 | 2406 | 5 | GT | 23800 | P | OP | 7 | 1970 | NG | KER |  | NG | FO2 | KER | 18449 | 23000 | 30000 | 0 |  | 0 | 0 | 0 | 0 | 0 | 0 | [6 empty] | 0 | 0 | 0 | 6 | 1970 | 0 | 0 | E | [6 empty] | 0
3 |  | 15477 | 2406 | 6 | GT | 23800 | P | OP | 7 | 1970 | NG | KER |  | NG | FO2 | KER | 18818 | 23000 | 30000 | 0 |  | 0 | 0 | 0 | 0 | 0 | 0 | [6 empty] | 0 | 0 | 0 | 6 | 1970 | 0 | 0 | E | [6 empty] | 0
3 |  | 15477 | 2406 | 7 | GT | 23800 | P | OP | 7 | 1970 | NG | KER |  | NG | KER | FO2 | 18434 | 23000 | 30000 | 0 |  | 0 | 0 | 0 | 0 | 0 | 0 | [6 empty] | 0 | 0 | 0 | 6 | 1970 | 0 | 0 | E | [6 empty] | 0
3 |  | 15477 | 2406 | 8 | GT | 23800 | P | OS | 8 | 1970 | NG | KER |  | KER | NG | FO2 | 14661 | 23000 | 30000 | 0 |  | 0 | 0 | 0 | 0 | 0 | 0 | [6 empty] | 0 | 0 | 0 | 7 | 1970 | 0 | 0 | E | [6 empty] | 0
3 |  | 15477 | 2406 | 9 | GT | 206280 | P | OP | 5 | 1973 | KER |  |  | KER | FO2 |  | 15011 | 224000 | 250000 | 0 |  | 0 | 0 | 0 | 0 | 0 | 0 | [6 empty] | 0 | 0 | 0 | 4 | 1973 | 0 | 0 | E | [6 empty] | 0
3 |  | 15477 | 2408 | 1 | ST | 326400 | B | OP | 12 | 1960 | NG |  |  | BIT | NG |  | 9038 | 306000 | 310000 | 0 |  | 0 | 0 | 0 | 0 | 0 | 0 | [6 empty] | 0 | 0 | 0 | 11 | 1960 | 0 | 0 | E | [6 empty] | 0
3 |  | 15477 | 2408 | 2 | ST | 326400 | B | OP | 6 | 1961 | NG |  |  | BIT | NG |  | 9486 | 306000 | 310000 | 0 |  | 0 | 0 | 0 | 0 | 0 | 0 | [6 empty] | 0 | 0 | 0 | 4 | 1961 | 0 | 0 | E | [6 empty] | 0
3 |  | 15477 | 2408 | GT3 | GT | 115200 | P | OP | 11 | 1967 | NG |  |  | KER |  |  | 16598 | 124000 | 140000 | 0 |  | 0 | 0 | 0 | 0 | 0 | 0 | [6 empty] | 0 | 0 | 0 | 10 | 1967 | 0 | 0 | E | [6 empty] | 0
3 |  | 15477 | 2409 | GT1 | GT | 18594 | P | OP | 6 | 1969 | KER |  |  | FO2 |  |  | 19348 | 17000 | 21000 | 0 |  | 0 | 0 | 0 | 0 | 0 | 0 | [6 empty] | 0 | 0 | 0 | 5 | 1969 | 0 | 0 | E | [6 empty] | 0
3 |  | 15477 | 2410 | 1 | NP | 1170000 | B | OP | 6 | 1977 |  |  |  | UR |  |  | 10782 | 1106000 | 1120000 | 0 |  | 0 | 0 | 0 | 0 | 0 | 0 | [6 empty] | 0 | 0 | 1090000 | 12 | 1976 | 0 | 0 | [7 empty] | 0
3 |  | 15477 | 2410 | 2 | NP | 1170000 | B | OP | 10 | 1981 |  |  |  | UR |  |  | 10687 | 1106000 | 1120000 | 0 |  | 0 | 0 | 0 | 0 | 0 | 0 | [6 empty] | 0 | 0 | 1115000 | 5 | 1981 | 0 | 0 | [7 empty] | 0
3 |  | 15477 | 2410 | GT3 | GT | 41850 | P | OP | 6 | 1971 | FO2 |  |  | FO2 |  |  | 21820 | 38000 | 48000 | 0 |  | 0 | 0 | 0 | 0 | 0 | 0 | [6 empty] | 0 | 0 | 0 | 5 | 1971 | 0 | 0 | E | [6 empty] | 0
3 |  | 15477 | 2411 | 1 | ST | 110750 | C | OP | 12 | 1948 | FO6 |  |  | NG | FO6 |  | 11330 | 104000 | 107000 | 0 |  | 0 | 0 | 0 | 0 | 0 | 0 | [6 empty] | 0 | 0 | 0 | 11 | 1948 | 0 | 0 | E | [6 empty] | 0
3 |  | 15477 | 2411 | 2 | ST | 107500 | C | OP | 11 | 1948 | FO6 |  |  | NG | FO6 |  | 11013 | 118000 | 120000 | 0 |  | 0 | 0 | 0 | 0 | 0 | 0 | [6 empty] | 0 | 0 | 0 | 10 | 1948 | 0 | 0 | E | [6 empty] | 0
3 |  | 15477 | 2411 | 3 | ST | 116300 | C | OP | 10 | 1949 | FO6 |  |  | NG | FO6 |  | 10829 | 107000 | 109000 | 0 |  | 0 | 0 | 0 | 0 | 0 | 0 | [6 empty] | 0 | 0 | 0 | 9 | 1949 | 0 | 0 | E | [6 empty] | 0
3 |  | 15477 | 2411 | 4 | ST | 126500 | C | OP | 7 | 1951 | FO6 |  |  | NG | FO6 |  | 10401 | 124000 | 127000 | 0 |  | 0 | 0 | 0 | 0 | 0 | 0 | [6 empty] | 0 | 0 | 0 | 6 | 1951 | 0 | 0 | E | [6 empty] | 0
3 |  | 15477 | 2411 | 5 | ST | 389000 | C |  | 10 | 1962 | FO6 |  |  | FO6 |  |  | 11548 | 326000 | 344000 | 0 | RE | 3 | 1991 | 0 | 0 | 0 | 0 | [6 empty] | 0 | 0 | 0 | 8 | 1962 | 0 | 0 | E | [6 empty] | 0
3 |  | 15477 | 2411 | 6 | GT | 115200 | P | OP | 11 | 1965 | NG |  |  | KER |  |  | 17163 | 134000 | 135000 | 0 |  | 0 | 0 | 0 | 0 | 0 | 0 | [6 empty] | 0 | 0 | 0 | 10 | 1965 | 0 | 0 | E | [6 empty] | 0
3 |  | 15477 | 5062 | 1 | NP | 0 |  |  | 0 | 0 | [6 empty] | 0 | 0 | 0 | 1150000 | CN | 88 | 1978 | 88 | 1988 | 88 | 1988 |  |  |  | UR |  |  | 0 | 0 | 0 | 0 | 0 | 0 | 0 | [7 empty] | 0
3 |  | 15477 | 5062 | 2 | NP | 0 |  |  | 0 | 0 | [6 empty] | 0 | 0 | 0 | 1150000 | CN | 88 | 1978 | 88 | 1988 | 88 | 1988 |  |  |  | UR |  |  | 0 | 0 | 0 | 0 | 0 | 0 | 0 | [7 empty] | 0
3 |  | 15477 | 5062 | 3 | NP | 0 |  |  | 0 | 0 | [6 empty] | 0 | 0 | 0 | 1150000 | CN | 88 | 1978 | 88 | 1988 | 88 | 1988 |  |  |  | UR |  |  | 0 | 0 | 0 | 0 | 0 | 0 | 0 | [7 empty] | 0
3 |  | 15477 | 5062 | 4 | NP | 0 |  |  | 0 | 0 | [6 empty] | 0 | 0 | 0 | 1150000 | CN | 88 | 1978 | 88 | 1988 | 88 | 1988 |  |  |  | UR |  |  | 0 | 0 | 0 | 0 | 0 | 0 | 0 | [7 empty] | 0
3 |  | 15477 | 6118 | 1 | NB | 1170000 | B | OP | 2 | 1987 |  |  |  | UR |  |  | 10822 | 1031000 | 1073000 | 0 |  | 0 | 0 | 5 | 1975 | 12 | 1986 | [6 empty] | 0 | 0 | 1067000 | 7 | 1986 | 0 | 0 | [7 empty] | 0
3 |  | 15477 | 6118 | 2 | NB | 0 |  |  | 0 | 0 | [6 empty] | 0 | 0 | 0 | 1067000 | CN | 88 | 1981 | 5 | 1975 | 12 | 1986 |  |  |  | UR |  |  | 0 | 0 | 0 | 0 | 0 | 0 | 0 | [7 empty] | 0
3 |  | 15500 | 99 | 1 | GT | 84600 | P | SB | 11 | 1981 | NG | FO2 |  | NG | FO2 |  | 10600 | 79000 | 89000 | 0 |  | 0 | 0 | 0 | 0 | 0 | 0 | [6 empty] | 0 | 0 | 0 | 7 | 1981 | 0 | 0 | [7 empty] | 0
3 |  | 15500 | 99 | 2 | GT | 84600 | P | SB | 11 | 1981 | NG | FO2 |  | NG | FO2 |  | 10600 | 79000 | 89000 | 0 |  | 0 | 0 | 0 | 0 | 0 | 0 | [6 empty] | 0 | 0 | 0 | 7 | 1981 | 0 | 0 | [7 empty] | 0
3 |  | 15500 | 605 | 1 | NB | 0 |  |  | 0 | 0 | [6 empty] | 0 | 0 | 0 | 1330000 | CN | 2 | 1984 | 8 | 1983 | 1 | 1991 |  |  |  | UR |  |  | 0 | 0 | 0 | 0 | 0 | 0 | 0 | [7 empty] | 0
3 |  | 15500 | 605 | 2 | NB | 0 |  |  | 0 | 0 | [6 empty] | 0 | 0 | 0 | 1330000 | CN | 2 | 1984 | 8 | 1986 | 1 | 1993 |  |  |  | UR |  |  | 0 | 0 | 0 | 0 | 0 | 0 | 0 | [7 empty] | 0
3 |  | 15500 | 607 | 1 | GT | 123636 | P | SB | 5 | 1984 | NG | FO2 |  | NG | FO2 |  | 10711 | 108000 | 123636 | 0 |  | 0 | 0 | 0 | 0 | 0 | 0 | [6 empty] | 0 | 0 | 0 | 1 | 1984 | 0 | 0 | [7 empty] | 0
3 |  | 15500 | 607 | 2 | GT | 123636 | P | SB | 5 | 1984 | NG | FO2 |  | NG | FO2 |  | 10711 | 108000 | 123636 | 0 |  | 0 | 0 | 0 | 0 | 0 | 0 | [6 empty] | 0 | 0 | 0 | 1 | 1984 | 0 | 0 | [7 empty] | 0
3 |  | 15500 | 3853 | 1 | IC | 2750 | P | SB | 12 | 1969 | FO2 |  |  | FO2 |  |  | 12000 | 2750 | 2750 | 0 |  | 0 | 0 | 0 | 0 | 0 | 0 | [6 empty] | 0 | 0 | 0 | 8 | 1969 | 0 | 0 | [7 empty] | 0
3 |  | 15500 | 3854 | 1 | HC | 6000 | B | OP | 88 | 1904 | WAT |  |  | WAT |  |  | 0 | 6000 | 6000 | 0 |  | 0 | 0 | 0 | 0 | 0 | 0 | [6 empty] | 0 | 0 | 0 | 0 | 1904 | 0 | 0 | E | [6 empty] | 0
3 |  | 15500 | 3854 | 2 | HC | 6000 | B | OP | 88 | 1904 | WAT |  |  | WAT |  |  | 0 | 6000 | 6000 | 0 |  | 0 | 0 | 0 | 0 | 0 | 0 | [6 empty] | 0 | 0 | 0 | 0 | 1904 | 0 | 0 | E | [6 empty] | 0
3 |  | 15500 | 3854 | 3 | HC | 6000 | B | OP | 88 | 1904 | WAT |  |  | WAT |  |  | 0 | 6000 | 6000 | 0 |  | 0 | 0 | 0 | 0 | 0 | 0 | [6 empty] | 0 | 0 | 0 | 0 | 1904 | 0 | 0 | E | [6 empty] | 0
3 |  | 15500 | 3854 | 4 | HC | 7500 | B | OP | 88 | 1929 | WAT |  |  | WAT |  |  | 0 | 8000 | 8000 | 0 |  | 0 | 0 | 0 | 0 | 0 | 0 | [6 empty] | 0 | 0 | 0 | 0 | 1929 | 0 | 0 | E | [6 empty] | 0
3 |  | 15500 | 3855 | 3 | HC | 64000 | B | OP | 88 | 1960 | WAT |  |  | WAT |  |  | 0 | 71400 | 67000 | 0 |  | 0 | 0 | 0 | 0 | 0 | 0 | [6 empty] | 0 | 0 | 0 | 0 | 1960 | 0 | 0 | E | [6 empty] | 0
3 |  | 15500 | 3856 | 1 | HC | 1500 | B | OP | 88 | 1906 | WAT |  |  | WAT |  |  | 0 | 1750 | 1750 | 0 |  | 0 | 0 | 0 | 0 | 0 | 0 | [6 empty] | 0 | 0 | 0 | 0 | 1906 | 0 | 0 | E | [6 empty] | 0
3 |  | 15500 | 3857 | GT1 | GT | 28500 | P | SB | 1 | 1973 | FO2 |  |  | FO2 |  |  | 12510 | 25600 | 28500 | 0 |  | 0 | 0 | 0 | 0 | 0 | 0 | [6 empty] | 0 | 0 | 0 | 9 | 1972 | 0 | 0 | [7 empty] | 0
3 |  | 15500 | 3858 | 1 | ST | 43750 | P | SB | 88 | 1929 | FO6 |  |  | FO6 |  |  | 11280 | 42900 | 42900 | 0 |  | 0 | 0 | 0 | 0 | 0 | 0 | [6 empty] | 0 | 0 | 0 | 0 | 1929 | 0 | 0 | E | [6 empty] | 0
3 |  | 15500 | 3858 | 2 | ST | 43750 | P | SB | 88 | 1930 | FO6 |  |  | FO6 |  |  | 11300 | 42900 | 42900 | 0 |  | 0 | 0 | 0 | 0 | 0 | 0 | [6 empty] | 0 | 0 | 0 | 0 | 1930 | 0 | 0 | E | [6 empty] | 0
3 |  | 15500 | 3860 | 1 | HC | 1500 | B | OP | 88 | 1898 | WAT |  |  | WAT |  |  | 0 | 1800 | 1800 | 0 |  | 0 | 0 | 0 | 0 | 0 | 0 | [6 empty] | 0 | 0 | 0 | 0 | 1898 | 0 | 0 | E | [6 empty] | 0
3 |  | 15500 | 3860 | 2 | HC | 1800 | B | OP | 88 | 1898 | WAT |  |  | WAT |  |  | 0 | 1800 | 1800 | 0 |  | 0 | 0 | 0 | 0 | 0 | 0 | [6 empty] | 0 | 0 | 0 | 0 | 1898 | 0 | 0 | E | [6 empty] | 0
3 |  | 15500 | 3860 | 3 | HC | 1500 | B | OP | 88 | 1898 | WAT |  |  | WAT |  |  | 0 | 1800 | 1800 | 0 |  | 0 | 0 | 0 | 0 | 0 | 0 | [6 empty] | 0 | 0 | 0 | 0 | 1898 | 0 | 0 | E | [6 empty] | 0
3 |  | 15500 | 3860 | 4 | HC | 1500 | B | OP | 88 | 1898 | WAT |  |  | WAT |  |  | 0 | 1800 | 1800 | 0 |  | 0 | 0 | 0 | 0 | 0 | 0 | [6 empty] | 0 | 0 | 0 | 0 | 1898 | 0 | 0 | E | [6 empty] | 0
3 |  | 15500 | 3860 | 5 | HC | 5600 | B | OP | 88 | 1905 | WAT |  |  | WAT |  |  | 0 | 5800 | 5800 | 0 |  | 0 | 0 | 0 | 0 | 0 | 0 | [6 empty] | 0 | 0 | 0 | 0 | 1905 | 0 | 0 | E | [6 empty] | 0
3 |  | 15500 | 3860 | 6 | HC | 9840 | B | OP | 88 | 1910 | WAT |  |  | WAT |  |  | 0 | 10000 | 10000 | 0 |  | 0 | 0 | 0 | 0 | 0 | 0 | [6 empty] | 0 | 0 | 0 | 0 | 1910 | 0 | 0 | E | [6 empty] | 0
3 |  | 15500 | 3860 | 7 | HC | 20250 | B | OP | 88 | 1957 | WAT |  |  | WAT |  |  | 0 | 21000 | 21000 | 0 |  | 0 | 0 | 0 | 0 | 0 | 0 | [6 empty] | 0 | 0 | 0 | 0 | 1957 | 0 | 0 | E | [6 empty] | 0
3 |  | 15500 | 3861 | 1 | HC | 47200 | B | OP | 88 | 1959 | WAT |  |  | WAT |  |  | 0 | 51500 | 51500 | 0 |  | 0 | 0 | 0 | 0 | 0 | 0 | [6 empty] | 0 | 0 | 0 | 0 | 1959 | 0 | 0 | E | [6 empty] | 0
3 |  | 15500 | 3861 | 2 | HC | 47200 | B | OP | 88 | 1959 | WAT |  |  | WAT |  |  | 0 | 51500 | 51500 | 0 |  | 0 | 0 | 0 | 0 | 0 | 0 | [6 empty] | 0 | 0 | 0 | 0 | 1959 | 0 | 0 | E | [6 empty] | 0
3 |  | 15500 | 3862 | 1 | HC | 15000 | B | OP | 88 | 1912 | WAT |  |  | WAT |  |  | 0 | 15000 | 15000 | 0 |  | 0 | 0 | 0 | 0 | 0 | 0 | [6 empty] | 0 | 0 | 0 | 0 | 1912 | 0 | 0 | E | [6 empty] | 0
3 |  | 15500 | 3862 | 2 | HC | 15000 | B | OP | 88 | 1912 | WAT |  |  | WAT |  |  | 0 | 15000 | 15000 | 0 |  | 0 | 0 | 0 | 0 | 0 | 0 | [6 empty] | 0 | 0 | 0 | 0 | 1912 | 0 | 0 | E | [6 empty] | 0
3 |  | 15500 | 3862 | 3 | HC | 20000 | B | OP | 88 | 1918 | WAT |  |  | WAT |  |  | 0 | 20000 | 20000 | 0 |  | 0 | 0 | 0 | 0 | 0 | 0 | [6 empty] | 0 | 0 | 0 | 0 | 1918 | 0 | 0 | E | [6 empty] | 0
3 |  | 15500 | 3862 | 4 | HC | 20000 | B | OP | 88 | 1924 | WAT |  |  | WAT |  |  | 0 | 20000 | 20000 | 0 |  | 0 | 0 | 0 | 0 | 0 | 0 | [6 empty] | 0 | 0 | 0 | 0 | 1924 | 0 | 0 | E | [6 empty] | 0
3 |  | 15500 | 5063 | 2 | GT | 0 |  |  | 0 | 0 | [6 empty] | 0 | 0 | 0 | 29000 | CN | 99 | 9999 | 11 | 1991 | 11 | 1991 |  |  |  | PET |  |  | 0 | 0 | 0 | 0 | 0 | 24000 | 29000 | [7 empty] | 0
3 |  | 15500 | 5063 | 3 | GT | 0 |  |  | 0 | 0 | [6 empty] | 0 | 0 | 0 | 29000 | CN | 99 | 9999 | 11 | 1992 | 11 | 1992 |  |  |  | PET |  |  | 0 | 0 | 0 | 0 | 0 | 24000 | 29000 | [7 empty] | 0
3 |  | 15500 | 5063 | GT1 | GT | 0 |  |  | 0 | 0 | [6 empty] | 0 | 0 | 0 | 29000 | CN | 99 | 9999 | 11 | 1990 | 11 | 1990 |  |  |  | PET |  |  | 0 | 0 | 0 | 0 | 0 | 24000 | 29000 | [7 empty] | 0
3 |  | 15500 | 5063 | ST1 | ST | 0 |  |  | 0 | 0 | [6 empty] | 0 | 0 | 0 | 300000 | CN | 99 | 9999 | 11 | 1993 | 11 | 1993 |  |  |  | LIG |  |  | 0 | 0 | 0 | 0 | 0 | 281000 | 287000 | [7 empty] | 0
3 |  | 15500 | 6120 | 1 | GT | 61200 | P | SB | 12 | 1974 | FO2 |  |  | FO2 |  |  | 11950 | 58000 | 67500 | 0 |  | 0 | 0 | 0 | 0 | 0 | 0 | [6 empty] | 0 | 0 | 0 | 8 | 1974 | 0 | 0 | E | [6 empty] | 0
3 |  | 15500 | 6120 | 2 | GT | 88879 | P | SB | 10 | 1981 | NG | FO2 |  | NG | FO2 |  | 10600 | 79000 | 89000 | 0 |  | 0 | 0 | 0 | 0 | 0 | 0 | [6 empty] | 0 | 0 | 0 | 6 | 1981 | 0 | 0 | [7 empty] | 0
3 |  | 15500 | 6120 | 3 | GT | 88879 | P | SB | 10 | 1981 | NG | FO2 |  | NG | FO2 |  | 10600 | 79000 | 89000 | 0 |  | 0 | 0 | 0 | 0 | 0 | 0 | [6 empty] | 0 | 0 | 0 | 6 | 1981 | 0 | 0 | [7 empty] | 0
3 |  | 15504 | 3371 | 1 | IC | 1000 |  |  | 99 | 1950 |  |  |  | UNK |  |  | 0 | 0 | 0 | 0 | RE | 1 | 1977 | 0 | 0 | 0 | 0 | [6 empty] | 0 | 0 | 0 | 0 | 1950 | 0 | 0 | E | [6 empty] | 0
3 |  | 15608 | 3330 | 1 | HC | 100 | C | OP | 88 | 1924 | WAT |  |  | WAT |  |  | 0 | 76 | 76 | 0 |  | 0 | 0 | 0 | 0 | 0 | 0 | [6 empty] | 0 | 0 | 0 | 5 | 1924 | 0 | 0 | [7 empty] | 0
3 |  | 15608 | 3330 | 2 | HC | 150 | B | OP | 88 | 1928 | WAT |  |  | WAT |  |  | 0 | 132 | 132 | 0 |  | 0 | 0 | 0 | 0 | 0 | 0 | [6 empty] | 0 | 0 | 0 | 0 | 1928 | 0 | 0 | E | [6 empty] | 0
3 |  | 15619 | 3827 | 1 | HC | 1000 | C | OP | 10 | 1934 | NA |  |  | WAT |  |  | 0 | 1000 | 1000 | 0 |  | 0 | 0 | 0 | 0 | 0 | 0 | [6 empty] | 0 | 0 | 0 | 7 | 1934 | 0 | 0 | E | [6 empty] | 0
3 |  | 15686 | 958 | 1 | IC | 1200 |  | OP | 88 | 1951 |  |  |  | FO2 | NG |  | 0 | 1200 | 1200 | 0 |  | 0 | 0 | 0 | 0 | 0 | 0 | [6 empty] | 0 | 0 | 0 | 0 | 1951 | 0 | 0 | E | [6 empty] | 0
3 |  | 15686 | 958 | 2 | IC | 1200 |  | OP | 88 | 1951 |  |  |  | FO2 | NG |  | 0 | 1200 | 1200 | 0 |  | 0 | 0 | 0 | 0 | 0 | 0 | [6 empty] | 0 | 0 | 0 | 0 | 1951 | 0 | 0 | E | [6 empty] | 0
3 |  | 15686 | 958 | 3 | IC | 1200 |  | OP | 88 | 1953 |  |  |  | FO2 | NG |  | 0 | 1200 | 1200 | 0 |  | 0 | 0 | 0 | 0 | 0 | 0 | [6 empty] | 0 | 0 | 0 | 0 | 1953 | 0 | 0 | E | [6 empty] | 0
3 |  | 15686 | 958 | 4 | IC | 1200 |  | OP | 88 | 1954 |  |  |  | FO2 | NG |  | 0 | 1200 | 1200 | 0 |  | 0 | 0 | 0 | 0 | 0 | 0 | [6 empty] | 0 | 0 | 0 | 0 | 1954 | 0 | 0 | E | [6 empty] | 0
3 |  | 15686 | 958 | 5 | IC | 1500 |  | OP | 88 | 1964 |  |  |  | FO2 | NG |  | 0 | 1500 | 1500 | 0 |  | 0 | 0 | 0 | 0 | 0 | 0 | [6 empty] | 0 | 0 | 0 | 0 | 1964 | 0 | 0 | E | [6 empty] | 0
3 |  | 15686 | 958 | 6 | IC | 1500 |  | OP | 88 | 1964 |  |  |  | FO2 | NG |  | 0 | 1500 | 1500 | 0 |  | 0 | 0 | 0 | 0 | 0 | 0 | [6 empty] | 0 | 0 | 0 | 0 | 1964 | 0 | 0 | E | [6 empty] | 0
3 |  | 15686 | 958 | 7 | IC | 5200 |  | OP | 88 | 1967 |  |  |  | FO2 | NG |  | 0 | 5200 | 5200 | 0 |  | 0 | 0 | 0 | 0 | 0 | 0 | [6 empty] | 0 | 0 | 0 | 0 | 1967 | 0 | 0 | E | [6 empty] | 0
3 |  | 15686 | 958 | 8 | IC | 4000 |  | OP | 88 | 1964 |  |  |  | FO2 | NG |  | 0 | 4000 | 4000 | 0 |  | 0 | 0 | 0 | 0 | 0 | 0 | [6 empty] | 0 | 0 | 0 | 0 | 1964 | 0 | 0 | E | [6 empty] | 0
3 |  | 15698 | 2468 | 1 | ST | 800 |  |  | 99 | 1937 |  |  |  | BIT |  |  | 0 | 0 | 0 | 0 | RE | 99 | 1977 | 0 | 0 | 0 | 0 | [6 empty] | 0 | 0 | 0 | 0 | 1937 | 0 | 0 | E | [6 empty] | 0
3 |  | 15698 | 2468 | 2 | ST | 800 |  |  | 99 | 1937 |  |  |  | BIT |  |  | 0 | 0 | 0 | 0 | RE | 99 | 1977 | 0 | 0 | 0 | 0 | [6 empty] | 0 | 0 | 0 | 0 | 1937 | 0 | 0 | E | [6 empty] | 0
3 |  | 15698 | 2468 | 3 | ST | 1500 | P | SB | 99 | 1937 | BIT |  |  | BIT |  |  | 19250 | 1800 | 1800 | 0 |  | 0 | 0 | 0 | 0 | 0 | 0 | [6 empty] | 0 | 0 | 0 | 0 | 1937 | 0 | 0 | E | [6 empty] | 0
3 |  | 15698 | 2468 | 4 | ST | 3750 | C | OP | 10 | 1951 | BIT |  |  | BIT |  |  | 18100 | 3220 | 3220 | 0 |  | 0 | 0 | 0 | 0 | 0 | 0 | [6 empty] | 0 | 0 | 0 | 0 | 1951 | 0 | 0 | E | [6 empty] | 0
3 |  | 15698 | 2468 | 5 | ST | 7500 | B | OP | 3 | 1961 | BIT |  |  | BIT |  |  | 14200 | 6900 | 6900 | 0 |  | 0 | 0 | 0 | 0 | 0 | 0 | [6 empty] | 0 | 0 | 0 | 0 | 1961 | 0 | 0 | E | [6 empty] | 0
3 |  | 15728 | 1456 | 1 | IC | 800 | B |  | 88 | 1948 | NG | FO2 |  | NG | FO2 |  | 10000 | 550 | 550 | 0 | RE | 1 | 1990 | 0 | 0 | 0 | 0 | [6 empty] | 0 | 0 | 0 | 0 | 1948 | 0 | 0 | E | [6 empty] | 0
3 |  | 15728 | 1456 | 3 | IC | 500 | B |  | 0 | 1949 | NG | FO2 |  | NG | FO2 |  | 10000 | 400 | 400 | 0 | RE | 1 | 1990 | 0 | 0 | 0 | 0 | [6 empty] | 0 | 0 | 0 | 0 | 1949 | 0 | 0 | E | [6 empty] | 0
3 |  | 15728 | 1456 | 4 | IC | 1800 |  |  | 88 | 1959 |  |  |  | NG | FO2 |  | 0 | 0 | 0 | 0 | RE | 10 | 1983 | 0 | 0 | 0 | 0 | [6 empty] | 0 | 0 | 0 | 0 | 1959 | 0 | 0 | E | [6 empty] | 0
3 |  | 15728 | 1456 | 5 | IC | 1800 |  |  | 99 | 1959 |  |  |  | NG | FO2 |  | 0 | 0 | 0 | 0 | RE | 0 | 0 | 0 | 0 | 0 | 0 | [6 empty] | 0 | 0 | 0 | 0 | 1959 | 0 | 0 | E | [6 empty] | 0
3 |  | 15728 | 1456 | 6 | IC | 1100 | B |  | 88 | 1953 | NG | FO2 |  | NG | FO2 |  | 10000 | 550 | 550 | 0 | RE | 1 | 1990 | 0 | 0 | 0 | 0 | [6 empty] | 0 | 0 | 0 | 0 | 1953 | 0 | 0 | E | [6 empty] | 0
3 |  | 15728 | 1456 | 7 | IC | 1100 | B |  | 88 | 1953 | NG | FO2 |  | NG | FO2 |  | 10000 | 550 | 550 | 0 | RE | 1 | 1990 | 0 | 0 | 0 | 0 | [6 empty] | 0 | 0 | 0 | 0 | 1953 | 0 | 0 | E | [6 empty] | 0
3 |  | 15728 | 1456 | 8 | IC | 4100 | B | SB | 88 | 1969 | NG | FO2 |  | NG | FO2 |  | 8730 | 2500 | 2500 | 0 |  | 0 | 0 | 0 | 0 | 0 | 0 | [6 empty] | 0 | 0 | 0 | 0 | 1969 | 0 | 0 | E | [6 empty] | 0
3 |  | 15728 | 1456 | 9 | IC | 4100 |  | SB | 88 | 1969 | NG | FO2 |  | NG | FO2 |  | 8730 | 2500 | 2500 | 0 |  | 0 | 0 | 0 | 0 | 0 | 0 | [6 empty] | 0 | 0 | 0 | 0 | 1969 | 0 | 0 | E | [6 empty] | 0
3 |  | 15748 | 2939 | 1 | IC | 2000 |  |  | 99 | 1965 |  |  |  | UNK |  |  | 0 | 0 | 0 | 0 | RE | 8 | 1974 | 0 | 0 | 0 | 0 | [6 empty] | 0 | 0 | 0 | 0 | 1965 | 0 | 0 | E | [6 empty] | 0
3 |  | 15748 | 2939 | 2 | IC | 2000 |  |  | 99 | 1965 |  |  |  | UNK |  |  | 0 | 0 | 0 | 0 | RE | 8 | 1974 | 0 | 0 | 0 | 0 | [6 empty] | 0 | 0 | 0 | 0 | 1965 | 0 | 0 | E | [6 empty] | 0
3 |  | 15748 | 2939 | 3 | IC | 3000 |  |  | 99 | 1969 |  |  |  | UNK |  |  | 0 | 0 | 0 | 0 | RE | 8 | 1974 | 0 | 0 | 0 | 0 | [6 empty] | 0 | 0 | 0 | 0 | 1969 | 0 | 0 | E | [6 empty] | 0
3 |  | 15748 | 2939 | ST2 | ST | 3000 |  |  | 99 | 1946 |  |  |  | UNK |  |  | 0 | 0 | 0 | 0 | RE | 8 | 1974 | 0 | 0 | 0 | 0 | [6 empty] | 0 | 0 | 0 | 0 | 1946 | 0 | 0 | E | [6 empty] | 0
3 |  | 15748 | 2939 | ST4 | ST | 6000 |  |  | 99 | 1958 |  |  |  | UNK |  |  | 0 | 0 | 0 | 0 | RE | 8 | 1974 | 0 | 0 | 0 | 0 | [6 empty] | 0 | 0 | 0 | 0 | 1958 | 0 | 0 | E | [6 empty] | 0
3 |  | 15748 | 2939 | ST8 | ST | 14000 |  |  | 99 | 1971 |  |  |  | UNK |  |  | 0 | 0 | 0 | 0 | RE | 8 | 1974 | 0 | 0 | 0 | 0 | [6 empty] | 0 | 0 | 0 | 0 | 1971 | 0 | 0 | E | [6 empty] | 0
3 |  | 15770 | 3606 | 1 | HC | 1000 |  |  | 99 | 1937 |  |  |  | WAT |  |  | 0 | 0 | 0 | 0 | RE | 12 | 1981 | 0 | 0 | 0 | 0 | [6 empty] | 0 | 0 | 0 | 0 | 1937 | 0 | 0 | E | [6 empty] | 0
3 |  | 15770 | 3606 | 2 | HC | 1300 |  |  | 99 | 1937 |  |  |  | WAT |  |  | 0 | 0 | 0 | 0 | RE | 12 | 1981 | 0 | 0 | 0 | 0 | [6 empty] | 0 | 0 | 0 | 0 | 1937 | 0 | 0 | E | [6 empty] | 0
3 |  | 15772 | 959 | 1 | IC | 2412 | P | OP | 7 | 1968 | FO2 |  |  | NG | FO2 |  | 9500 | 2200 | 2200 | 0 |  | 0 | 0 | 0 | 0 | 0 | 0 | [6 empty] | 0 | 0 | 0 | 6 | 1968 | 0 | 0 | E | [6 empty] | 0
3 |  | 15772 | 959 | 2 | IC | 1136 | P | OP | 3 | 1959 | FO2 |  |  | NG | FO2 |  | 11000 | 900 | 1000 | 0 |  | 0 | 0 | 0 | 0 | 0 | 0 | [6 empty] | 0 | 0 | 0 | 2 | 1959 | 0 | 0 | E | [6 empty] | 0
3 |  | 15772 | 959 | 3 | IC | 2412 | P | OP | 11 | 1964 | FO2 |  |  | NG | FO2 |  | 9500 | 2200 | 2200 | 0 |  | 0 | 0 | 0 | 0 | 0 | 0 | [6 empty] | 0 | 0 | 0 | 10 | 1964 | 0 | 0 | E | [6 empty] | 0
3 |  | 15772 | 959 | 4 | IC | 3500 | P | OP | 3 | 1973 | FO2 |  |  | NG | FO2 |  | 9000 | 3000 | 3000 | 0 |  | 0 | 0 | 0 | 0 | 0 | 0 | [6 empty] | 0 | 0 | 0 | 2 | 1973 | 0 | 0 | E | [6 empty] | 0
3 |  | 15772 | 959 | 5 | IC | 556 | P | OP | 3 | 1948 | FO2 |  |  | FO2 |  |  | 13000 | 450 | 450 | 0 |  | 0 | 0 | 0 | 0 | 0 | 0 | [6 empty] | 0 | 0 | 0 | 2 | 1948 | 0 | 0 | E | [6 empty] | 0
3 |  | 15772 | 959 | 6 | IC | 1000 | P | OP | 9 | 1953 | FO2 |  |  | FO2 |  |  | 12500 | 900 | 900 | 0 |  | 0 | 0 | 0 | 0 | 0 | 0 | [6 empty] | 0 | 0 | 0 | 8 | 1953 | 0 | 0 | E | [6 empty] | 0
3 |  | 15773 | 2299 | 1 | IC | 550 | C | SB | 1 | 1950 | FO2 |  |  | FO2 |  |  | 5760 | 500 | 500 | 0 |  | 0 | 0 | 0 | 0 | 0 | 0 | [6 empty] | 0 | 0 | 0 | 12 | 1949 | 0 | 0 | E | [6 empty] | 0
3 |  | 15773 | 2299 | 2 | IC | 984 | C | SB | 6 | 1953 | FO2 |  |  | FO2 |  |  | 9593 | 650 | 650 | 0 |  | 0 | 0 | 0 | 0 | 0 | 0 | [6 empty] | 0 | 0 | 0 | 5 | 1953 | 0 | 0 | E | [6 empty] | 0
3 |  | 15773 | 2299 | 3 | IC | 1365 | C | SB | 12 | 1960 | FO2 |  |  | FO2 |  |  | 9066 | 1250 | 1250 | 0 |  | 0 | 0 | 0 | 0 | 0 | 0 | [6 empty] | 0 | 0 | 0 | 11 | 1960 | 0 | 0 | E | [6 empty] | 0
3 |  | 15773 | 2299 | 4 | IC | 1365 | C | SB | 8 | 1968 | FO2 |  |  | FO2 |  |  | 9066 | 1250 | 1250 | 0 |  | 0 | 0 | 0 | 0 | 0 | 0 | [6 empty] | 0 | 0 | 0 | 7 | 1968 | 0 | 0 | E | [6 empty] | 0
3 |  | 15773 | 2299 | 5 | IC | 2280 | C | SB | 9 | 1973 | FO2 |  |  | FO2 |  |  | 8800 | 2200 | 2200 | 0 |  | 0 | 0 | 0 | 0 | 0 | 0 | [6 empty] | 0 | 0 | 0 | 8 | 1973 | 0 | 0 | E | [6 empty] | 0
3 |  | 15776 | 7294 | GTG | CT | 35000 |  | OP | 5 | 1989 | NG |  |  | NG | FO2 |  | 8700 | 26000 | 29000 | 0 |  | 0 | 0 | 0 | 0 | 0 | 0 | [6 empty] | 0 | 0 | 0 | 1 | 1989 | 0 | 0 | [7 empty] | 0
3 |  | 15776 | 7294 | STG | CA | 8500 |  | OP | 1 | 1989 | NG |  |  | NG | FO2 |  | 8700 | 8500 | 8500 | 0 |  | 0 | 0 | 0 | 0 | 0 | 0 | [6 empty] | 0 | 0 | 0 | 1 | 1989 | 0 | 0 | [7 empty] | 0
3 |  | 15783 | 7167 | 1 | HR | 0 |  |  | 0 | 0 | [6 empty] | 0 | 0 | 0 | 52000 | PL | 0 | 0 | 5 | 1995 | 5 | 1995 |  |  |  | WAT |  |  | 52000 | 52000 | 0 | 0 | 0 | 52821 | 116968 | [7 empty] | 0
3 |  | 15783 | 7167 | 2 | HR | 0 |  |  | 0 | 0 | [6 empty] | 0 | 0 | 0 | 26000 | PL | 0 | 0 | 5 | 1995 | 5 | 1995 |  |  |  | WAT |  |  | 26000 | 26000 | 0 | 0 | 0 | 26295 | 55122 | [7 empty] | 0
3 |  | 15783 | 7167 | 3 | HR | 0 |  |  | 0 | 0 | [6 empty] | 0 | 0 | 0 | 26000 | PL | 0 | 0 | 5 | 1995 | 5 | 1995 |  |  |  | WAT |  |  | 26000 | 26000 | 0 | 0 | 0 | 26295 | 55122 | [7 empty] | 0
3 |  | 15783 | 7187 | 1 | HC | 0 |  |  | 0 | 0 | [6 empty] | 0 | 0 | 0 | 5000 | CN | 4 | 1991 | 6 | 1994 | 0 | 0 | LE | RE |  | WAT |  |  | 5000 | 2200 | 0 | 0 | 0 | 5052 | 4902 | [7 empty] | 0
3 |  | 15783 | 7187 | 2 | HC | 0 |  |  | 0 | 0 | [6 empty] | 0 | 0 | 0 | 5000 | CN | 4 | 1991 | 6 | 1994 | 0 | 0 | LE | RE |  | WAT |  |  | 5000 | 2200 | 0 | 0 | 0 | 5052 | 4902 | [7 empty] | 0
3 |  | 15783 | 7187 | 3 | HC | 0 |  |  | 0 | 0 | [6 empty] | 0 | 0 | 0 | 5000 | CN | 4 | 1991 | 6 | 1994 | 0 | 0 | LE | RE |  | WAT |  |  | 5000 | 2200 | 0 | 0 | 0 | 5052 | 4902 | [7 empty] | 0
3 |  | 15783 | 7188 | 1 | HC | 0 |  |  | 0 | 0 | [6 empty] | 0 | 0 | 0 | 4000 | PL | 0 | 0 | 10 | 1994 | 10 | 1999 | LE | RE |  | WAT |  |  | 4300 | 2000 | 0 | 0 | 0 | 4008 | 3900 | [7 empty] | 0
3 |  | 15783 | 7188 | 2 | HC | 0 |  |  | 0 | 0 | [6 empty] | 0 | 0 | 0 | 4000 | PL | 0 | 0 | 10 | 1994 | 10 | 1999 | LE | RE |  | WAT |  |  | 4300 | 2000 | 0 | 0 | 0 | 4008 | 3900 | [7 empty] | 0
3 |  | 15783 | 7189 | 1 | HC | 3240 | B | OP | 9 | 1986 | WAT |  |  | WAT |  |  | 0 | 800 | 1600 | 0 |  | 0 | 0 | 0 | 0 | 0 | 0 | [6 empty] | 0 | 0 | 0 | 1 | 1986 | 0 | 0 | [7 empty] | 0
3 |  | 15783 | 7307 | 1 | ST | 0 |  |  | 0 | 0 | [6 empty] | 0 | 0 | 0 | 30000 | PL | 0 | 0 | 6 | 1993 | 6 | 1993 | FI |  |  | NG | LPG |  | 30000 | 30000 | 0 | 0 | 0 | 29171 | 29810 | [7 empty] | 0
3 |  | 15783 | 7307 | 2 | GT | 0 |  |  | 0 | 0 | [6 empty] | 0 | 0 | 0 | 22864 | PL | 0 | 0 | 6 | 1994 | 6 | 1994 |  |  |  | NG | LPG |  | 22864 | 22864 | 0 | 0 | 0 | 19287 | 23144 | [7 empty] | 0
3 |  | 15783 | 7307 | 3 | GT | 0 |  |  | 0 | 0 | [6 empty] | 0 | 0 | 0 | 22864 | PL | 0 | 0 | 6 | 1994 | 6 | 1994 |  |  |  | NG | LPG |  | 22864 | 22864 | 0 | 0 | 0 | 19287 | 23144 | [7 empty] | 0
3 |  | 15783 | 7307 | 4 | GT | 0 |  |  | 0 | 0 | [6 empty] | 0 | 0 | 0 | 16931 | PL | 0 | 0 | 6 | 1994 | 6 | 1994 |  |  |  | NG | LPG |  | 16931 | 16931 | 0 | 0 | 0 | 14375 | 17248 | [7 empty] | 0
3 |  | 15787 | 6708 | 1 | HC | 1400 |  | OP | 4 | 1932 | WAT |  |  | WAT |  |  | 0 | 1400 | 1400 | 0 |  | 0 | 0 | 0 | 0 | 0 | 0 | [6 empty] | 0 | 0 | 0 | 1 | 1932 | 0 | 0 | E | [6 empty] | 0
3 |  | 15793 | 2009 | 1 | HC | 500 | B | OP | 88 | 1930 |  |  |  | WAT |  |  | 0 | 300 | 300 | 0 |  | 0 | 0 | 0 | 0 | 0 | 0 | [6 empty] | 0 | 0 | 0 | 0 | 1930 | 0 | 0 | E | [6 empty] | 0
3 |  | 15793 | 2009 | 2 | ST | 2000 |  |  | 99 | 1949 |  |  |  | FO2 | NG |  | 0 | 0 | 0 | 0 | RE | 12 | 1976 | 0 | 0 | 0 | 0 | [6 empty] | 0 | 0 | 0 | 0 | 1949 | 0 | 0 | E | [6 empty] | 0
3 |  | 15793 | 2009 | 3 | IC | 284 | B |  | 88 | 1935 | FO2 |  |  | FO2 | NG |  | 0 | 284 | 284 | 0 | RE | 5 | 1990 | 0 | 0 | 0 | 0 | [6 empty] | 0 | 0 | 0 | 0 | 1935 | 0 | 0 | E | [6 empty] | 0
3 |  | 15793 | 2009 | 4 | IC | 300 | B |  | 88 | 1935 | FO2 |  |  | FO2 | NG |  | 0 | 300 | 300 | 0 | RE | 5 | 1990 | 0 | 0 | 0 | 0 | [6 empty] | 0 | 0 | 0 | 0 | 1935 | 0 | 0 | E | [6 empty] | 0
3 |  | 15793 | 2009 | 5 | IC | 731 | B | OS | 88 | 1941 | FO2 |  |  | FO2 | NG |  | 0 | 731 | 731 | 0 |  | 0 | 0 | 0 | 0 | 0 | 0 | [6 empty] | 0 | 0 | 0 | 0 | 1941 | 0 | 0 | E | [6 empty] | 0
3 |  | 15793 | 2009 | 6 | IC | 2200 | B | SB | 88 | 1970 | FO2 |  |  | FO2 | NG |  | 0 | 2100 | 2100 | 0 |  | 0 | 0 | 0 | 0 | 0 | 0 | [6 empty] | 0 | 0 | 0 | 0 | 1970 | 0 | 0 | E | [6 empty] | 0
3 |  | 15793 | 2009 | 7 | IC | 5800 | B | SB | 88 | 1974 | FO2 |  |  | FO2 | NG |  | 0 | 5500 | 5500 | 0 |  | 0 | 0 | 0 | 0 | 0 | 0 | [6 empty] | 0 | 0 | 0 | 0 | 1974 | 0 | 0 | E | [6 empty] | 0
3 |  | 15846 | 1178 | 1 | IC | 300 |  |  | 88 | 1939 | FO2 |  |  | FO2 |  |  | 0 | 300 | 300 | 0 | RE | 7 | 1989 | 0 | 0 | 0 | 0 | [6 empty] | 0 | 0 | 0 | 0 | 1939 | 0 | 0 | E | [6 empty] | 0
3 |  | 15846 | 1178 | 2 | IC | 200 |  |  | 88 | 1933 | FO2 |  |  | FO2 |  |  | 0 | 214 | 214 | 0 | RE | 7 | 1989 | 0 | 0 | 0 | 0 | [6 empty] | 0 | 0 | 0 | 0 | 1933 | 0 | 0 | E | [6 empty] | 0
3 |  | 15846 | 1178 | 3 | IC | 200 |  |  | 88 | 1933 | FO2 |  |  | FO2 |  |  | 0 | 165 | 165 | 0 | RE | 7 | 1989 | 0 | 0 | 0 | 0 | [6 empty] | 0 | 0 | 0 | 0 | 1933 | 0 | 0 | E | [6 empty] | 0
3 |  | 15846 | 1178 | 4 | IC | 700 |  |  | 88 | 1947 | FO2 |  |  | FO2 |  |  | 0 | 700 | 700 | 0 | RE | 7 | 1989 | 0 | 0 | 0 | 0 | [6 empty] | 0 | 0 | 0 | 0 | 1947 | 0 | 0 | E | [6 empty] | 0
3 |  | 15860 | 1038 | 4 | IC | 1000 |  |  | 99 | 1940 |  |  |  | FO2 | NG |  | 0 | 0 | 0 | 0 | RE | 12 | 1982 | 0 | 0 | 0 | 0 | [6 empty] | 0 | 0 | 0 | 0 | 1940 | 0 | 0 | E | [6 empty] | 0
3 |  | 15860 | 1038 | 5 | IC | 1980 | P | OP | 88 | 1950 | FO2 |  |  | FO2 | NG |  | 0 | 2100 | 2100 | 0 |  | 0 | 0 | 0 | 0 | 0 | 0 | [6 empty] | 0 | 0 | 0 | 0 | 1950 | 0 | 0 | E | [6 empty] | 0
3 |  | 15860 | 1038 | 6 | IC | 2500 | P | OP | 88 | 1957 | FO2 |  |  | FO2 | NG |  | 10615 | 2317 | 2317 | 0 |  | 0 | 0 | 0 | 0 | 0 | 0 | [6 empty] | 0 | 0 | 0 | 0 | 1957 | 0 | 0 | E | [6 empty] | 0
3 |  | 15860 | 1038 | 7 | IC | 3000 | P | OP | 88 | 1964 | FO2 |  |  | FO2 | NG |  | 0 | 2931 | 2931 | 0 |  | 0 | 0 | 0 | 0 | 0 | 0 | [6 empty] | 0 | 0 | 0 | 0 | 1964 | 0 | 0 | E | [6 empty] | 0
3 |  | 15860 | 1038 | 8 | IC | 2500 | P |  | 88 | 1968 | FO2 |  |  | FO2 | NG |  | 6950 | 2436 | 2436 | 0 | RE | 6 | 1991 | 0 | 0 | 0 | 0 | [6 empty] | 0 | 0 | 0 | 0 | 1968 | 0 | 0 | E | [6 empty] | 0
3 |  | 15860 | 1038 | 10 | IC | 2070 | P | OP | 88 | 1971 | FO2 |  |  | FO2 | NG |  | 0 | 2003 | 2003 | 0 |  | 0 | 0 | 0 | 0 | 0 | 0 | [6 empty] | 0 | 0 | 0 | 0 | 1971 | 0 | 0 | E | [6 empty] | 0
3 |  | 15860 | 1038 | 11 | IC | 2070 | P | OP | 88 | 1971 | FO2 |  |  | FO2 | NG |  | 11860 | 2109 | 2109 | 0 |  | 0 | 0 | 0 | 0 | 0 | 0 | [6 empty] | 0 | 0 | 0 | 0 | 1971 | 0 | 0 | E | [6 empty] | 0
3 |  | 15860 | 1038 | 12 | IC | 6000 |  |  | 99 | 1975 |  |  |  | FO2 | NG |  | 0 | 0 | 0 | 0 | RE | 0 | 0 | 0 | 0 | 0 | 0 | [6 empty] | 0 | 0 | 0 | 0 | 1975 | 0 | 0 | E | [6 empty] | 0
3 |  | 15862 | 1179 | 1 | IC | 83 | P | SB | 99 | 1936 | FO2 |  |  | FO2 |  |  | 0 | 83 | 83 | 0 |  | 0 | 0 | 0 | 0 | 0 | 0 | [6 empty] | 0 | 0 | 0 | 0 | 1936 | 0 | 0 | E | [6 empty] | 0
3 |  | 15862 | 1179 | 2 | IC | 200 | P | SB | 99 | 1939 | FO2 |  |  | FO2 |  |  | 0 | 200 | 200 | 0 |  | 0 | 0 | 0 | 0 | 0 | 0 | [6 empty] | 0 | 0 | 0 | 0 | 1939 | 0 | 0 | E | [6 empty] | 0
3 |  | 15862 | 1179 | 3 | IC | 200 | P | SB | 99 | 1942 | FO2 |  |  | FO2 |  |  | 0 | 200 | 200 | 0 |  | 0 | 0 | 0 | 0 | 0 | 0 | [6 empty] | 0 | 0 | 0 | 0 | 1942 | 0 | 0 | E | [6 empty] | 0
3 |  | 15943 | 2154 | 1 | IC | 200 |  | OS | 99 | 1934 | FO2 |  |  | FO2 |  |  | 0 | 180 | 198 | 0 |  | 0 | 0 | 0 | 0 | 0 | 0 | [6 empty] | 0 | 0 | 0 | 0 | 1934 | 0 | 0 | E | E | E |  |  |  |  | 0
3 |  | 15943 | 2154 | 2 | IC | 200 |  | OS | 99 | 1935 | FO2 |  |  | FO2 |  |  | 0 | 180 | 198 | 0 |  | 0 | 0 | 0 | 0 | 0 | 0 | [6 empty] | 0 | 0 | 0 | 0 | 1935 | 0 | 0 | E | E | E |  |  |  |  | 0
3 |  | 15943 | 2154 | 3 | IC | 200 |  | OS | 99 | 1949 | FO2 |  |  | FO2 |  |  | 0 | 180 | 198 | 0 |  | 0 | 0 | 0 | 0 | 0 | 0 | [6 empty] | 0 | 0 | 0 | 0 | 1949 | 0 | 0 | E | E | E |  |  |  |  | 0
3 |  | 15943 | 2154 | 4 | IC | 500 |  | OS | 99 | 1956 | FO2 |  |  | FO2 |  |  | 0 | 454 | 508 | 0 |  | 0 | 0 | 0 | 0 | 0 | 0 | [6 empty] | 0 | 0 | 0 | 0 | 1956 | 0 | 0 | E | E | E |  |  |  |  | 0
3 |  | 15978 | 4132 | 1 | ST | 1250 |  |  | 88 | 1937 |  |  |  | BIT |  |  | 0 | 0 | 0 | 0 | RE | 6 | 1985 | 0 | 0 | 0 | 0 | [6 empty] | 0 | 0 | 0 | 0 | 1937 | 0 | 0 | E | [6 empty] | 0
3 |  | 15978 | 4132 | 2 | ST | 1500 |  |  | 88 | 1939 |  |  |  | BIT |  |  | 0 | 0 | 0 | 0 | RE | 6 | 1985 | 0 | 0 | 0 | 0 | [6 empty] | 0 | 0 | 0 | 0 | 1939 | 0 | 0 | E | [6 empty] | 0
3 |  | 15978 | 4132 | 3 | ST | 4000 |  |  | 88 | 1953 |  |  |  | BIT |  |  | 19000 | 4000 | 4000 | 0 | RE | 8 | 1987 | 0 | 0 | 0 | 0 | [6 empty] | 0 | 0 | 0 | 0 | 1953 | 0 | 0 | E | [6 empty] | 0
3 |  | 15978 | 4132 | 4 | ST | 7500 |  |  | 88 | 1966 |  |  |  | BIT |  |  | 17212 | 7500 | 7500 | 0 | RE | 8 | 1987 | 0 | 0 | 0 | 0 | [6 empty] | 0 | 0 | 0 | 0 | 1966 | 0 | 0 | E | [6 empty] | 0
3 |  | 15984 | 3829 | 1 | HC | 562 | B |  | 88 | 1924 | WAT |  |  | WAT |  |  | 0 | 260 | 540 | 0 | RE | 10 | 1986 | 0 | 0 | 0 | 0 | [6 empty] | 0 | 0 | 0 | 0 | 1924 | 0 | 0 | E | [6 empty] | 0
3 |  | 15984 | 3829 | 2 | HC | 562 | B |  | 88 | 1924 | WAT |  |  | WAT |  |  | 0 | 260 | 540 | 0 | RE | 10 | 1986 | 0 | 0 | 0 | 0 | [6 empty] | 0 | 0 | 0 | 0 | 1924 | 0 | 0 | E | [6 empty] | 0
3 |  | 15984 | 3830 | 1 | HC | 340 | B |  | 88 | 1910 | WAT |  |  | WAT |  |  | 0 | 190 | 280 | 0 | RE | 10 | 1986 | 0 | 0 | 0 | 0 | [6 empty] | 0 | 0 | 0 | 0 | 1910 | 0 | 0 | E | [6 empty] | 0
3 |  | 15984 | 3830 | 2 | HC | 340 | B |  | 88 | 1910 | WAT |  |  | WAT |  |  | 0 | 190 | 280 | 0 | RE | 10 | 1986 | 0 | 0 | 0 | 0 | [6 empty] | 0 | 0 | 0 | 0 | 1910 | 0 | 0 | E | [6 empty] | 0
3 |  | 15984 | 3830 | 3 | HC | 340 | B |  | 88 | 1910 | WAT |  |  | WAT |  |  | 0 | 190 | 280 | 0 | RE | 10 | 1986 | 0 | 0 | 0 | 0 | [6 empty] | 0 | 0 | 0 | 0 | 1910 | 0 | 0 | E | [6 empty] | 0
3 |  | 15984 | 3830 | 4 | HC | 340 | B |  | 88 | 1910 | WAT |  |  | WAT |  |  | 0 | 190 | 280 | 0 | RE | 10 | 1986 | 0 | 0 | 0 | 0 | [6 empty] | 0 | 0 | 0 | 0 | 1910 | 0 | 0 | E | [6 empty] | 0
3 |  | 15984 | 3830 | 5 | HC | 415 | B |  | 88 | 1934 | WAT |  |  | WAT |  |  | 0 | 240 | 360 | 0 | RE | 10 | 1986 | 0 | 0 | 0 | 0 | [6 empty] | 0 | 0 | 0 | 0 | 1934 | 0 | 0 | E | [6 empty] | 0
3 |  | 15984 | 3830 | 6 | HC | 250 | B |  | 88 | 1934 | WAT |  |  | WAT |  |  | 0 | 140 | 210 | 0 | RE | 10 | 1986 | 0 | 0 | 0 | 0 | [6 empty] | 0 | 0 | 0 | 0 | 1934 | 0 | 0 | E | [6 empty] | 0
3 |  | 15989 | 1039 | 1 | ST | 15000 |  |  | 99 | 1934 |  |  |  | BIT |  |  | 0 | 0 | 0 | 0 | RE | 0 | 0 | 0 | 0 | 0 | 0 | [6 empty] | 0 | 0 | 0 | 0 | 1934 | 0 | 0 | E | [6 empty] | 0
3 |  | 15989 | 1039 | 2 | ST | 15000 |  |  | 99 | 1934 |  |  |  | BIT |  |  | 0 | 0 | 0 | 0 | RE | 0 | 0 | 0 | 0 | 0 | 0 | [6 empty] | 0 | 0 | 0 | 0 | 1934 | 0 | 0 | E | [6 empty] | 0
3 |  | 15989 | 1039 | 3 | ST | 15000 |  |  | 99 | 1934 |  |  |  | BIT |  |  | 0 | 0 | 0 | 0 | RE | 0 | 0 | 0 | 0 | 0 | 0 | [6 empty] | 0 | 0 | 0 | 0 | 1934 | 0 | 0 | E | [6 empty] | 0
3 |  | 15989 | 1039 | 4 | ST | 15000 |  |  | 99 | 1948 |  |  |  | BIT |  |  | 0 | 0 | 0 | 0 | RE | 0 | 0 | 0 | 0 | 0 | 0 | [6 empty] | 0 | 0 | 0 | 0 | 1948 | 0 | 0 | E | [6 empty] | 0
3 |  | 15989 | 1040 | 1 | ST | 37500 | B | OP | 3 | 1955 | FO2 |  |  | BIT |  |  | 11900 | 34000 | 34000 | 0 |  | 0 | 0 | 0 | 0 | 0 | 0 | [6 empty] | 0 | 0 | 0 | 3 | 1955 | 0 | 0 | [7 empty] | 0
3 |  | 15989 | 1040 | 2 | ST | 60000 | B | OP | 8 | 1973 | FO2 |  |  | BIT |  |  | 11650 | 61000 | 62000 | 0 |  | 0 | 0 | 0 | 0 | 0 | 0 | [6 empty] | 0 | 0 | 0 | 5 | 1973 | 0 | 0 | E | [6 empty] | 0
3 |  | 16082 | 4133 | 1 | HC | 350 |  | OP | 88 | 1948 |  |  |  | WAT |  |  | 0 | 300 | 300 | 0 |  | 0 | 0 | 0 | 0 | 0 | 0 | [6 empty] | 0 | 0 | 0 | 0 | 1948 | 0 | 0 | E | [6 empty] | 0
3 |  | 16082 | 4133 | 2 | IC | 400 |  | OP | 88 | 1929 | FO2 |  |  | FO2 |  |  | 12102 | 400 | 400 | 0 |  | 0 | 0 | 0 | 0 | 0 | 0 | [6 empty] | 0 | 0 | 0 | 0 | 1929 | 0 | 0 | E | [6 empty] | 0
3 |  | 16082 | 4133 | 3 | IC | 517 |  | OP | 88 | 1941 | FO2 |  |  | FO2 |  |  | 10848 | 517 | 517 | 0 |  | 0 | 0 | 0 | 0 | 0 | 0 | [6 empty] | 0 | 0 | 0 | 0 | 1941 | 0 | 0 | E | [6 empty] | 0
3 |  | 16082 | 4133 | 4 | IC | 1125 |  | OP | 88 | 1948 | FO2 |  |  | FO2 |  |  | 10884 | 1125 | 1125 | 0 |  | 0 | 0 | 0 | 0 | 0 | 0 | [6 empty] | 0 | 0 | 0 | 0 | 1948 | 0 | 0 | E | [6 empty] | 0
3 |  | 16082 | 4133 | 5 | IC | 2665 |  | OP | 88 | 1965 | FO2 |  |  | FO2 |  |  | 10503 | 2600 | 2600 | 0 |  | 0 | 0 | 0 | 0 | 0 | 0 | [6 empty] | 0 | 0 | 0 | 0 | 1965 | 0 | 0 | E | [6 empty] | 0
3 |  | 16082 | 4133 | 6 | IC | 2050 |  | OP | 88 | 1965 | FO2 | NG |  | FO2 | NG |  | 9436 | 2050 | 2050 | 0 |  | 0 | 0 | 0 | 0 | 0 | 0 | [6 empty] | 0 | 0 | 0 | 0 | 1965 | 0 | 0 | E | [6 empty] | 0
3 |  | 16082 | 4133 | 7 | IC | 6000 |  | OP | 88 | 1972 | FO2 | NG |  | FO2 | NG |  | 9288 | 5600 | 5600 | 0 |  | 0 | 0 | 0 | 0 | 0 | 0 | [6 empty] | 0 | 0 | 0 | 0 | 1972 | 0 | 0 | E | [6 empty] | 0
3 |  | 16082 | 4133 | 8 | IC | 300 |  | OP | 88 | 1979 | FO2 |  |  | FO2 |  |  | 10350 | 300 | 300 | 0 |  | 0 | 0 | 0 | 0 | 0 | 0 | [6 empty] | 0 | 0 | 0 | 0 | 1979 | 0 | 0 | E | [6 empty] | 0
3 |  | 16082 | 4134 | 1 | HC | 125 |  | OP | 88 | 1948 |  |  |  | WAT |  |  | 0 | 100 | 100 | 0 |  | 0 | 0 | 0 | 0 | 0 | 0 | [6 empty] | 0 | 0 | 0 | 0 | 1948 | 0 | 0 | E | [6 empty] | 0
3 |  | 16175 | 3608 | 1 | IC | 2000 |  |  | 88 | 1950 | FO2 |  |  | NG | FO2 |  | 0 | 1400 | 1400 | 0 | RE | 1 | 1986 | 0 | 0 | 0 | 0 | [6 empty] | 0 | 0 | 0 | 0 | 1950 | 0 | 0 | E | [6 empty] | 0
3 |  | 16175 | 3608 | 2 | IC | 672 |  |  | 88 | 1948 | NG |  |  | NG |  |  | 8000 | 550 | 550 | 0 | RE | 2 | 1986 | 0 | 0 | 0 | 0 | [6 empty] | 0 | 0 | 0 | 0 | 1948 | 0 | 0 | E | [6 empty] | 0
3 |  | 16175 | 3608 | 3 | IC | 2450 | P | OP | 88 | 1958 | FO2 |  |  | NG | FO2 |  | 0 | 2100 | 2100 | 0 |  | 0 | 0 | 0 | 0 | 0 | 0 | [6 empty] | 0 | 0 | 0 | 0 | 1958 | 0 | 0 | E | [6 empty] | 0
3 |  | 16175 | 3608 | 4 | IC | 2428 | P | OP | 3 | 1979 | FO2 |  |  | NG | FO2 |  | 9755 | 2000 | 2000 | 0 |  | 0 | 0 | 0 | 0 | 0 | 0 | [6 empty] | 0 | 0 | 0 | 2 | 1979 | 0 | 0 | E | [6 empty] | 0
3 |  | 16175 | 3608 | 5 | IC | 2428 | P | OP | 3 | 1979 | FO2 |  |  | NG | FO2 |  | 9755 | 2000 | 2000 | 0 |  | 0 | 0 | 0 | 0 | 0 | 0 | [6 empty] | 0 | 0 | 0 | 2 | 1979 | 0 | 0 | E | [6 empty] | 0
3 |  | 16175 | 3608 | 6 | IC | 672 |  |  | 88 | 1946 | NG |  |  | NG |  |  | 8000 | 550 | 550 | 0 | RE | 3 | 1986 | 0 | 0 | 0 | 0 | [6 empty] | 0 | 0 | 0 | 0 | 1946 | 0 | 0 | E | [6 empty] | 0
3 |  | 16175 | 3608 | 7 | IC | 1000 | P | OP | 88 | 1955 | FO2 |  |  | NG | FO2 |  | 0 | 900 | 900 | 0 |  | 0 | 0 | 0 | 0 | 0 | 0 | [6 empty] | 0 | 0 | 0 | 0 | 1955 | 0 | 0 | E | [6 empty] | 0
3 |  | 16175 | 3608 | 8 | IC | 1000 | P | OP | 88 | 1956 | FO2 |  |  | NG | FO2 |  | 0 | 900 | 900 | 0 |  | 0 | 0 | 0 | 0 | 0 | 0 | [6 empty] | 0 | 0 | 0 | 0 | 1956 | 0 | 0 | E | [6 empty] | 0
3 |  | 16175 | 3608 | 9 | IC | 2615 | P | OP | 5 | 1962 | FO2 |  |  | NG | FO2 |  | 0 | 2200 | 2200 | 0 |  | 0 | 0 | 0 | 0 | 0 | 0 | [6 empty] | 0 | 0 | 0 | 4 | 1962 | 0 | 0 | E | [6 empty] | 0
3 |  | 16175 | 3608 | 10 | IC | 4150 | P | OP | 6 | 1967 | FO2 |  |  | NG | FO2 |  | 0 | 3500 | 3500 | 0 |  | 0 | 0 | 0 | 0 | 0 | 0 | [6 empty] | 0 | 0 | 0 | 5 | 1967 | 0 | 0 | E | [6 empty] | 0
3 |  | 16175 | 3608 | 11 | IC | 5000 | P | OP | 9 | 1972 | FO2 |  |  | NG | FO2 |  | 6500 | 4000 | 4000 | 0 |  | 0 | 0 | 0 | 0 | 0 | 0 | [6 empty] | 0 | 0 | 0 | 8 | 1972 | 0 | 0 | E | [6 empty] | 0
3 |  | 16179 | 960 | 1 | IC | 900 | P | OP | 10 | 1940 | FO2 |  |  | FO2 |  |  | 10460 | 700 | 700 | 0 |  | 0 | 0 | 0 | 0 | 0 | 0 | [6 empty] | 0 | 0 | 0 | 9 | 1940 | 0 | 0 | E | [6 empty] | 0
3 |  | 16179 | 960 | 2 | IC | 800 | P | OP | 8 | 1936 | FO2 |  |  | FO2 |  |  | 10460 | 600 | 600 | 0 |  | 0 | 0 | 0 | 0 | 0 | 0 | [6 empty] | 0 | 0 | 0 | 7 | 1936 | 0 | 0 | E | [6 empty] | 0
3 |  | 16179 | 960 | 3 | IC | 2500 | P | OP | 7 | 1956 | FO2 |  |  | NG | FO2 |  | 10460 | 2200 | 2200 | 0 |  | 0 | 0 | 0 | 0 | 0 | 0 | [6 empty] | 0 | 0 | 0 | 6 | 1956 | 0 | 0 | E | [6 empty] | 0
3 |  | 16179 | 960 | 4 | IC | 1000 | P | OP | 10 | 1946 | FO2 |  |  | FO2 |  |  | 10460 | 500 | 500 | 0 |  | 0 | 0 | 0 | 0 | 0 | 0 | [6 empty] | 0 | 0 | 0 | 9 | 1946 | 0 | 0 | E | [6 empty] | 0
3 |  | 16179 | 960 | 5 | IC | 1000 | P | OP | 6 | 1949 | NG |  |  | NG |  |  | 10460 | 800 | 800 | 0 |  | 0 | 0 | 0 | 0 | 0 | 0 | [6 empty] | 0 | 0 | 0 | 5 | 1949 | 0 | 0 | E | [6 empty] | 0
3 |  | 16179 | 960 | 6 | IC | 2500 | P | OP | 4 | 1954 | FO2 |  |  | NG | FO2 |  | 10460 | 2500 | 2000 | 0 |  | 0 | 0 | 0 | 0 | 0 | 0 | [6 empty] | 0 | 0 | 0 | 3 | 1954 | 0 | 0 | E | [6 empty] | 0
3 |  | 16179 | 960 | 7 | IC | 3800 | P | OP | 2 | 1967 | FO2 |  |  | NG | FO2 |  | 10460 | 3750 | 3500 | 0 |  | 0 | 0 | 0 | 0 | 0 | 0 | [6 empty] | 0 | 0 | 0 | 1 | 1967 | 0 | 0 | E | [6 empty] | 0
3 |  | 16179 | 960 | 8 | IC | 1000 | P | OP | 6 | 1949 | FO2 |  |  | FO2 |  |  | 10460 | 700 | 700 | 0 |  | 0 | 0 | 0 | 0 | 0 | 0 | [6 empty] | 0 | 0 | 0 | 5 | 1949 | 0 | 0 | E | [6 empty] | 0
3 |  | 16179 | 960 | 9 | IC | 3500 |  | OP | 5 | 1989 | FO2 |  |  | NG | FO2 |  | 10460 | 3500 | 3500 | 0 |  | 0 | 0 | 0 | 0 | 0 | 0 | [6 empty] | 0 | 0 | 0 | 5 | 1989 | 0 | 0 | [7 empty] | 0
3 |  | 16179 | 960 | 10 | IC | 2500 |  | OP | 5 | 1989 | FO2 |  |  | NG | FO2 |  | 10460 | 2500 | 2500 | 0 |  | 0 | 0 | 0 | 0 | 0 | 0 | [6 empty] | 0 | 0 | 0 | 5 | 1989 | 0 | 0 | [7 empty] | 0
3 |  | 16179 | 961 | 1 | IC | 2500 | P | OP | 9 | 1967 | FO2 |  |  | NG | FO2 |  | 11357 | 2250 | 1650 | 0 |  | 0 | 0 | 0 | 0 | 0 | 0 | [6 empty] | 0 | 0 | 0 | 8 | 1967 | 0 | 0 | E | [6 empty] | 0
3 |  | 16179 | 961 | 2 | IC | 2500 |  | OP | 9 | 1967 | FO2 |  |  | NG | FO2 |  | 11357 | 2250 | 2250 | 0 |  | 0 | 0 | 0 | 0 | 0 | 0 | [6 empty] | 0 | 0 | 0 | 8 | 1967 | 0 | 0 | E | [6 empty] | 0
3 |  | 16179 | 961 | S1 | ST | 11500 |  | OP | 2 | 1962 | NG |  |  | NG | BIT |  | 13754 | 11500 | 11500 | 0 |  | 0 | 0 | 0 | 0 | 0 | 0 | [6 empty] | 0 | 0 | 0 | 12 | 1961 | 0 | 0 | [7 empty] | 0
3 |  | 16181 | 2006 | 1 | ST | 5000 |  |  | 99 | 1931 |  |  |  | BIT | NG |  | 0 | 0 | 0 | 0 | RE | 11 | 1982 | 0 | 0 | 0 | 0 | [6 empty] | 0 | 0 | 0 | 0 | 1931 | 0 | 0 | E | [6 empty] | 0
3 |  | 16181 | 2006 | 2 | ST | 8000 |  |  | 99 | 1936 |  |  |  | BIT | NG |  | 0 | 0 | 0 | 0 | RE | 11 | 1982 | 0 | 0 | 0 | 0 | [6 empty] | 0 | 0 | 0 | 0 | 1936 | 0 | 0 | E | [6 empty] | 0
3 |  | 16181 | 2007 | 1 | HC | 1340 | C | OP | 9 | 1984 | WAT |  |  | WAT |  |  | 0 | 1340 | 1340 | 0 |  | 0 | 0 | 0 | 0 | 0 | 0 | [6 empty] | 0 | 0 | 0 | 6 | 1984 | 0 | 0 | E | [6 empty] | 0
3 |  | 16181 | 2007 | 2 | HC | 1340 | C | OP | 11 | 1984 | WAT |  |  | WAT |  |  | 0 | 1340 | 1340 | 0 |  | 0 | 0 | 0 | 0 | 0 | 0 | [6 empty] | 0 | 0 | 0 | 8 | 1984 | 0 | 0 | E | [6 empty] | 0
3 |  | 16181 | 2008 | 1 | ST | 8000 | C | OP | 8 | 1948 | NG | BIT |  | BIT | NG |  | 15400 | 9100 | 9100 | 0 |  | 0 | 0 | 0 | 0 | 0 | 0 | [6 empty] | 0 | 0 | 0 | 7 | 1948 | 0 | 0 | E | [6 empty] | 0
3 |  | 16181 | 2008 | 2 | ST | 12000 | C | OP | 12 | 1953 | NG | BIT |  | BIT | NG |  | 13075 | 13800 | 13800 | 0 |  | 0 | 0 | 0 | 0 | 0 | 0 | [6 empty] | 0 | 0 | 0 | 11 | 1953 | 0 | 0 | E | [6 empty] | 0
3 |  | 16181 | 2008 | 3 | ST | 25000 | B | OP | 11 | 1962 | NG | BIT |  | BIT | NG |  | 11700 | 22500 | 23000 | 0 |  | 0 | 0 | 0 | 0 | 0 | 0 | [6 empty] | 0 | 0 | 0 | 9 | 1962 | 0 | 0 | E | [6 empty] | 0
3 |  | 16181 | 2008 | 4 | ST | 54000 | B | OP | 12 | 1969 | NG | BIT |  | BIT | NG |  | 10500 | 60250 | 60250 | 0 |  | 0 | 0 | 0 | 0 | 0 | 0 | [6 empty] | 0 | 0 | 0 | 10 | 1969 | 0 | 0 | E | [6 empty] | 0
3 |  | 16181 | 6058 | 1 | GT | 35000 | P | OP | 6 | 1975 | FO2 |  |  | FO2 |  |  | 12239 | 27900 | 38000 | 0 |  | 0 | 0 | 0 | 0 | 0 | 0 | [6 empty] | 0 | 0 | 0 | 5 | 1975 | 0 | 0 | E | [6 empty] | 0
3 |  | 16183 | 2636 | 1 | HC | 220 | C | OP | 88 | 1925 |  |  |  | WAT |  |  | 0 | 197 | 100 | 0 |  | 0 | 0 | 0 | 0 | 0 | 0 | [6 empty] | 0 | 0 | 0 | 0 | 1925 | 0 | 0 | E | E | [5 empty] | 0
3 |  | 16183 | 2637 | 1 | HC | 340 | C | OP | 88 | 1916 |  |  |  | WAT |  |  | 0 | 310 | 200 | 0 |  | 0 | 0 | 0 | 0 | 0 | 0 | [6 empty] | 0 | 0 | 0 | 0 | 1916 | 0 | 0 | E | E | [5 empty] | 0
3 |  | 16183 | 2638 | 1 | HC | 3000 | C | OP | 88 | 1952 |  |  |  | WAT |  |  | 0 | 2000 | 2000 | 0 |  | 0 | 0 | 0 | 0 | 0 | 0 | [6 empty] | 0 | 0 | 0 | 0 | 1952 | 0 | 0 | E | [6 empty] | 0
3 |  | 16183 | 2639 | 1 | HC | 6500 | C | OP | 88 | 1960 |  |  |  | WAT |  |  | 0 | 6000 | 6000 | 0 |  | 0 | 0 | 0 | 0 | 0 | 0 | [6 empty] | 0 | 0 | 0 | 0 | 1960 | 0 | 0 | E | [6 empty] | 0
3 |  | 16183 | 2640 | 1 | ST | 12500 |  |  | 99 | 1927 |  |  |  | FO6 |  |  | 0 | 0 | 0 | 0 | RE | 0 | 0 | 0 | 0 | 0 | 0 | [6 empty] | 0 | 0 | 0 | 0 | 1927 | 0 | 0 | E | [6 empty] | 0
3 |  | 16183 | 2640 | 2 | ST | 10000 |  |  | 99 | 1923 |  |  |  | FO6 |  |  | 0 | 0 | 0 | 0 | RE | 0 | 0 | 0 | 0 | 0 | 0 | [6 empty] | 0 | 0 | 0 | 0 | 1923 | 0 | 0 | E | [6 empty] | 0
3 |  | 16183 | 2640 | 3 | ST | 7500 | P |  | 88 | 1937 | FO2 |  |  | NG | FO6 |  | 16625 | 7000 | 7000 | 0 | RE | 4 | 1986 | 0 | 0 | 0 | 0 | [6 empty] | 0 | 0 | 0 | 0 | 1937 | 0 | 0 | E | E | [5 empty] | 0
3 |  | 16183 | 2640 | 6 | ST | 15000 | P |  | 10 | 1941 | FO2 |  |  | NG | FO6 |  | 11170 | 18000 | 15000 | 0 | RE | 4 | 1986 | 0 | 0 | 0 | 0 | [6 empty] | 0 | 0 | 0 | 9 | 1941 | 0 | 0 | E |  | E |  |  |  |  | 0
3 |  | 16183 | 2640 | 8 | ST | 6000 | P |  | 1 | 1936 | FO2 |  |  | NG | FO6 |  | 0 | 6000 | 6000 | 0 | RE | 4 | 1986 | 0 | 0 | 0 | 0 | [6 empty] | 0 | 0 | 0 | 12 | 1935 | 0 | 0 | E | E | [5 empty] | 0
3 |  | 16183 | 2640 | 9 | ST | 6000 | P |  | 4 | 1937 | FO2 |  |  | NG | FO6 |  | 0 | 6000 | 6000 | 0 | RE | 4 | 1986 | 0 | 0 | 0 | 0 | [6 empty] | 0 | 0 | 0 | 3 | 1937 | 0 | 0 | E | E | [5 empty] | 0
3 |  | 16183 | 2640 | 10 | ST | 28800 | P |  | 9 | 1938 | FO2 |  |  | NG | FO6 |  | 10970 | 28000 | 28000 | 0 | RE | 4 | 1986 | 0 | 0 | 0 | 0 | [6 empty] | 0 | 0 | 0 | 8 | 1938 | 0 | 0 | E | [6 empty] | 0
3 | A437 | 16183 | 2640 | 11 | ST | 28800 |  |  | 5 | 1943 |  |  |  | FO6 | NG |  | 0 | 93000 | 93000 | 28800 | RE | 11 | 1984 | 0 | 0 | 0 | 0 | [6 empty] | 0 | 0 | 0 | 0 | 1943 | 0 | 0 | E | [6 empty] | 0
3 |  | 16183 | 2640 | 12 | ST | 81600 | C | OP | 9 | 1959 | FO2 |  |  | BIT |  |  | 9499 | 80000 | 80000 | 0 |  | 0 | 0 | 0 | 0 | 0 | 0 | [6 empty] | 0 | 0 | 0 | 8 | 1959 | 0 | 0 | E | [6 empty] | 0
3 |  | 16183 | 2640 | 13 | GT | 19000 | P | OP | 6 | 1969 | FO2 |  |  | FO2 |  |  | 16084 | 14000 | 18000 | 0 |  | 0 | 0 | 0 | 0 | 0 | 0 | [6 empty] | 0 | 0 | 0 | 5 | 1969 | 0 | 0 | E | [6 empty] | 0
3 |  | 16183 | 2641 | 2 | HC | 12870 | C | OP | 88 | 1917 |  |  |  | WAT |  |  | 0 | 11000 | 13000 | 0 |  | 0 | 0 | 0 | 0 | 0 | 0 | [6 empty] | 0 | 0 | 0 | 0 | 1917 | 0 | 0 | E | [6 empty] | 0
3 |  | 16183 | 2641 | HY1 | HC | 11250 | C | OP | 88 | 1927 |  |  |  | WAT |  |  | 0 | 11000 | 13000 | 12870 | MO | 0 | 0 | 11 | 1991 | 3 | 1992 | [6 empty] | 11000 | 13000 | 0 | 0 | 1927 | 13474 | 12929 | E | [5 empty] | OP | 12870
3 |  | 16183 | 2641 | HY3 | HC | 18000 | C | OP | 0 | 1917 |  |  |  | WAT |  |  | 0 | 17000 | 17000 | 0 |  | 0 | 0 | 0 | 0 | 0 | 0 | [6 empty] | 0 | 0 | 0 | 0 | 1917 | 0 | 0 | E | [6 empty] | 0
3 |  | 16183 | 2642 | 1 | ST | 46000 | C | OP | 1 | 1949 | FO2 |  |  | BIT |  |  | 11607 | 47000 | 47000 | 0 |  | 0 | 0 | 0 | 0 | 0 | 0 | [6 empty] | 0 | 0 | 0 | 12 | 1948 | 0 | 0 | [7 empty] | 0
3 |  | 16183 | 2642 | 2 | ST | 62500 | C | OP | 2 | 1951 | FO2 |  |  | BIT |  |  | 10425 | 65000 | 65000 | 0 |  | 0 | 0 | 0 | 0 | 0 | 0 | [6 empty] | 0 | 0 | 0 | 11 | 1950 | 0 | 0 | [7 empty] | 0
3 |  | 16183 | 2642 | 3 | ST | 62500 | C | OP | 10 | 1953 | FO2 |  |  | BIT |  |  | 10705 | 65000 | 65000 | 0 |  | 0 | 0 | 0 | 0 | 0 | 0 | [6 empty] | 0 | 0 | 0 | 9 | 1953 | 0 | 0 | E | [6 empty] | 0
3 |  | 16183 | 2642 | 4 | ST | 81600 | C | OP | 4 | 1957 | FO2 |  |  | BIT |  |  | 9371 | 80000 | 80000 | 0 |  | 0 | 0 | 0 | 0 | 0 | 0 | [6 empty] | 0 | 0 | 0 | 2 | 1957 | 0 | 0 | [7 empty] | 0
3 |  | 16183 | 2643 | 1 | ST | 3000 |  |  | 88 | 1926 |  |  |  | NG |  |  | 0 | 0 | 3000 | 3000 | RE | 11 | 1984 | 0 | 0 | 0 | 0 | [6 empty] | 0 | 0 | 0 | 0 | 1926 | 0 | 0 | E | [6 empty] | 0
3 |  | 16183 | 2643 | 2 | ST | 5000 |  |  | 99 | 1928 |  |  |  | NG |  |  | 0 | 0 | 0 | 0 | RE | 99 | 1980 | 0 | 0 | 0 | 0 | [6 empty] | 0 | 0 | 0 | 0 | 1928 | 0 | 0 | E | [6 empty] | 0
3 |  | 16183 | 2644 | 1 | ST | 3000 |  |  | 88 | 1929 |  |  |  | FO6 | NG |  | 0 | 0 | 3000 | 3000 | RE | 11 | 1984 | 0 | 0 | 0 | 0 | [6 empty] | 0 | 0 | 0 | 0 | 1929 | 0 | 0 | E | [6 empty] | 0
3 |  | 16183 | 2644 | 2 | GT | 19000 | P | OP | 11 | 1969 | FO2 |  |  | NG |  |  | 14732 | 15000 | 18000 | 0 |  | 0 | 0 | 0 | 0 | 0 | 0 | [6 empty] | 0 | 0 | 0 | 5 | 1969 | 0 | 0 | [7 empty] | 0
3 |  | 16183 | 2646 | 1 | HC | 600 | C | OP | 99 | 1921 |  |  |  | WAT |  |  | 0 | 560 | 400 | 0 |  | 0 | 0 | 0 | 0 | 0 | 0 | [6 empty] | 0 | 0 | 0 | 0 | 1921 | 0 | 0 | E | E | [5 empty] | 0
3 |  | 16183 | 2646 | 2 | HC | 480 | C | OP | 88 | 1921 |  |  |  | WAT |  |  | 0 | 444 | 300 | 0 |  | 0 | 0 | 0 | 0 | 0 | 0 | [6 empty] | 0 | 0 | 0 | 0 | 1921 | 0 | 0 | E | E | [5 empty] | 0
3 |  | 16183 | 6122 | 1 | NP | 517140 | B | OP | 7 | 1970 |  |  |  | UR |  |  | 10490 | 470000 | 470000 | 0 | RT | 9 | 2029 | 0 | 0 | 0 | 0 | [6 empty] | 0 | 0 | 470000 | 9 | 1969 | 0 | 0 | [7 empty] | 0
3 |  | 16206 | 1181 | 1 | IC | 2500 | P | SB | 4 | 1968 | FO2 | FO1 |  | FO2 | FO1 |  | 1617 | 2500 | 2500 | 0 |  | 0 | 0 | 0 | 0 | 0 | 0 | [6 empty] | 0 | 0 | 0 | 4 | 1968 | 0 | 0 | [7 empty] | 0
3 |  | 16211 | 1180 | 1 | IC | 488 |  | OS | 88 | 1951 | FO2 |  |  | FO2 | NG |  | 0 | 488 | 488 | 0 |  | 0 | 0 | 0 | 0 | 0 | 0 | [6 empty] | 0 | 0 | 0 | 0 | 1951 | 0 | 0 | E | [6 empty] | 0
3 |  | 16211 | 1180 | 2 | IC | 250 |  |  | 88 | 1947 | FO2 |  |  | FO2 | NG |  | 0 | 250 | 250 | 0 | RE | 3 | 1990 | 0 | 0 | 0 | 0 | [6 empty] | 0 | 0 | 0 | 0 | 1947 | 0 | 0 | E | [6 empty] | 0
3 |  | 16211 | 1180 | 3 | IC | 137 |  |  | 88 | 1935 | FO2 |  |  | FO2 | NG |  | 0 | 137 | 137 | 0 | RE | 3 | 1990 | 0 | 0 | 0 | 0 | [6 empty] | 0 | 0 | 0 | 0 | 1935 | 0 | 0 | E | [6 empty] | 0
3 |  | 16211 | 1180 | 4 | IC | 90 |  |  | 88 | 1935 | FO2 |  |  | FO2 | NG |  | 0 | 90 | 90 | 0 | RE | 3 | 1990 | 0 | 0 | 0 | 0 | [6 empty] | 0 | 0 | 0 | 0 | 1935 | 0 | 0 | E | [6 empty] | 0
3 |  | 16211 | 1180 | 5 | IC | 900 |  | OS | 88 | 1961 | FO2 |  |  | FO2 | NG |  | 0 | 900 | 900 | 0 |  | 0 | 0 | 0 | 0 | 0 | 0 | [6 empty] | 0 | 0 | 0 | 0 | 1961 | 0 | 0 | E | [6 empty] | 0
3 |  | 16217 | 2695 | 5 | IC | 2000 | B | OP | 99 | 1933 | FO2 |  |  | FO2 |  |  | 11000 | 2000 | 2000 | 0 |  | 0 | 0 | 0 | 0 | 0 | 0 | [6 empty] | 0 | 0 | 0 | 0 | 1933 | 0 | 0 | E | [6 empty] | 0
3 |  | 16217 | 2695 | 6 | IC | 2000 | B | OP | 99 | 1937 | FO2 |  |  | FO2 |  |  | 11000 | 2000 | 2000 | 0 |  | 0 | 0 | 0 | 0 | 0 | 0 | [6 empty] | 0 | 0 | 0 | 0 | 1937 | 0 | 0 | E | [6 empty] | 0
3 |  | 16217 | 2695 | 7 | IC | 2000 | B | OP | 99 | 1942 | FO2 |  |  | FO2 |  |  | 10700 | 2000 | 2000 | 0 |  | 0 | 0 | 0 | 0 | 0 | 0 | [6 empty] | 0 | 0 | 0 | 0 | 1942 | 0 | 0 | E | [6 empty] | 0
3 |  | 16217 | 2695 | 8 | IC | 2720 | B | OP | 99 | 1950 | FO2 |  |  | FO2 |  |  | 10500 | 2720 | 2720 | 0 |  | 0 | 0 | 0 | 0 | 0 | 0 | [6 empty] | 0 | 0 | 0 | 0 | 1950 | 0 | 0 | E | [6 empty] | 0
3 |  | 16217 | 2695 | 9 | IC | 3214 | B | OP | 99 | 1954 | FO2 |  |  | FO2 | NG |  | 10300 | 3214 | 3214 | 0 |  | 0 | 0 | 0 | 0 | 0 | 0 | [6 empty] | 0 | 0 | 0 | 0 | 1954 | 0 | 0 | E | [6 empty] | 0
3 |  | 16217 | 2695 | 10 | IC | 3214 | B | OP | 99 | 1954 | FO2 |  |  | FO2 | NG |  | 10300 | 3214 | 3240 | 0 |  | 0 | 0 | 0 | 0 | 0 | 0 | [6 empty] | 0 | 0 | 0 | 0 | 1954 | 0 | 0 | E | [6 empty] | 0
3 |  | 16217 | 2695 | 11 | IC | 5200 | B | OP | 99 | 1962 | FO2 |  |  | FO2 | NG |  | 10200 | 5200 | 5200 | 0 |  | 0 | 0 | 0 | 0 | 0 | 0 | [6 empty] | 0 | 0 | 0 | 0 | 1962 | 0 | 0 | E | [6 empty] | 0
3 |  | 16217 | 2695 | 12 | IC | 5500 | B | OP | 99 | 1967 | FO2 |  |  | FO2 | NG |  | 10050 | 5500 | 5500 | 0 |  | 0 | 0 | 0 | 0 | 0 | 0 | [6 empty] | 0 | 0 | 0 | 0 | 1967 | 0 | 0 | E | [6 empty] | 0
3 |  | 16217 | 2695 | 13 | IC | 5500 |  | OP | 99 | 1974 | FO2 |  |  | FO2 | NG |  | 10050 | 5500 | 5500 | 0 |  | 0 | 0 | 0 | 0 | 0 | 0 | [6 empty] | 0 | 0 | 0 | 0 | 1974 | 0 | 0 | E | [6 empty] | 0
3 |  | 16236 | 806 | NA1 | HC | 0 |  |  | 0 | 0 | [6 empty] | 0 | 0 | 0 | 1700 | SD | 0 | 0 | 3 | 1990 | 3 | 1990 | AP |  |  | WAT |  |  | 800 | 800 | 0 | 0 | 0 | 2000 | 2000 | [7 empty] | 0
3 |  | 16236 | 806 | NA2 | HC | 0 |  |  | 0 | 0 | [6 empty] | 0 | 0 | 0 | 1700 | SD | 0 | 0 | 3 | 1990 | 3 | 1990 | AP |  |  | WAT |  |  | 800 | 800 | 0 | 0 | 0 | 2000 | 2000 | [7 empty] | 0
3 |  | 16269 | 962 | 1 | IC | 1000 |  |  | 99 | 1950 |  |  |  | PET | GAS |  | 0 | 0 | 0 | 0 | RE | 0 | 0 | 0 | 0 | 0 | 0 | [6 empty] | 0 | 0 | 0 | 0 | 1950 | 0 | 0 | E | [6 empty] | 0
3 |  | 16269 | 962 | 2 | IC | 1000 |  |  | 99 | 1950 |  |  |  | PET | GAS |  | 0 | 0 | 0 | 0 | RE | 0 | 0 | 0 | 0 | 0 | 0 | [6 empty] | 0 | 0 | 0 | 0 | 1950 | 0 | 0 | E | [6 empty] | 0
3 |  | 16269 | 962 | 3 | IC | 1000 |  |  | 99 | 1950 |  |  |  | PET | GAS |  | 0 | 0 | 0 | 0 | RE | 0 | 0 | 0 | 0 | 0 | 0 | [6 empty] | 0 | 0 | 0 | 0 | 1950 | 0 | 0 | E | [6 empty] | 0
3 |  | 16269 | 962 | 4 | IC | 1000 |  |  | 99 | 1957 |  |  |  | PET | GAS |  | 0 | 0 | 0 | 0 | RE | 0 | 0 | 0 | 0 | 0 | 0 | [6 empty] | 0 | 0 | 0 | 0 | 1957 | 0 | 0 | E | [6 empty] | 0
3 |  | 16269 | 962 | 5 | IC | 1000 |  |  | 99 | 1964 |  |  |  | PET | GAS |  | 0 | 0 | 0 | 0 | RE | 0 | 0 | 0 | 0 | 0 | 0 | [6 empty] | 0 | 0 | 0 | 0 | 1964 | 0 | 0 | E | [6 empty] | 0
3 |  | 16285 | 2010 | 1 | IC | 1360 |  | SB | 88 | 1956 | FO2 |  |  | FO2 |  |  | 0 | 1357 | 1357 | 0 |  | 0 | 0 | 0 | 0 | 0 | 0 | [6 empty] | 0 | 0 | 0 | 0 | 1956 | 0 | 0 | E | [6 empty] | 0
3 |  | 16285 | 2010 | 2 | IC | 1136 |  | SB | 88 | 1949 | FO2 |  |  | FO2 |  |  | 0 | 1100 | 1100 | 0 |  | 0 | 0 | 0 | 0 | 0 | 0 | [6 empty] | 0 | 0 | 0 | 0 | 1949 | 0 | 0 | E | [6 empty] | 0
3 |  | 16285 | 2010 | 3 | IC | 556 |  | SB | 88 | 1946 | FO2 |  |  | FO2 |  |  | 0 | 550 | 550 | 0 |  | 0 | 0 | 0 | 0 | 0 | 0 | [6 empty] | 0 | 0 | 0 | 0 | 1946 | 0 | 0 | E | [6 empty] | 0
3 |  | 16286 | 3382 | 1 | IC | 435 |  |  | 88 | 1949 |  |  |  | FO2 |  |  | 7080 | 435 | 435 | 0 | SD | 8 | 1985 | 0 | 0 | 0 | 0 | [6 empty] | 0 | 0 | 0 | 0 | 1949 | 0 | 0 | E | [6 empty] | 0
3 |  | 16286 | 3382 | 2 | IC | 435 |  |  | 88 | 1949 |  |  |  | FO2 |  |  | 7080 | 435 | 435 | 0 | SD | 8 | 1985 | 0 | 0 | 0 | 0 | [6 empty] | 0 | 0 | 0 | 0 | 1949 | 0 | 0 | E | [6 empty] | 0
3 |  | 16440 | 1319 | 1 | IC | 3425 | C | OP | 12 | 1956 | FO2 |  |  | NG | FO2 |  | 9474 | 2700 | 2800 | 0 |  | 0 | 0 | 0 | 0 | 0 | 0 | [6 empty] | 0 | 0 | 0 | 11 | 1956 | 0 | 0 | E | [6 empty] | 0
3 |  | 16440 | 1319 | 2 | IC | 3000 | C | OP | 10 | 1958 | FO2 |  |  | NG | FO2 |  | 9474 | 2500 | 2500 | 0 |  | 0 | 0 | 0 | 0 | 0 | 0 | [6 empty] | 0 | 0 | 0 | 9 | 1958 | 0 | 0 | E | [6 empty] | 0
3 |  | 16440 | 1319 | 3 | IC | 750 | C | OP | 6 | 1957 | FO2 |  |  | NG | FO2 |  | 9474 | 500 | 600 | 0 |  | 0 | 0 | 0 | 0 | 0 | 0 | [6 empty] | 0 | 0 | 0 | 5 | 1957 | 0 | 0 | E | [6 empty] | 0
3 |  | 16440 | 1319 | 4 | IC | 5000 | C | OP | 7 | 1965 | FO2 |  |  | NG | FO2 |  | 9474 | 4500 | 4500 | 0 |  | 0 | 0 | 0 | 0 | 0 | 0 | [6 empty] | 0 | 0 | 0 | 6 | 1965 | 0 | 0 | E | [6 empty] | 0
3 |  | 16440 | 1319 | 5 | IC | 2468 | C | OP | 88 | 1951 | FO2 |  |  | NG | FO2 |  | 9474 | 1800 | 1800 | 0 |  | 0 | 0 | 0 | 0 | 0 | 0 | [6 empty] | 0 | 0 | 0 | 0 | 1951 | 0 | 0 | E | [6 empty] | 0
3 |  | 16440 | 1319 | 7 | IC | 3500 | C | OP | 2 | 1971 | FO2 |  |  | NG | FO2 |  | 9474 | 3000 | 3000 | 0 |  | 0 | 0 | 0 | 0 | 0 | 0 | [6 empty] | 0 | 0 | 0 | 1 | 1971 | 0 | 0 | E | [6 empty] | 0
3 |  | 16440 | 1319 | 8 | IC | 2500 | P | OP | 88 | 1978 | FO2 |  |  | FO2 |  |  | 9474 | 2500 | 2500 | 0 |  | 0 | 0 | 0 | 0 | 0 | 0 | [6 empty] | 0 | 0 | 0 | 0 | 1978 | 0 | 0 | E | [6 empty] | 0
3 |  | 16440 | 1319 | 9 | IC | 2500 | P | OP | 88 | 1981 | FO2 |  |  | FO2 |  |  | 9474 | 2500 | 2500 | 0 |  | 0 | 0 | 0 | 0 | 0 | 0 | [6 empty] | 0 | 0 | 0 | 0 | 1981 | 0 | 0 | E | [6 empty] | 0
3 |  | 16440 | 1319 | 10 | IC | 0 |  |  | 0 | 0 | [6 empty] | 0 | 0 | 0 | 5000 | CN | 8 | 1988 | 6 | 1991 | 0 | 0 | OT |  |  | NG | FO2 |  | 0 | 0 | 0 | 0 | 0 | 5000 | 5000 | [7 empty] | 0
3 |  | 16440 | 1319 | 11 | IC | 0 |  |  | 0 | 0 | [6 empty] | 0 | 0 | 0 | 3620 | CO | 0 | 0 | 1 | 1990 | 3 | 1992 | AP |  |  | NG | FO2 |  | 3500 | 3500 | 0 | 0 | 0 | 3354 | 3871 | [7 empty] | 0
3 |  | 16440 | 1319 | 12 | IC | 0 |  |  | 0 | 0 | [6 empty] | 0 | 0 | 0 | 3620 | CO | 0 | 0 | 1 | 1990 | 6 | 1992 | AP |  |  | NG | FO2 |  | 3500 | 3500 | 0 | 0 | 0 | 3354 | 3871 | [7 empty] | 0
3 |  | 16463 | 1458 | 1 | ST | 12600 | C | OP | 12 | 1963 | NG |  |  | NG | FO2 |  | 17500 | 12000 | 12000 | 0 |  | 0 | 0 | 0 | 0 | 0 | 0 | [6 empty] | 0 | 0 | 0 | 10 | 1963 | 0 | 0 | E | [6 empty] | 0
3 |  | 16463 | 1458 | 2 | ST | 26800 | B | OP | 10 | 1968 | NG |  |  | NG | FO2 |  | 12800 | 25000 | 26800 | 0 |  | 0 | 0 | 0 | 0 | 0 | 0 | [6 empty] | 0 | 0 | 0 | 8 | 1968 | 0 | 0 | E | [6 empty] | 0
3 |  | 16463 | 1458 | 3 | ST | 41500 | B | OP | 6 | 1974 | NG |  |  | NG | FO2 |  | 11200 | 40000 | 30000 | 0 |  | 0 | 0 | 0 | 0 | 0 | 0 | [6 empty] | 0 | 0 | 0 | 3 | 1974 | 0 | 0 | E | [6 empty] | 0
3 |  | 16463 | 1458 | 900 | IC | 3380 | C | SB | 6 | 1954 | FO2 |  |  | NG | FO2 |  | 9500 | 3000 | 3000 | 0 |  | 0 | 0 | 0 | 0 | 0 | 0 | [6 empty] | 0 | 0 | 0 | 4 | 1954 | 0 | 0 | [7 empty] | 0
3 |  | 16463 | 1458 | 1070 | IC | 5000 | C | SB | 12 | 1959 | FO2 |  |  | NG | FO2 |  | 9500 | 4000 | 4000 | 0 |  | 0 | 0 | 0 | 0 | 0 | 0 | [6 empty] | 0 | 0 | 0 | 11 | 1959 | 0 | 0 | [7 empty] | 0
3 |  | 16463 | 1458 | 1700 | IC | 1235 | C | SB | 8 | 1951 | FO2 |  |  | NG | FO2 |  | 9500 | 1000 | 1000 | 0 |  | 0 | 0 | 0 | 0 | 0 | 0 | [6 empty] | 0 | 0 | 0 | 7 | 1950 | 0 | 0 | [7 empty] | 0
3 |  | 16487 | 2999 | 1 | IC | 200 |  |  | 99 | 1959 |  |  |  | NG | FO2 |  | 0 | 0 | 0 | 0 | RE | 99 | 1979 | 0 | 0 | 0 | 0 | [6 empty] | 0 | 0 | 0 | 0 | 1959 | 0 | 0 | E | [6 empty] | 0
3 |  | 16518 | 1320 | 1 | IC | 600 | P | OP | 88 | 1937 | FO2 |  |  | FO2 |  |  | 1400 | 400 | 400 | 0 |  | 0 | 0 | 0 | 0 | 0 | 0 | [6 empty] | 0 | 0 | 0 | 0 | 1937 | 0 | 0 | E | [6 empty] | 0
3 |  | 16518 | 1320 | 2 | IC | 1500 | P | OP | 88 | 1957 | FO2 |  |  | FO2 | NG |  | 10769 | 1250 | 1250 | 0 |  | 0 | 0 | 0 | 0 | 0 | 0 | [6 empty] | 0 | 0 | 0 | 1 | 1957 | 0 | 0 | E | [6 empty] | 0
3 |  | 16518 | 1320 | 3 | IC | 800 | P | OP | 88 | 1947 | FO2 |  |  | FO2 | NG |  | 10769 | 600 | 600 | 0 |  | 0 | 0 | 0 | 0 | 0 | 0 | [6 empty] | 0 | 0 | 0 | 0 | 1947 | 0 | 0 | E | [6 empty] | 0
3 |  | 16518 | 1320 | 4 | IC | 1000 | P | OP | 88 | 1950 | FO2 |  |  | FO2 | NG |  | 10769 | 750 | 750 | 0 |  | 0 | 0 | 0 | 0 | 0 | 0 | [6 empty] | 0 | 0 | 0 | 0 | 1950 | 0 | 0 | E | [6 empty] | 0
3 |  | 16518 | 1320 | 5 | IC | 1400 | P | OP | 88 | 1961 | FO2 |  |  | FO2 | NG |  | 10769 | 1250 | 1250 | 0 |  | 0 | 0 | 0 | 0 | 0 | 0 | [6 empty] | 0 | 0 | 0 | 0 | 1961 | 0 | 0 | E | [6 empty] | 0
3 |  | 16518 | 1320 | 6 | IC | 1400 | P | OP | 88 | 1967 | FO2 |  |  | FO2 | NG |  | 10769 | 1250 | 1250 | 0 |  | 0 | 0 | 0 | 0 | 0 | 0 | [6 empty] | 0 | 0 | 0 | 0 | 1967 | 0 | 0 | E | [6 empty] | 0
3 |  | 16518 | 1320 | 7 | IC | 2200 | P | OP | 88 | 1970 | FO2 |  |  | FO2 | NG |  | 10769 | 1800 | 1800 | 0 |  | 0 | 0 | 0 | 0 | 0 | 0 | [6 empty] | 0 | 0 | 0 | 0 | 1970 | 0 | 0 | E | [6 empty] | 0
3 |  | 16518 | 1320 | 8 | IC | 2500 | P | OP | 88 | 1978 | FO2 |  |  | FO2 | NG |  | 10769 | 2100 | 2100 | 0 |  | 0 | 0 | 0 | 0 | 0 | 0 | [6 empty] | 0 | 0 | 0 | 0 | 1978 | 0 | 0 | E | [6 empty] | 0
3 |  | 16518 | 1320 | 11 | IC | 0 |  |  | 0 | 0 | [6 empty] | 0 | 0 | 0 | 2500 | CO | 0 | 0 | 12 | 1992 | 6 | 1992 |  |  |  | FO2 | NG |  | 2100 | 2100 | 0 | 0 | 0 | 2308 | 2648 | [7 empty] | 0
3 |  | 16518 | 1320 | IC9 | IC | 1136 | P | OP | 6 | 1985 |  |  |  | FO2 | NG |  | 0 | 1000 | 1000 | 0 |  | 0 | 0 | 6 | 1985 | 8 | 1985 | [6 empty] | 0 | 0 | 0 | 5 | 1985 | 0 | 0 | E | [6 empty] | 0
3 |  | 16518 | 1320 | IC10 | IC | 2500 | P | OP | 7 | 1990 | FO2 |  |  | FO2 | NG |  | 10769 | 2100 | 2100 | 0 |  | 0 | 0 | 0 | 0 | 0 | 0 | [6 empty] | 0 | 0 | 0 | 7 | 1990 | 0 | 0 | [7 empty] | 0
3 |  | 16534 | 430 | H1 | HC | 71250 | P | OP | 10 | 1963 |  |  |  | WAT |  |  | 0 | 75000 | 75000 | 0 |  | 0 | 0 | 0 | 0 | 0 | 0 | [6 empty] | 0 | 0 | 0 | 7 | 1963 | 0 | 0 | E | [6 empty] | 0
3 |  | 16534 | 430 | H2 | HC | 71250 | P | OP | 8 | 1968 |  |  |  | WAT |  |  | 0 | 75000 | 75000 | 0 |  | 0 | 0 | 0 | 0 | 0 | 0 | [6 empty] | 0 | 0 | 0 | 5 | 1968 | 0 | 0 | E | [6 empty] | 0
3 |  | 16534 | 431 | H1 | HC | 66500 | P | OP | 4 | 1961 |  |  |  | WAT |  |  | 0 | 70000 | 70000 | 0 |  | 0 | 0 | 0 | 0 | 0 | 0 | [6 empty] | 0 | 0 | 0 | 1 | 1961 | 0 | 0 | E | [6 empty] | 0
3 |  | 16534 | 431 | H2 | HC | 66500 | P | OP | 3 | 1962 |  |  |  | WAT |  |  | 0 | 70000 | 70000 | 0 |  | 0 | 0 | 0 | 0 | 0 | 0 | [6 empty] | 0 | 0 | 0 | 12 | 1961 | 0 | 0 | E | [6 empty] | 0
3 |  | 16534 | 432 | H1 | HC | 74100 | P | OP | 9 | 1971 |  |  |  | WAT |  |  | 0 | 80000 | 80000 | 0 |  | 0 | 0 | 0 | 0 | 0 | 0 | [6 empty] | 0 | 0 | 0 | 6 | 1971 | 0 | 0 | E | [6 empty] | 0
3 |  | 16534 | 433 | 1 | HC | 23750 | P | OP | 10 | 1965 |  |  |  | WAT |  |  | 0 | 22000 | 22000 | 0 |  | 0 | 0 | 0 | 0 | 0 | 0 | [6 empty] | 0 | 0 | 0 | 7 | 1965 | 0 | 0 | E | [6 empty] | 0
3 |  | 16534 | 435 | H1 | HC | 95000 | P | OP | 6 | 1968 |  |  |  | WAT |  |  | 0 | 111500 | 111500 | 0 |  | 0 | 0 | 0 | 0 | 0 | 0 | [6 empty] | 0 | 0 | 0 | 3 | 1968 | 0 | 0 | E | [6 empty] | 0
3 |  | 16534 | 435 | H2 | HC | 95000 | P | OP | 2 | 1968 |  |  |  | WAT |  |  | 0 | 111500 | 111500 | 0 |  | 0 | 0 | 0 | 0 | 0 | 0 | [6 empty] | 0 | 0 | 0 | 11 | 1967 | 0 | 0 | E | [6 empty] | 0
3 |  | 16534 | 510 | 1 | GE | 78000 | B | OP | 12 | 1983 |  |  |  | GST |  |  | 16200 | 72000 | 72000 | 0 |  | 0 | 0 | 0 | 0 | 0 | 0 | [6 empty] | 0 | 0 | 0 | 8 | 1983 | 0 | 0 | E | [6 empty] | 0
3 |  | 16534 | 522 | 1 | HC | 482 | B | OP | 7 | 1983 |  |  |  | WAT |  |  | 0 | 410 | 410 | 0 |  | 0 | 0 | 0 | 0 | 0 | 0 | [6 empty] | 0 | 0 | 0 | 4 | 1983 | 0 | 0 | E | [6 empty] | 0
3 |  | 16534 | 529 | 1 | SP | 1000 | P | OP | 8 | 1984 |  |  |  | SUN |  |  | 0 | 1000 | 1000 | 0 |  | 0 | 0 | 0 | 0 | 0 | 0 | [6 empty] | 0 | 0 | 0 | 6 | 1984 | 0 | 0 | [7 empty] | 0
3 |  | 16534 | 529 | 2 | SP | 1000 |  | OP | 2 | 1986 |  |  |  | SUN |  |  | 0 | 1000 | 1000 | 0 |  | 0 | 0 | 3 | 1986 | 3 | 1986 | [6 empty] | 0 | 0 | 0 | 2 | 1986 | 0 | 0 | [7 empty] | 0
3 |  | 16534 | 529 | 3 | SP | 0 |  |  | 0 | 0 | [6 empty] | 0 | 0 | 0 | 5000 | CN | 88 | 1985 | 1 | 1988 | 1 | 1988 | FI |  |  | SUN |  |  | 5000 | 5000 | 0 | 0 | 0 | 5000 | 5000 | [7 empty] | 0
3 |  | 16534 | 529 | 4 | SS | 0 |  |  | 0 | 0 | [6 empty] | 0 | 0 | 0 | 5000 | CN | 99 | 1984 | 1 | 1990 | 1 | 1990 | OT |  |  | SUN |  |  | 0 | 0 | 0 | 0 | 0 | 5000 | 5000 | [7 empty] | 0
3 |  | 16534 | 529 | 5 | SS | 0 |  |  | 0 | 0 | [6 empty] | 0 | 0 | 0 | 6200 | CN | 99 | 1984 | 1 | 1991 | 1 | 1991 |  |  |  | SUN |  |  | 0 | 0 | 0 | 0 | 0 | 6000 | 6000 | [7 empty] | 0
3 |  | 16534 | 531 | 1 | HC | 6800 | B | OP | 2 | 1985 |  |  |  | WAT |  |  | 0 | 6800 | 6800 | 0 |  | 0 | 0 | 2 | 1985 | 2 | 1985 | [6 empty] | 0 | 0 | 0 | 1 | 1985 | 0 | 0 | [7 empty] | 0
3 |  | 16534 | 534 | 1 | HC | 10000 | P | OP | 6 | 1985 |  |  |  | WAT |  |  | 0 | 10000 | 10000 | 0 |  | 0 | 0 | 1 | 1986 | 0 | 0 | [6 empty] | 0 | 0 | 0 | 3 | 1985 | 0 | 0 | E | [6 empty] | 0
3 |  | 16534 | 535 | 1 | GT | 74200 | P | OP | 3 | 1986 | NG | FO2 |  | FO2 | NG |  | 13695 | 49000 | 49000 | 0 |  | 0 | 0 | 1 | 1987 | 1 | 1987 | EQ | [5 empty] | 0 | 0 | 0 | 3 | 1986 | 0 | 0 | [7 empty] | 0
3 |  | 16534 | 4206 | GE1 | GE | 65000 | B | OP | 6 | 1988 |  |  |  | GST |  |  | 0 | 62800 | 62800 | 0 |  | 0 | 0 | 4 | 1988 | 0 | 0 | AP | [5 empty] | 0 | 0 | 0 | 3 | 1988 | 0 | 0 | [7 empty] | 0
3 |  | 16534 | 4206 | GE2 | GE | 65000 | B | OP | 7 | 1988 |  |  |  | GST |  |  | 0 | 62800 | 62800 | 0 |  | 0 | 0 | 9 | 1988 | 0 | 0 | AP | [5 empty] | 53000 | 58000 | 0 | 5 | 1988 | 59000 | 59000 | [7 empty] | 0
3 |  | 16534 | 6176 | 1 | NP | 963000 | B |  | 4 | 1975 | UR |  |  | UR |  |  | 10800 | 873000 | 903000 | 0 | RE | 9 | 1990 | 0 | 0 | 0 | 0 | [6 empty] | 0 | 0 | 918000 | 10 | 1974 | 0 | 0 | [7 empty] | 0
3 |  | 16534 | 6612 | 1 | HC | 33250 | P | OP | 10 | 1963 |  |  |  | WAT |  |  | 0 | 39000 | 39000 | 0 |  | 0 | 0 | 0 | 0 | 0 | 0 | [6 empty] | 0 | 0 | 0 | 7 | 1963 | 0 | 0 | E | [6 empty] | 0
3 |  | 16534 | 7163 | NA1 | GT | 0 |  |  | 0 | 0 | [6 empty] | 0 | 0 | 0 | 50000 | CN | 12 | 1989 | 1 | 1991 | 1 | 1991 |  |  |  | NG |  |  | 0 | 0 | 0 | 0 | 0 | 41471 | 49781 | [7 empty] | 0
3 |  | 16537 | 3175 | 1 | HC | 33000 | P | OP | 10 | 1940 |  |  |  | WAT |  |  | 0 | 33000 | 33000 | 0 |  | 0 | 0 | 0 | 0 | 0 | 0 | [6 empty] | 0 | 0 | 0 | 7 | 1940 | 0 | 0 | E | [6 empty] | 0
3 |  | 16537 | 3175 | 2 | HC | 33000 | P | OP | 11 | 1934 |  |  |  | WAT |  |  | 0 | 33000 | 33000 | 0 |  | 0 | 0 | 0 | 0 | 0 | 0 | [6 empty] | 0 | 0 | 0 | 8 | 1934 | 0 | 0 | E | [6 empty] | 0
3 |  | 16537 | 3175 | 3 | HC | 32000 | P | OP | 12 | 1931 |  |  |  | WAT |  |  | 0 | 32000 | 32000 | 0 |  | 0 | 0 | 0 | 0 | 0 | 0 | [6 empty] | 0 | 0 | 0 | 9 | 1931 | 0 | 0 | E | [6 empty] | 0
3 |  | 16537 | 3175 | 4 | HC | 32000 | P | OP | 12 | 1931 |  |  |  | WAT |  |  | 0 | 32000 | 32000 | 0 |  | 0 | 0 | 0 | 0 | 0 | 0 | [6 empty] | 0 | 0 | 0 | 9 | 1931 | 0 | 0 | E | [6 empty] | 0
3 |  | 16537 | 3175 | 5 | HC | 32000 | P | OP | 1 | 1932 |  |  |  | WAT |  |  | 0 | 32000 | 32000 | 0 |  | 0 | 0 | 0 | 0 | 0 | 0 | [6 empty] | 0 | 0 | 0 | 10 | 1931 | 0 | 0 | E | [6 empty] | 0
3 |  | 16537 | 3175 | 6 | HC | 32000 | P | OP | 1 | 1932 |  |  |  | WAT |  |  | 0 | 32000 | 32000 | 0 |  | 0 | 0 | 0 | 0 | 0 | 0 | [6 empty] | 0 | 0 | 0 | 10 | 1931 | 0 | 0 | E | [6 empty] | 0
3 |  | 16537 | 3175 | 7 | HC | 32000 | P | OP | 10 | 1933 |  |  |  | WAT |  |  | 0 | 32000 | 32000 | 0 |  | 0 | 0 | 0 | 0 | 0 | 0 | [6 empty] | 0 | 0 | 0 | 7 | 1933 | 0 | 0 | E | [6 empty] | 0
3 |  | 16537 | 3175 | 8 | HC | 37500 |  | OP | 4 | 1985 |  |  |  | WAT |  |  | 0 | 37500 | 37500 | 0 |  | 0 | 0 | 3 | 1985 | 3 | 1986 | [6 empty] | 0 | 0 | 0 | 1 | 1985 | 0 | 0 | E | [6 empty] | 0
3 |  | 16537 | 3175 | 9 | HC | 37500 |  | OP | 2 | 1986 |  |  |  | WAT |  |  | 0 | 37500 | 37500 | 0 |  | 0 | 0 | 12 | 1985 | 3 | 1986 | [6 empty] | 0 | 0 | 0 | 2 | 1986 | 0 | 0 | [7 empty] | 0
3 |  | 16537 | 3175 | 10 | HC | 37500 |  | OP | 6 | 1985 |  |  |  | WAT |  |  | 0 | 37500 | 37500 | 0 |  | 0 | 0 | 6 | 1985 | 6 | 1985 | [6 empty] | 0 | 0 | 0 | 3 | 1985 | 0 | 0 | E | [6 empty] | 0
3 |  | 16537 | 3175 | 11 | HC | 37500 |  | OP | 4 | 1986 |  |  |  | WAT |  |  | 0 | 37500 | 37500 | 0 |  | 0 | 0 | 3 | 1986 | 3 | 1986 | [6 empty] | 0 | 0 | 0 | 4 | 1986 | 0 | 0 | [7 empty] | 0
3 |  | 16537 | 3175 | 12 | HC | 37500 |  | OP | 9 | 1985 |  |  |  | WAT |  |  | 0 | 37500 | 37500 | 0 |  | 0 | 0 | 9 | 1985 | 9 | 1985 | [6 empty] | 0 | 0 | 0 | 6 | 1985 | 0 | 0 | E | [6 empty] | 0
3 |  | 16537 | 3175 | 41 | HC | 2000 |  | OP | 12 | 1931 |  |  |  | WAT |  |  | 0 | 2000 | 2000 | 0 |  | 0 | 0 | 0 | 0 | 0 | 0 | [6 empty] | 0 | 0 | 0 | 9 | 1931 | 0 | 0 | E | [6 empty] | 0
3 |  | 16537 | 3175 | 42 | HC | 2000 |  | OP | 12 | 1931 |  |  |  | WAT |  |  | 0 | 2000 | 2000 | 0 |  | 0 | 0 | 0 | 0 | 0 | 0 | [6 empty] | 0 | 0 | 0 | 9 | 1931 | 0 | 0 | E | [6 empty] | 0
3 |  | 16538 | 140 | 1 | IC | 8000 |  |  | 99 | 1936 |  |  |  | FO2 |  |  | 0 | 0 | 0 | 0 | RE | 12 | 1978 | 0 | 0 | 0 | 0 | [6 empty] | 0 | 0 | 0 | 0 | 1936 | 0 | 0 | E | [6 empty] | 0
3 |  | 16572 | 100 | SC1 | HC | 1400 | B | OP | 9 | 1981 | WAT |  |  | WAT |  |  | 0 | 1400 | 1400 | 0 |  | 0 | 0 | 0 | 0 | 0 | 0 | [6 empty] | 0 | 0 | 0 | 6 | 1981 | 0 | 0 | E | [6 empty] | 0
3 |  | 16572 | 141 | AF1 | ST | 113600 | C | OP | 1 | 1958 | NG | FO6 |  | NG | FO6 |  | 10269 | 113000 | 114000 | 0 |  | 0 | 0 | 0 | 0 | 0 | 0 | [6 empty] | 0 | 0 | 0 | 12 | 1957 | 0 | 0 | E | [6 empty] | 0
3 |  | 16572 | 141 | AF2 | ST | 113600 | C | OP | 4 | 1957 | NG | FO6 |  | NG | FO6 |  | 10198 | 113000 | 114000 | 0 |  | 0 | 0 | 0 | 0 | 0 | 0 | [6 empty] | 0 | 0 | 0 | 3 | 1957 | 0 | 0 | E | [6 empty] | 0
3 |  | 16572 | 141 | AF3 | ST | 163200 | C | OP | 4 | 1961 | NG | FO6 |  | NG | FO6 |  | 10117 | 181000 | 184000 | 0 |  | 0 | 0 | 0 | 0 | 0 | 0 | [6 empty] | 0 | 0 | 0 | 2 | 1961 | 0 | 0 | E | [6 empty] | 0
3 |  | 16572 | 141 | AF4 | GT | 80550 | P | OP | 5 | 1975 | NG | FO2 |  | NG | FO2 |  | 12539 | 69000 | 80000 | 0 |  | 0 | 0 | 0 | 0 | 0 | 0 | [6 empty] | 0 | 0 | 0 | 4 | 1975 | 0 | 0 | E | [6 empty] | 0
3 |  | 16572 | 141 | AF5 | GT | 71200 | P | OP | 7 | 1974 | NG | FO2 |  | NG | FO2 |  | 13005 | 64000 | 72000 | 0 |  | 0 | 0 | 0 | 0 | 0 | 0 | [6 empty] | 0 | 0 | 0 | 6 | 1974 | 0 | 0 | E | [6 empty] | 0
3 |  | 16572 | 141 | AF6 | GT | 71200 | P | OP | 7 | 1974 | NG | FO2 |  | NG | FO2 |  | 12755 | 64000 | 72000 | 0 |  | 0 | 0 | 0 | 0 | 0 | 0 | [6 empty] | 0 | 0 | 0 | 6 | 1974 | 0 | 0 | E | [6 empty] | 0
3 |  | 16572 | 143 | CC1 | ST | 7500 | C | OS | 1 | 1942 | NG | FO6 |  | NG | FO6 |  | 22321 | 8000 | 8000 | 0 |  | 0 | 0 | 0 | 0 | 0 | 0 | [6 empty] | 0 | 0 | 0 | 12 | 1941 | 0 | 0 | E | [6 empty] | 0
3 |  | 16572 | 143 | CC2 | ST | 7500 | C | OS | 1 | 1942 | NG | FO6 |  | NG | FO6 |  | 22321 | 8000 | 8000 | 0 |  | 0 | 0 | 0 | 0 | 0 | 0 | [6 empty] | 0 | 0 | 0 | 12 | 1941 | 0 | 0 | E | [6 empty] | 0
3 |  | 16572 | 143 | CC3 | ST | 7500 | C | OS | 1 | 1942 | NG | FO6 |  | NG | FO6 |  | 22321 | 8000 | 8000 | 0 |  | 0 | 0 | 0 | 0 | 0 | 0 | [6 empty] | 0 | 0 | 0 | 12 | 1941 | 0 | 0 | E | [6 empty] | 0
3 |  | 16572 | 143 | CC4 | ST | 7500 | C | OS | 5 | 1949 | NG | FO6 |  | NG | FO6 |  | 22321 | 8000 | 8000 | 0 |  | 0 | 0 | 0 | 0 | 0 | 0 | [6 empty] | 0 | 0 | 0 | 4 | 1949 | 0 | 0 | E | [6 empty] | 0
3 |  | 16572 | 143 | CC5 | HC | 3000 | B | OP | 7 | 1939 | WAT |  |  | WAT |  |  | 0 | 3000 | 3000 | 0 |  | 0 | 0 | 0 | 0 | 0 | 0 | [6 empty] | 0 | 0 | 0 | 4 | 1939 | 0 | 0 | E | [6 empty] | 0
3 |  | 16572 | 145 | HM1 | HC | 9900 | P | OP | 4 | 1927 | WAT |  |  | WAT |  |  | 0 | 10000 | 10000 | 0 |  | 0 | 0 | 0 | 0 | 0 | 0 | [6 empty] | 0 | 0 | 0 | 1 | 1927 | 0 | 0 | E | [6 empty] | 0
3 |  | 16572 | 145 | HM2 | HC | 9900 | P | OP | 4 | 1927 | WAT |  |  | WAT |  |  | 0 | 10000 | 10000 | 0 |  | 0 | 0 | 0 | 0 | 0 | 0 | [6 empty] | 0 | 0 | 0 | 1 | 1927 | 0 | 0 | E | [6 empty] | 0
3 |  | 16572 | 145 | HM3 | HC | 9900 | P | OP | 4 | 1927 | WAT |  |  | WAT |  |  | 0 | 10000 | 10000 | 0 |  | 0 | 0 | 0 | 0 | 0 | 0 | [6 empty] | 0 | 0 | 0 | 1 | 1927 | 0 | 0 | E | [6 empty] | 0
3 |  | 16572 | 145 | HM4 | HR | 99900 | P | OP | 6 | 1972 | WAT |  |  | WAT |  |  | 0 | 98000 | 98000 | 0 |  | 0 | 0 | 0 | 0 | 0 | 0 | [6 empty] | 0 | 0 | 0 | 3 | 1972 | 0 | 0 | E | [6 empty] | 0
3 |  | 16572 | 147 | KY1 | ST | 34500 | C | OP | 7 | 1952 | NG | FO6 |  | NG | FO6 |  | 12482 | 34000 | 34000 | 0 |  | 0 | 0 | 0 | 0 | 0 | 0 | [6 empty] | 0 | 0 | 0 | 6 | 1952 | 0 | 0 | E | [6 empty] | 0
3 |  | 16572 | 147 | KY2 | ST | 73500 | C | OP | 6 | 1954 | NG | FO6 |  | NG | FO6 |  | 11945 | 72000 | 72000 | 0 |  | 0 | 0 | 0 | 0 | 0 | 0 | [6 empty] | 0 | 0 | 0 | 5 | 1954 | 0 | 0 | E | [6 empty] | 0
3 |  | 16572 | 147 | KY3 | GT | 53125 | P | OP | 6 | 1972 | NG | FO2 |  | NG | FO2 |  | 13244 | 51000 | 59000 | 0 |  | 0 | 0 | 0 | 0 | 0 | 0 | [6 empty] | 0 | 0 | 0 | 5 | 1972 | 0 | 0 | E | [6 empty] | 0
3 |  | 16572 | 147 | KY4 | GT | 53125 | P | OP | 12 | 1971 | NG | FO2 |  | NG | FO2 |  | 13793 | 51000 | 59000 | 0 |  | 0 | 0 | 0 | 0 | 0 | 0 | [6 empty] | 0 | 0 | 0 | 11 | 1971 | 0 | 0 | E | [6 empty] | 0
3 |  | 16572 | 147 | KY5 | GT | 60300 | P | OP | 7 | 1973 | NG | FO2 |  | NG | FO2 |  | 12880 | 49000 | 56000 | 0 |  | 0 | 0 | 0 | 0 | 0 | 0 | [6 empty] | 0 | 0 | 0 | 6 | 1973 | 0 | 0 | E | [6 empty] | 0
3 |  | 16572 | 147 | KY6 | GT | 60300 | P | OP | 6 | 1973 | NG | FO2 |  | NG | FO2 |  | 12941 | 49000 | 56000 | 0 |  | 0 | 0 | 0 | 0 | 0 | 0 | [6 empty] | 0 | 0 | 0 | 5 | 1973 | 0 | 0 | E | [6 empty] | 0
3 |  | 16572 | 148 | MF1 | HC | 9200 | P | OP | 5 | 1926 | WAT |  |  | WAT |  |  | 0 | 11000 | 11000 | 0 |  | 0 | 0 | 0 | 0 | 0 | 0 | [6 empty] | 0 | 0 | 0 | 2 | 1926 | 0 | 0 | E | [6 empty] | 0
3 |  | 16572 | 148 | MF2 | HR | 48600 | P | OP | 6 | 1971 | WAT |  |  | WAT |  |  | 0 | 50000 | 50000 | 0 |  | 0 | 0 | 0 | 0 | 0 | 0 | [6 empty] | 0 | 0 | 0 | 3 | 1971 | 0 | 0 | E | [6 empty] | 0
3 |  | 16572 | 149 | ROOS | HC | 36000 | P | OP | 3 | 1973 | WAT |  |  | WAT |  |  | 0 | 36000 | 36000 | 0 |  | 0 | 0 | 0 | 0 | 0 | 0 | [6 empty] | 0 | 0 | 0 | 12 | 1972 | 0 | 0 | E | [6 empty] | 0
3 |  | 16572 | 150 | SM | HC | 10400 | B | OP | 3 | 1930 | WAT |  |  | WAT |  |  | 0 | 13000 | 13000 | 0 |  | 0 | 0 | 0 | 0 | 0 | 0 | [6 empty] | 0 | 0 | 0 | 12 | 1929 | 0 | 0 | E | [6 empty] | 0
3 |  | 16572 | 4941 | NAV1 | ST | 803160 | B | OP | 5 | 1974 | FO2 |  |  | SUB |  |  | 9780 | 750000 | 750000 | 0 |  | 0 | 0 | 0 | 0 | 0 | 0 | [6 empty] | 0 | 0 | 0 | 2 | 1974 | 0 | 0 | E | [6 empty] | 0
3 |  | 16572 | 4941 | NAV2 | ST | 803160 | B | OP | 4 | 1975 | FO2 |  |  | SUB |  |  | 9720 | 750000 | 750000 | 0 |  | 0 | 0 | 0 | 0 | 0 | 0 | [6 empty] | 0 | 0 | 0 | 1 | 1975 | 0 | 0 | E | [6 empty] | 0
3 |  | 16572 | 4941 | NAV3 | ST | 803160 | B | OP | 4 | 1976 | FO2 |  |  | SUB |  |  | 9900 | 750000 | 750000 | 0 |  | 0 | 0 | 0 | 0 | 0 | 0 | [6 empty] | 0 | 0 | 0 | 1 | 1976 | 0 | 0 | E | [6 empty] | 0
3 |  | 16572 | 6177 | CO1 | ST | 410940 | C | OP | 12 | 1979 | FO2 |  |  | BIT | SUB |  | 10214 | 350000 | 350000 | 0 |  | 0 | 0 | 0 | 0 | 0 | 0 | [6 empty] | 0 | 0 | 0 | 9 | 1979 | 0 | 0 | E | [6 empty] | 0
3 |  | 16572 | 6177 | CO2 | ST | 410940 | C | OP | 10 | 1980 | FO2 |  |  | BIT | SUB |  | 10214 | 350000 | 350000 | 0 |  | 0 | 0 | 0 | 0 | 0 | 0 | [6 empty] | 0 | 0 | 0 | 6 | 1980 | 0 | 0 | E | [6 empty] | 0
3 |  | 16572 | 6177 | CO3 | ST | 0 |  |  | 0 | 0 | [6 empty] | 0 | 0 | 0 | 395000 | IP | 2 | 1988 | 5 | 1982 | 0 | 0 | OT |  |  | BIT | SUB |  | 350000 | 350000 | 0 | 0 | 0 | 368792 | 376387 | [7 empty] | 0
3 |  | 16572 | 8068 | ST1 | CS | 103500 | C | OP | 10 | 1974 | NG | FO2 |  | NG | FO2 |  | 8804 | 73000 | 81000 | 0 |  | 0 | 0 | 0 | 0 | 0 | 0 | [6 empty] | 0 | 0 | 0 | 9 | 1974 | 0 | 0 | E | [6 empty] | 0
3 |  | 16572 | 8068 | ST2 | CS | 103500 | C | OP | 12 | 1974 | NG | FO2 |  | NG | FO2 |  | 9094 | 73000 | 81000 | 0 |  | 0 | 0 | 0 | 0 | 0 | 0 | [6 empty] | 0 | 0 | 0 | 11 | 1974 | 0 | 0 | E | [6 empty] | 0
3 |  | 16572 | 8068 | ST3 | CS | 103500 | C | OP | 10 | 1974 | NG | FO2 |  | NG | FO2 |  | 8505 | 73000 | 81000 | 0 |  | 0 | 0 | 0 | 0 | 0 | 0 | [6 empty] | 0 | 0 | 0 | 9 | 1974 | 0 | 0 | E | [6 empty] | 0
3 |  | 16572 | 8068 | ST4 | CS | 103500 | C | OP | 5 | 1975 | NG | FO2 |  | NG | FO2 |  | 8235 | 73000 | 81000 | 0 |  | 0 | 0 | 0 | 0 | 0 | 0 | [6 empty] | 0 | 0 | 0 | 4 | 1975 | 0 | 0 | E | [6 empty] | 0
3 |  | 16604 | 3609 | 1 | ST | 33000 |  |  | 7 | 1949 |  |  |  | NG | FO6 |  | 0 | 32000 | 33000 | 0 | RE | 12 | 1987 | 5 | 1991 | 0 | 0 | [6 empty] | 0 | 0 | 0 | 0 | 1949 | 0 | 0 | E | E | E |  |  |  |  | 0
3 |  | 16604 | 3609 | 2 | ST | 33000 |  |  | 4 | 1951 |  |  |  | NG | FO6 |  | 0 | 32000 | 33000 | 0 | RE | 12 | 1987 | 5 | 1991 | 0 | 0 | [6 empty] | 0 | 0 | 0 | 0 | 1951 | 0 | 0 | E | E | E |  |  |  |  | 0
3 |  | 16604 | 3609 | 3 | ST | 75000 | B | OP | 5 | 1953 | NG |  |  | NG | FO6 |  | 12780 | 65000 | 65000 | 0 | RT | 1 | 1998 | 0 | 0 | 0 | 0 | [6 empty] | 0 | 0 | 0 | 4 | 1953 | 0 | 0 | E |  |  |  | Y | Negative generation because gross generation was less than the total station service for the year. (Leon, gen. 1) |  | 0
3 |  | 16604 | 3609 | 4 | ST | 114000 | B | OP | 5 | 1959 | NG |  |  | NG | FO6 |  | 10850 | 100000 | 100000 | 0 | RT | 2 | 2006 | 0 | 0 | 0 | 0 | [6 empty] | 0 | 0 | 0 | 4 | 1959 | 0 | 0 | E | [6 empty] | 0
3 |  | 16604 | 3610 | 1 | ST | 25000 |  |  | 5 | 1945 |  |  |  | NG | FO6 |  | 0 | 23000 | 23000 | 0 | RE | 12 | 1986 | 0 | 0 | 0 | 0 | [6 empty] | 0 | 0 | 0 | 4 | 1945 | 0 | 0 | E | [6 empty] | 0
3 |  | 16604 | 3610 | 2 | ST | 25000 |  |  | 8 | 1948 |  |  |  | NG | FO6 |  | 0 | 23000 | 23000 | 0 | RE | 12 | 1986 | 0 | 0 | 0 | 0 | [6 empty] | 0 | 0 | 0 | 7 | 1948 | 0 | 0 | E | [6 empty] | 0
3 |  | 16604 | 3610 | 3 | ST | 114000 | B | OP | 6 | 1958 | NG |  |  | NG | FO6 |  | 10650 | 100000 | 100000 | 0 | RT | 2 | 2003 | 0 | 0 | 0 | 0 | [6 empty] | 0 | 0 | 0 | 5 | 1958 | 0 | 0 | E | [6 empty] | 0
3 |  | 16604 | 3611 | 1 | ST | 446000 | B | OP | 4 | 1972 | NG |  |  | NG | FO6 |  | 9781 | 430000 | 430000 | 0 | RT | 2 | 2017 | 0 | 0 | 0 | 0 | [6 empty] | 0 | 0 | 0 | 1 | 1972 | 0 | 0 | E | [6 empty] | 0
3 |  | 16604 | 3611 | 2 | ST | 446000 | B | OP | 1 | 1974 | NG |  |  | NG | FO6 |  | 9995 | 420000 | 420000 | 0 | RT | 2 | 2019 | 0 | 0 | 0 | 0 | [6 empty] | 0 | 0 | 0 | 10 | 1973 | 0 | 0 | E | [6 empty] | 0
3 |  | 16604 | 3612 | 1 | ST | 225000 | B | OP | 3 | 1966 | NG |  |  | NG | FO6 |  | 9944 | 220000 | 220000 | 0 | RT | 2 | 2011 | 0 | 0 | 0 | 0 | [6 empty] | 0 | 0 | 0 | 1 | 1966 | 0 | 0 | E | [6 empty] | 0
3 |  | 16604 | 3612 | 2 | ST | 252000 | B | OP | 4 | 1968 | NG |  |  | NG | FO6 |  | 9985 | 230000 | 230000 | 0 | RT | 2 | 2013 | 0 | 0 | 0 | 0 | [6 empty] | 0 | 0 | 0 | 2 | 1968 | 0 | 0 | E | [6 empty] | 0
3 |  | 16604 | 3612 | 3 | ST | 417000 | B | OP | 5 | 1970 | NG |  |  | NG | FO6 |  | 9750 | 400000 | 400000 | 0 | RT | 2 | 2015 | 0 | 0 | 0 | 0 | [6 empty] | 0 | 0 | 0 | 3 | 1970 | 0 | 0 | E | [6 empty] | 0
3 |  | 16604 | 3613 | 1 | ST | 75000 | B | OP | 6 | 1954 | NG |  |  | NG | FO6 |  | 12780 | 65000 | 65000 | 0 | RT | 2 | 1999 | 0 | 0 | 0 | 0 | [6 empty] | 0 | 0 | 0 | 5 | 1954 | 0 | 0 | E |  |  |  | Y | Negative generation because the gross generation was less than the total station service for the year.(WB Tuttle,#1) |  | 0
3 |  | 16604 | 3613 | 2 | ST | 114000 | B | OP | 12 | 1956 | NG |  |  | NG | FO6 |  | 10792 | 100000 | 100000 | 0 | RT | 2 | 2002 | 0 | 0 | 0 | 0 | [6 empty] | 0 | 0 | 0 | 11 | 1956 | 0 | 0 | E | [6 empty] | 0
3 |  | 16604 | 3613 | 3 | ST | 114000 | B | OP | 3 | 1961 | NG |  |  | NG | FO6 |  | 10406 | 100000 | 100000 | 0 | RT | 2 | 2004 | 0 | 0 | 0 | 0 | [6 empty] | 0 | 0 | 0 | 2 | 1961 | 0 | 0 | [7 empty] | 0
3 |  | 16604 | 3613 | 4 | ST | 192000 | B | OP | 3 | 1963 | NG |  |  | NG | FO6 |  | 10225 | 160000 | 160000 | 0 | RT | 2 | 2008 | 0 | 0 | 0 | 0 | [6 empty] | 0 | 0 | 0 | 1 | 1963 | 0 | 0 | E | [6 empty] | 0
3 |  | 16604 | 6181 | 1 | ST | 446000 | B | OP | 5 | 1977 | FO2 | SUB |  | SUB |  |  | 10146 | 405000 | 405000 | 0 | RT | 2 | 2013 | 0 | 0 | 0 | 0 | [6 empty] | 0 | 0 | 0 | 3 | 1977 | 0 | 0 | [7 empty] | 0
3 |  | 16604 | 6181 | 2 | ST | 446000 | B | OP | 2 | 1978 | FO2 | SUB |  | SUB |  |  | 10144 | 405000 | 405000 | 0 | RT | 2 | 2014 | 0 | 0 | 0 | 0 | [6 empty] | 0 | 0 | 0 | 1 | 1978 | 0 | 0 | [7 empty] | 0
3 |  | 16604 | 7025 | NA1 | ST | 0 |  |  | 0 | 0 | [6 empty] | 0 | 0 | 0 | 546000 | CN | 10 | 1986 | 0 | 1999 | 0 | 0 | OT |  |  | LIG | NG |  | 498000 | 498000 | 0 | 0 | 0 | 507000 | 518000 | [7 empty] | 0
3 |  | 16604 | 7025 | NA2 | ST | 0 |  |  | 0 | 0 | [6 empty] | 0 | 0 | 0 | 546000 | CN | 10 | 1986 | 0 | 2001 | 0 | 0 |  |  |  | LIG | NG |  | 498000 | 498000 | 0 | 0 | 0 | 507000 | 518000 | [7 empty] | 0
3 |  | 16604 | 7026 | NA1 | GT | 0 |  |  | 0 | 0 | [6 empty] | 0 | 0 | 0 | 186000 | CN | 12 | 1986 | 5 | 1992 | 0 | 0 | OT |  |  | NG |  |  | 0 | 0 | 0 | 0 | 0 | 150000 | 180000 | [7 empty] | 0
3 |  | 16604 | 7097 | 1 | ST | 0 |  |  | 0 | 0 | [6 empty] | 10600 | 0 | 0 | 546000 | CO | 0 | 0 | 5 | 1992 | 6 | 1992 |  |  |  | SUB |  |  | 498000 | 498000 | 0 | 0 | 0 | 507178 | 517539 | [7 empty] | 0
3 |  | 16604 | 7097 | 2 | ST | 0 |  |  | 0 | 0 | [6 empty] | 0 | 0 | 0 | 546000 | PL | 0 | 0 | 5 | 1997 | 5 | 1997 |  |  |  | SUB |  |  | 500000 | 500000 | 0 | 0 | 0 | 507178 | 517539 | [7 empty] | 0
3 |  | 16604 | 7225 | 1 | GT | 0 |  |  | 0 | 0 | [6 empty] | 0 | 0 | 0 | 70000 | PL | 0 | 0 | 5 | 1998 | 2 | 1999 |  |  |  | NG |  |  | 70000 | 70000 | 0 | 0 | 0 | 57640 | 69199 | [7 empty] | 0
3 |  | 16604 | 7225 | 2 | GT | 0 |  |  | 0 | 0 | [6 empty] | 0 | 0 | 0 | 70000 | PL | 0 | 0 | 5 | 1998 | 2 | 2000 |  |  |  | NG |  |  | 70000 | 70000 | 0 | 0 | 0 | 57640 | 69199 | [7 empty] | 0
3 |  | 16604 | 7225 | 3 | GT | 0 |  |  | 0 | 0 | [6 empty] | 0 | 0 | 0 | 70000 | PL | 0 | 0 | 5 | 1999 | 2 | 2000 |  |  |  | NG |  |  | 70000 | 70000 | 0 | 0 | 0 | 57640 | 69199 | [7 empty] | 0
3 |  | 16604 | 7243 | 1 | GT | 0 |  |  | 0 | 0 | [6 empty] | 0 | 0 | 0 | 70000 | PL | 0 | 0 | 2 | 1998 | 2 | 2001 |  |  |  | NG |  |  | 70000 | 70000 | 0 | 0 | 0 | 57640 | 69199 | [7 empty] | 0
3 |  | 16604 | 7243 | 2 | GT | 0 |  |  | 0 | 0 | [6 empty] | 0 | 0 | 0 | 70000 | PL | 0 | 0 | 2 | 1998 | 2 | 2001 |  |  |  | NG |  |  | 70000 | 70000 | 0 | 0 | 0 | 57640 | 69199 | [7 empty] | 0
3 |  | 16609 | 300 | 1 | GT | 18000 | P | OP | 11 | 1968 | FO2 |  |  | FO2 |  |  | 16000 | 16000 | 19000 | 0 |  | 0 | 0 | 0 | 0 | 0 | 0 | [6 empty] | 0 | 0 | 0 | 10 | 1968 | 0 | 0 | E | [6 empty] | 0
3 |  | 16609 | 301 | 1 | GT | 18000 | P | OP | 11 | 1968 | NG | FO2 |  | NG | FO2 |  | 16300 | 16000 | 20000 | 0 |  | 0 | 0 | 0 | 0 | 0 | 0 | [6 empty] | 0 | 0 | 0 | 10 | 1968 | 0 | 0 | E | [6 empty] | 0
3 |  | 16609 | 302 | 2 | ST | 110250 | C | OP | 7 | 1956 | NG | FO6 |  | NG | FO6 |  | 10300 | 104000 | 104000 | 0 |  | 0 | 0 | 0 | 0 | 0 | 0 | [6 empty] | 0 | 0 | 0 | 6 | 1956 | 0 | 0 | E | [6 empty] | 0
3 |  | 16609 | 302 | 3 | ST | 110250 | C | OP | 8 | 1958 | NG | FO6 |  | NG | FO6 |  | 10400 | 110000 | 110000 | 0 |  | 0 | 0 | 0 | 0 | 0 | 0 | [6 empty] | 0 | 0 | 0 | 7 | 1958 | 0 | 0 | E | [6 empty] | 0
3 |  | 16609 | 302 | 4 | ST | 306000 | C | OP | 11 | 1973 | NG | FO6 |  | NG | FO6 |  | 10400 | 287000 | 287000 | 0 |  | 0 | 0 | 0 | 0 | 0 | 0 | [6 empty] | 0 | 0 | 0 | 8 | 1973 | 0 | 0 | E | [6 empty] | 0
3 |  | 16609 | 302 | 5 | ST | 345600 | C | OP | 11 | 1978 | NG | FO6 |  | NG | FO6 |  | 9650 | 315000 | 315000 | 0 |  | 0 | 0 | 0 | 0 | 0 | 0 | [6 empty] | 0 | 0 | 0 | 7 | 1978 | 0 | 0 | [7 empty] | 0
3 |  | 16609 | 302 | GT1 | GT | 18000 | P | OP | 11 | 1968 | NG | FO2 |  | NG | FO2 |  | 16800 | 16000 | 20000 | 0 |  | 0 | 0 | 0 | 0 | 0 | 0 | [6 empty] | 0 | 0 | 0 | 10 | 1968 | 0 | 0 | E | [6 empty] | 0
3 |  | 16609 | 302 | ST1 | ST | 110250 | P | OP | 11 | 1954 | NG | FO6 |  | NG | FO6 |  | 10300 | 105000 | 105000 | 0 |  | 0 | 0 | 0 | 0 | 0 | 0 | [6 empty] | 0 | 0 | 0 | 10 | 1954 | 0 | 0 | E | [6 empty] | 0
3 |  | 16609 | 303 | 1 | GT | 20700 | P | OP | 4 | 1972 | NG | FO2 |  | NG | FO2 |  | 15500 | 17000 | 20000 | 0 |  | 0 | 0 | 0 | 0 | 0 | 0 | [6 empty] | 0 | 0 | 0 | 3 | 1972 | 0 | 0 | E | [6 empty] | 0
3 |  | 16609 | 303 | 2 | GT | 72000 | P | OP | 12 | 1969 | NG | FO2 |  | NG | FO2 |  | 16400 | 66000 | 78000 | 0 |  | 0 | 0 | 0 | 0 | 0 | 0 | [6 empty] | 0 | 0 | 0 | 11 | 1969 | 0 | 0 | E | [6 empty] | 0
3 |  | 16609 | 303 | 3 | GT | 72000 | P | OP | 12 | 1969 | NG | FO2 |  | NG | FO2 |  | 16200 | 66000 | 78000 | 0 |  | 0 | 0 | 0 | 0 | 0 | 0 | [6 empty] | 0 | 0 | 0 | 11 | 1969 | 0 | 0 | E | [6 empty] | 0
3 |  | 16609 | 305 | 1 | GT | 52200 | P | OP | 5 | 1972 | NG | FO2 |  | NG | FO2 |  | 15100 | 39000 | 48000 | 0 |  | 0 | 0 | 0 | 0 | 0 | 0 | [6 empty] | 0 | 0 | 0 | 4 | 1972 | 0 | 0 | E | [6 empty] | 0
3 |  | 16609 | 306 | 1 | GT | 28300 | P | OP | 9 | 1976 | NG | FO2 |  | NG | FO2 |  | 13700 | 23000 | 29000 | 0 |  | 0 | 0 | 0 | 0 | 0 | 0 | [6 empty] | 0 | 0 | 0 | 8 | 1976 | 0 | 0 | E | [6 empty] | 0
3 |  | 16609 | 307 | 1 | GT | 26100 | P | OP | 6 | 1972 | FO2 |  |  | FO2 |  |  | 15000 | 19000 | 24000 | 0 |  | 0 | 0 | 0 | 0 | 0 | 0 | [6 empty] | 0 | 0 | 0 | 5 | 1972 | 0 | 0 | E | [6 empty] | 0
3 |  | 16609 | 307 | 2 | GT | 26100 | P | OP | 6 | 1972 | NG | FO2 |  | NG | FO2 |  | 15200 | 19000 | 24000 | 0 |  | 0 | 0 | 0 | 0 | 0 | 0 | [6 empty] | 0 | 0 | 0 | 5 | 1972 | 0 | 0 | E | [6 empty] | 0
3 |  | 16609 | 309 | 1 | ST | 40000 | P | SC | 1 | 1943 | NG | FO2 |  | FO2 | NG |  | 12500 | 40000 | 40000 | 0 |  | 0 | 0 | 0 | 0 | 0 | 0 | [6 empty] | 0 | 0 | 0 | 12 | 1942 | 0 | 0 | E | [6 empty] | 0
3 |  | 16609 | 309 | 2 | ST | 69000 | P | SC | 5 | 1948 | NG | FO2 |  | FO2 | NG |  | 12100 | 62000 | 62000 | 0 |  | 0 | 0 | 0 | 0 | 0 | 0 | [6 empty] | 0 | 0 | 0 | 4 | 1948 | 0 | 0 | E | [6 empty] | 0
3 |  | 16609 | 309 | 3 | ST | 69000 | P | SC | 8 | 1950 | NG | FO2 |  | FO2 | NG |  | 11700 | 64000 | 64000 | 0 |  | 0 | 0 | 0 | 0 | 0 | 0 | [6 empty] | 0 | 0 | 0 | 7 | 1950 | 0 | 0 | E | [6 empty] | 0
3 |  | 16609 | 309 | 4 | ST | 69000 | P | SC | 9 | 1952 | NG | FO2 |  | FO2 | NG |  | 11500 | 64000 | 64000 | 0 |  | 0 | 0 | 0 | 0 | 0 | 0 | [6 empty] | 0 | 0 | 0 | 8 | 1952 | 0 | 0 | E | [6 empty] | 0
3 |  | 16609 | 309 | GT1 | GT | 0 |  |  | 0 | 0 | [6 empty] | 0 | 0 | 0 | 98000 | CN | 99 | 9999 | 9 | 1979 | 3 | 1981 |  |  |  | FO2 | NG |  | 0 | 0 | 0 | 0 | 0 | 80000 | 96000 | [7 empty] | 0
3 |  | 16609 | 309 | GT2 | GT | 0 |  |  | 0 | 0 | [6 empty] | 0 | 0 | 0 | 98000 | CN | 99 | 9999 | 9 | 1979 | 3 | 1981 |  |  |  | PET | NG |  | 0 | 0 | 0 | 0 | 0 | 80000 | 96000 | [7 empty] | 0
3 |  | 16609 | 310 | 2 | ST | 136000 | C | OP | 6 | 1962 | NG | FO6 |  | NG | FO6 |  | 9800 | 150000 | 150000 | 0 |  | 0 | 0 | 0 | 0 | 0 | 0 | [6 empty] | 0 | 0 | 0 | 4 | 1962 | 0 | 0 | E | [6 empty] | 0
3 |  | 16609 | 310 | 3 | ST | 201600 | C | OP | 9 | 1964 | NG | FO6 |  | NG | FO6 |  | 9900 | 171000 | 171000 | 0 |  | 0 | 0 | 0 | 0 | 0 | 0 | [6 empty] | 0 | 0 | 0 | 7 | 1964 | 0 | 0 | E | [6 empty] | 0
3 |  | 16609 | 310 | 4 | ST | 240300 | P | OP | 12 | 1971 | NG | FO6 |  | NG | FO6 |  | 11400 | 222000 | 222000 | 0 |  | 0 | 0 | 0 | 0 | 0 | 0 | [6 empty] | 0 | 0 | 0 | 9 | 1971 | 0 | 0 | E | [6 empty] | 0
3 |  | 16609 | 310 | GT1 | GT | 18600 | P | OP | 10 | 1966 | NG |  |  | JF |  |  | 13400 | 19000 | 22000 | 0 |  | 0 | 0 | 0 | 0 | 0 | 0 | [6 empty] | 0 | 0 | 0 | 9 | 1966 | 0 | 0 | E | [6 empty] | 0
3 |  | 16609 | 310 | GT2 | GT | 0 |  |  | 0 | 0 | [6 empty] | 0 | 0 | 0 | 64000 | CN | 99 | 9999 | 7 | 1974 | 6 | 1979 |  |  |  | PET | NG |  | 0 | 0 | 0 | 0 | 0 | 53000 | 63000 | [7 empty] | 0
3 |  | 16609 | 310 | GT3 | GT | 0 |  |  | 0 | 0 | [6 empty] | 0 | 0 | 0 | 64000 | CN | 99 | 9999 | 7 | 1974 | 6 | 1979 |  |  |  | PET | NG |  | 0 | 0 | 0 | 0 | 0 | 53000 | 63000 | [7 empty] | 0
3 |  | 16609 | 310 | ST1 | ST | 136000 | C | OP | 7 | 1960 | NG | FO6 |  | NG | FO6 |  | 9500 | 147000 | 147000 | 0 |  | 0 | 0 | 0 | 0 | 0 | 0 | [6 empty] | 0 | 0 | 0 | 6 | 1960 | 0 | 0 | E | [6 empty] | 0
3 |  | 16609 | 311 | HT | ST | 3000 |  | OS | 1 | 1927 | NG | FO2 |  | NG | FO2 |  | 11000 | 3025 | 3094 | 0 |  | 0 | 0 | 0 | 0 | 0 | 0 | [6 empty] | 0 | 0 | 0 | 12 | 1926 | 0 | 0 | E | E | E |  | Y | Station B only supplies steam to a heating system. |  | 0
3 |  | 16609 | 311 | 21 | ST | 15000 |  |  | 2 | 1923 |  |  |  | FO2 | NG |  | 0 | 0 | 0 | 0 | RE | 10 | 1983 | 0 | 0 | 0 | 0 | [6 empty] | 0 | 0 | 0 | 0 | 1923 | 0 | 0 | E | [6 empty] | 0
3 |  | 16609 | 311 | 22 | ST | 15000 |  |  | 1 | 1927 |  |  |  | FO2 | NG |  | 0 | 0 | 0 | 0 | RE | 10 | 1983 | 0 | 0 | 0 | 0 | [6 empty] | 0 | 0 | 0 | 0 | 1927 | 0 | 0 | E | [6 empty] | 0
3 |  | 16609 | 311 | 24 | ST | 28000 |  |  | 11 | 1928 |  |  |  | FO2 | NG |  | 0 | 0 | 0 | 0 | RE | 10 | 1983 | 0 | 0 | 0 | 0 | [6 empty] | 0 | 0 | 0 | 0 | 1928 | 0 | 0 | E | [6 empty] | 0
3 |  | 16609 | 311 | 25 | ST | 35000 |  |  | 3 | 1938 |  |  |  | FO2 | NG |  | 0 | 0 | 0 | 0 | RE | 10 | 1983 | 0 | 0 | 0 | 0 | [6 empty] | 0 | 0 | 0 | 0 | 1938 | 0 | 0 | E | [6 empty] | 0
3 |  | 16609 | 6707 | 1 | GT | 18000 | P | OP | 11 | 1968 | NG | FO2 |  | NG | FO2 |  | 15500 | 16000 | 20000 | 0 |  | 0 | 0 | 0 | 0 | 0 | 0 | [6 empty] | 0 | 0 | 0 | 10 | 1968 | 0 | 0 | E | [6 empty] | 0
3 |  | 16609 | 7022 | 1 | GE | 70000 |  |  | 0 | 0 |  |  |  | GST |  |  | 33000 | 40000 | 45000 | 0 | RE | 10 | 1991 | 0 | 0 | 0 | 0 | [6 empty] | 0 | 0 | 0 | 9 | 1985 | 0 | 0 | [7 empty] | 0
3 |  | 16609 | 7100 | 1 | GT | 800 | B |  | 2 | 1979 | OT |  |  | FO2 | NG |  | 17200 | 600 | 900 | 0 | SD | 4 | 1987 | 0 | 0 | 0 | 0 | [6 empty] | 0 | 0 | 0 | 1 | 1979 | 0 | 0 | E | [6 empty] | 0
3 |  | 16609 | 8221 | 1 | NP | 0 |  |  | 0 | 0 | [6 empty] | 0 | 0 | 0 | 1020000 | CN | 88 | 1978 | 5 | 1985 | 88 | 1988 |  |  |  | UR |  |  | 0 | 0 | 0 | 0 | 0 | 0 | 0 | [7 empty] | 0
3 |  | 16609 | 8221 | 2 | NP | 0 |  |  | 0 | 0 | [6 empty] | 0 | 0 | 0 | 1020000 | CN | 88 | 1978 | 1 | 1986 | 88 | 1988 |  |  |  | UR |  |  | 0 | 0 | 0 | 0 | 0 | 0 | 0 | [7 empty] | 0
3 | A171 | 16612 | 380 | 1 | HC | 82500 | P | OP | 8 | 1960 |  |  |  | WAT |  |  | 0 | 150000 | 137000 | 0 |  | 0 | 0 | 0 | 0 | 0 | 0 | [6 empty] | 0 | 0 | 0 | 0 | 1960 | 0 | 0 | E | [6 empty] | 0
3 | A171 | 16612 | 380 | 2 | HC | 82500 | P | OP | 8 | 1960 |  |  |  | WAT |  |  | 0 | 0 | 0 | 0 |  | 0 | 0 | 0 | 0 | 0 | 0 | [6 empty] | 0 | 0 | 0 | 0 | 1960 | 0 | 0 | E | [6 empty] | 0
3 |  | 16612 | 381 | 1 | HC | 50000 | P | OP | 8 | 1969 |  |  |  | WAT |  |  | 0 | 50000 | 50000 | 0 |  | 0 | 0 | 0 | 0 | 0 | 0 | [6 empty] | 0 | 0 | 0 | 0 | 1969 | 0 | 0 | E | [6 empty] | 0
3 |  | 16612 | 381 | 2 | HC | 50000 | P | OP | 9 | 1969 |  |  |  | WAT |  |  | 0 | 50000 | 50000 | 0 |  | 0 | 0 | 0 | 0 | 0 | 0 | [6 empty] | 0 | 0 | 0 | 0 | 1969 | 0 | 0 | E | [6 empty] | 0
3 | A172 | 16612 | 382 | 1 | HC | 37500 | P | OP | 2 | 1967 |  |  |  | WAT |  |  | 0 | 72000 | 66000 | 0 |  | 0 | 0 | 0 | 0 | 0 | 0 | [6 empty] | 0 | 0 | 0 | 0 | 1967 | 0 | 0 | E | [6 empty] | 0
3 | A172 | 16612 | 382 | 2 | HC | 37500 | P | OP | 2 | 1967 |  |  |  | WAT |  |  | 0 | 0 | 0 | 0 |  | 0 | 0 | 0 | 0 | 0 | 0 | [6 empty] | 0 | 0 | 0 | 0 | 1967 | 0 | 0 | E | [6 empty] | 0
3 |  | 16612 | 382 | 3 | HC | 40600 | P | OP | 9 | 1987 |  |  |  | WAT |  |  | 0 | 36522 | 42004 | 0 |  | 0 | 0 | 7 | 1987 | 4 | 1987 | [6 empty] | 0 | 0 | 0 | 4 | 1987 | 0 | 0 |  |  | E |  |  |  |  | 0
3 |  | 16612 | 751 | 1 | HC | 3000 |  | OP | 7 | 1987 |  |  |  | WAT |  |  | 0 | 3000 | 3000 | 0 |  | 0 | 0 | 0 | 0 | 0 | 0 | [6 empty] | 0 | 0 | 0 | 7 | 1987 | 0 | 0 | [7 empty] | 0
3 |  | 16612 | 756 | 1 | HC | 0 |  |  | 0 | 0 | [6 empty] | 0 | 0 | 0 | 3800 | IP | 12 | 1989 | 5 | 1986 | 0 | 0 | FI |  |  | WAT |  |  | 0 | 0 | 0 | 0 | 0 | 3801 | 3700 | [7 empty] | 0
3 |  | 16624 | 6183 | 1 | ST | 410000 | B | OP | 1 | 1982 | FO2 |  |  | LIG |  |  | 11400 | 391000 | 391000 | 0 |  | 0 | 0 | 0 | 0 | 0 | 0 | [6 empty] | 0 | 0 | 0 | 9 | 1981 | 0 | 0 | E | [6 empty] | 0
3 |  | 16624 | 6183 | 2 | ST | 0 |  |  | 0 | 0 | [6 empty] | 0 | 0 | 0 | 450000 | IP | 1 | 1991 | 1 | 1989 | 0 | 0 | LO |  |  | LIG |  |  | 400000 | 400000 | 0 | 0 | 0 | 419280 | 427887 | [7 empty] | 0
3 |  | 16628 | 1182 | 1 | IC | 200 |  | SB | 7 | 1947 | FO2 |  |  | FO2 |  |  | 0 | 200 | 200 | 0 |  | 0 | 0 | 0 | 0 | 0 | 0 | [6 empty] | 0 | 0 | 0 | 6 | 1947 | 0 | 0 | E | [6 empty] | 0
3 |  | 16628 | 1182 | 2 | IC | 200 |  | SB | 7 | 1947 | FO2 |  |  | FO2 |  |  | 0 | 200 | 200 | 0 |  | 0 | 0 | 0 | 0 | 0 | 0 | [6 empty] | 0 | 0 | 0 | 6 | 1947 | 0 | 0 | E | [6 empty] | 0
3 |  | 16628 | 1182 | 3 | IC | 500 |  | SB | 3 | 1949 | FO2 |  |  | FO2 |  |  | 0 | 500 | 500 | 0 |  | 0 | 0 | 0 | 0 | 0 | 0 | [6 empty] | 0 | 0 | 0 | 2 | 1949 | 0 | 0 | E | [6 empty] | 0
3 |  | 16628 | 1182 | 4 | IC | 600 |  | SB | 7 | 1954 | FO2 |  |  | FO2 | NG |  | 0 | 600 | 600 | 0 |  | 0 | 0 | 0 | 0 | 0 | 0 | [6 empty] | 0 | 0 | 0 | 6 | 1954 | 0 | 0 | E | [6 empty] | 0
3 |  | 16647 | 3615 | 1 | IC | 200 |  |  | 88 | 1937 |  |  |  | NG | FO2 |  | 0 | 1 | 1 | 0 | SD | 3 | 1985 | 0 | 0 | 0 | 0 | [6 empty] | 0 | 0 | 0 | 0 | 1937 | 0 | 0 | E | [6 empty] | 0
3 |  | 16647 | 3615 | 2 | IC | 200 |  |  | 88 | 1939 |  |  |  | NG | FO2 |  | 0 | 1 | 1 | 0 | SD | 3 | 1985 | 0 | 0 | 0 | 0 | [6 empty] | 0 | 0 | 0 | 0 | 1939 | 0 | 0 | E | [6 empty] | 0
3 |  | 16647 | 3615 | 3 | IC | 600 |  |  | 88 | 1950 |  |  |  | NG | FO2 |  | 0 | 1 | 1 | 0 | SD | 3 | 1985 | 0 | 0 | 0 | 0 | [6 empty] | 0 | 0 | 0 | 0 | 1950 | 0 | 0 | E | [6 empty] | 0
3 |  | 16647 | 3615 | 4 | IC | 500 |  |  | 88 | 1924 |  |  |  | NG | FO2 |  | 0 | 1 | 1 | 0 | SD | 3 | 1985 | 0 | 0 | 0 | 0 | [6 empty] | 0 | 0 | 0 | 0 | 1924 | 0 | 0 | E | [6 empty] | 0
3 |  | 16655 | 7151 | 1 | HC | 2500 | C | OP | 4 | 1986 |  |  |  | WAT |  |  | 0 | 2500 | 2500 | 0 |  | 0 | 0 | 0 | 0 | 0 | 0 | [6 empty] | 0 | 0 | 0 | 8 | 1985 | 0 | 0 | [7 empty] | 0
3 |  | 16655 | 7151 | 2 | HC | 2500 | C | OP | 4 | 1986 |  |  |  | WAT |  |  | 0 | 2500 | 2500 | 0 |  | 0 | 0 | 0 | 0 | 0 | 0 | [6 empty] | 0 | 0 | 0 | 8 | 1985 | 0 | 0 | [7 empty] | 0
3 |  | 16655 | 7224 | 1 | HC | 530 | C | OP | 3 | 1989 |  |  |  | WAT |  |  | 0 | 530 | 530 | 0 |  | 0 | 0 | 0 | 0 | 0 | 0 | [6 empty] | 0 | 0 | 0 | 8 | 1988 | 0 | 0 | [7 empty] | 0
3 |  | 16655 | 7229 | 1 | HC | 6190 | C | OS | 9 | 1988 |  |  |  | WAT |  |  | 0 | 6190 | 6190 | 0 |  | 0 | 0 | 0 | 0 | 0 | 0 | [6 empty] | 0 | 0 | 0 | 9 | 1988 | 0 | 0 | [7 empty] | 0
3 |  | 16655 | 7231 | 1 | GT | 32310 | P | OP | 6 | 1987 | NG | FO2 |  | NG | FO2 |  | 12680 | 26000 | 32000 | 0 |  | 0 | 0 | 0 | 0 | 0 | 0 | [6 empty] | 0 | 0 | 0 | 4 | 1987 | 0 | 0 | [7 empty] | 0
3 |  | 16655 | 7231 | 2 | GT | 32310 | P | OP | 6 | 1986 | NG | FO2 |  | NG | FO2 |  | 12680 | 26000 | 32000 | 0 |  | 0 | 0 | 0 | 0 | 0 | 0 | [6 empty] | 0 | 0 | 0 | 5 | 1986 | 0 | 0 | [7 empty] | 0
3 |  | 16655 | 7232 | 1 | GT | 3000 | B | OP | 6 | 1982 | NG | FO2 |  | NG | FO2 |  | 13200 | 2000 | 3000 | 15000 | MO | 0 | 0 | 5 | 1995 | 5 | 1995 |  |  |  | NG | LPG |  | 14000 | 14000 | 0 | 12 | 1980 | 12769 | 15320 | [7 empty] | 0
3 |  | 16655 | 7232 | 2 | GT | 3000 | B | OP | 6 | 1982 | NG | FO2 |  | NG | FO2 |  | 13200 | 2000 | 3000 | 15000 | MO | 0 | 0 | 5 | 1995 | 5 | 1995 |  |  |  | NG | LPG |  | 14000 | 14000 | 0 | 12 | 1980 | 12769 | 15320 | [7 empty] | 0
3 |  | 16655 | 7232 | 3 | ST | 0 |  |  | 0 | 0 | [6 empty] | 0 | 0 | 0 | 19400 | PL | 0 | 0 | 5 | 1995 | 5 | 1996 |  |  |  | STM |  |  | 19400 | 19400 | 0 | 0 | 0 | 18994 | 19414 | [7 empty] | 0
3 |  | 16667 | 2300 | 1 | IC | 1140 | C | SB | 88 | 1968 | FO2 |  |  | FO2 | NG |  | 0 | 1144 | 1144 | 0 |  | 0 | 0 | 0 | 0 | 0 | 0 | [6 empty] | 0 | 0 | 0 | 0 | 1968 | 0 | 0 | E | [6 empty] | 0
3 |  | 16667 | 2300 | 3 | IC | 900 | C | SB | 88 | 1964 | FO2 |  |  | FO2 | NG |  | 0 | 900 | 900 | 0 |  | 0 | 0 | 0 | 0 | 0 | 0 | [6 empty] | 0 | 0 | 0 | 0 | 1964 | 0 | 0 | E | [6 empty] | 0
3 |  | 16667 | 2300 | 4 | IC | 455 | C | SB | 88 | 1954 | FO2 |  |  | FO2 | NG |  | 0 | 445 | 445 | 0 |  | 0 | 0 | 0 | 0 | 0 | 0 | [6 empty] | 0 | 0 | 0 | 0 | 1954 | 0 | 0 | E | [6 empty] | 0
3 |  | 16687 | 732 | 1 | GT | 19700 | P | OP | 9 | 1970 | NG | FO2 |  | FO2 | NG |  | 18647 | 14600 | 16200 | 0 |  | 0 | 0 | 0 | 0 | 0 | 0 | [6 empty] | 0 | 0 | 0 | 9 | 1970 | 0 | 0 | [7 empty] | 0
3 |  | 16687 | 732 | 2 | GT | 19700 | P | OP | 9 | 1970 | NG | FO2 |  | FO2 | NG |  | 18394 | 14600 | 16200 | 0 |  | 0 | 0 | 0 | 0 | 0 | 0 | [6 empty] | 0 | 0 | 0 | 9 | 1970 | 0 | 0 | [7 empty] | 0
3 |  | 16687 | 732 | 3 | GT | 19700 | P | OP | 8 | 1970 | NG | FO2 |  | FO2 | NG |  | 18176 | 14600 | 16200 | 0 |  | 0 | 0 | 0 | 0 | 0 | 0 | [6 empty] | 0 | 0 | 0 | 8 | 1970 | 0 | 0 | [7 empty] | 0
3 |  | 16687 | 733 | 2 | ST | 54400 | B | OP | 5 | 1961 | NG | FO2 |  | BIT | NG | FO6 | 10829 | 54000 | 54000 | 0 |  | 0 | 0 | 0 | 0 | 0 | 0 | [6 empty] | 0 | 0 | 0 | 4 | 1961 | 0 | 0 | [7 empty] | 0
3 |  | 16687 | 733 | 3 | ST | 103500 | B | OP | 5 | 1965 | NG | FO2 |  | BIT | NG | FO6 | 10479 | 103000 | 103000 | 0 |  | 0 | 0 | 0 | 0 | 0 | 0 | [6 empty] | 0 | 0 | 0 | 3 | 1965 | 0 | 0 | [7 empty] | 0
3 |  | 16687 | 733 | 4 | ST | 126000 | C | OP | 3 | 1972 | NG | FO2 |  | FO6 | NG |  | 11326 | 119000 | 119000 | 0 |  | 0 | 0 | 0 | 0 | 0 | 0 | [6 empty] | 0 | 0 | 0 | 3 | 1972 | 0 | 0 | [7 empty] | 0
3 |  | 16687 | 733 | PWA | GT | 22000 | P | OP | 6 | 1969 | NG | FO2 |  | FO2 | NG |  | 21543 | 14000 | 15500 | 0 |  | 0 | 0 | 0 | 0 | 0 | 0 | [6 empty] | 0 | 0 | 0 | 6 | 1969 | 0 | 0 | [7 empty] | 0
3 |  | 16687 | 733 | ST1 | ST | 50000 | B | OP | 7 | 1958 | NG | FO2 |  | BIT | NG | FO6 | 11257 | 50000 | 50000 | 0 |  | 0 | 0 | 0 | 0 | 0 | 0 | [6 empty] | 0 | 0 | 0 | 5 | 1958 | 0 | 0 | [7 empty] | 0
3 |  | 16687 | 734 | 4 | ST | 15000 |  | SB | 99 | 1926 | NG |  |  | NG |  |  | 0 | 14746 | 15074 | 0 |  | 0 | 0 | 5 | 1992 | 0 | 0 | [6 empty] | 0 | 0 | 0 | 0 | 1926 | 0 | 0 | E | E | E |  |  |  | SB | 15000
3 |  | 16687 | 734 | 5 | ST | 7500 |  | SB | 99 | 1936 |  |  |  | NG |  |  | 0 | 7454 | 7622 | 0 |  | 0 | 0 | 5 | 1992 | 0 | 0 | [6 empty] | 0 | 0 | 0 | 0 | 1936 | 0 | 0 | E | E | E |  |  |  | SB | 7500
3 |  | 16687 | 734 | 6 | ST | 24778 | P | SB | 5 | 1949 | NG |  |  | NG | FO6 |  | 16343 | 17000 | 17000 | 0 |  | 0 | 0 | 0 | 0 | 0 | 0 | [6 empty] | 0 | 0 | 0 | 5 | 1949 | 0 | 0 | [7 empty] | 0
3 |  | 16687 | 734 | 7 | ST | 21250 | P | SB | 7 | 1954 | NG |  |  | NG | FO6 |  | 16309 | 19000 | 19000 | 0 |  | 0 | 0 | 0 | 0 | 0 | 0 | [6 empty] | 0 | 0 | 0 | 5 | 1954 | 0 | 0 | [7 empty] | 0
3 |  | 16687 | 734 | 8 | ST | 37500 | P | SB | 6 | 1956 | NG |  |  | NG | FO6 |  | 15802 | 40000 | 40000 | 0 |  | 0 | 0 | 0 | 0 | 0 | 0 | [6 empty] | 0 | 0 | 0 | 4 | 1956 | 0 | 0 | [7 empty] | 0
3 |  | 16687 | 6124 | 1 | ST | 177660 | B | OP | 2 | 1979 | FO2 |  |  | BIT | FO6 |  | 10143 | 168000 | 168000 | 0 |  | 0 | 0 | 0 | 0 | 0 | 0 | [6 empty] | 0 | 0 | 0 | 1 | 1979 | 0 | 0 | [7 empty] | 0
3 |  | 16687 | 6124 | 2 | ST | 0 |  |  | 0 | 0 | [6 empty] | 0 | 0 | 0 | 175000 | CN | 99 | 9999 | 5 | 1980 | 3 | 1987 |  |  |  | BIT |  |  | 0 | 0 | 0 | 0 | 0 | 166000 | 169000 | [7 empty] | 0
3 |  | 16687 | 6124 | CT3 | GT | 0 |  |  | 0 | 0 | [6 empty] | 0 | 0 | 0 | 80000 | PL | 0 | 0 | 5 | 1994 | 5 | 1994 |  |  |  | NG | FO2 |  | 80000 | 80000 | 0 | 0 | 0 | 65684 | 78861 | [7 empty] | 0
3 |  | 16687 | 6124 | CT4 | GT | 0 |  |  | 0 | 0 | [6 empty] | 0 | 0 | 0 | 80000 | PL | 0 | 0 | 5 | 1994 | 5 | 1994 |  |  |  | NG | FO2 |  | 80000 | 80000 | 0 | 0 | 0 | 65684 | 78861 | [7 empty] | 0
3 |  | 16687 | 6124 | CT5 | GT | 0 |  |  | 0 | 0 | [6 empty] | 0 | 0 | 0 | 80000 | PL | 0 | 0 | 5 | 1994 | 5 | 1994 |  |  |  | NG | FO2 |  | 80000 | 80000 | 0 | 0 | 0 | 65684 | 78861 | [7 empty] | 0
3 |  | 16687 | 6124 | CT6 | GT | 0 |  |  | 0 | 0 | [6 empty] | 0 | 0 | 0 | 80000 | PL | 0 | 0 | 5 | 1994 | 5 | 1994 |  |  |  | NG | FO2 |  | 80000 | 80000 | 0 | 0 | 0 | 65684 | 78861 | [7 empty] | 0
3 |  | 16687 | 6124 | CT7 | GT | 0 |  |  | 0 | 0 | [6 empty] | 0 | 0 | 0 | 80000 | PL | 0 | 0 | 5 | 1994 | 5 | 1994 |  |  |  | NG | FO2 |  | 80000 | 80000 | 0 | 0 | 0 | 65684 | 78861 | [7 empty] | 0
3 |  | 16687 | 6124 | CT8 | GT | 0 |  |  | 0 | 0 | [6 empty] | 0 | 0 | 0 | 80000 | PL | 0 | 0 | 5 | 1994 | 5 | 1994 |  |  |  | NG | FO2 |  | 80000 | 80000 | 0 | 0 | 0 | 65684 | 78861 | [7 empty] | 0
3 |  | 16687 | 7076 | NA1 | GT | 0 |  |  | 0 | 0 | [6 empty] | 0 | 0 | 0 | 70000 | CN | 11 | 1987 | 5 | 1989 | 5 | 1989 |  |  |  | NG | FO2 | FO6 | 70000 | 70000 | 0 | 0 | 0 | 58000 | 69000 | [7 empty] | 0
3 |  | 16707 | 1183 | 1 | IC | 100 |  |  | 99 | 1939 |  |  |  | FO2 |  |  | 0 | 0 | 0 | 0 | RE | 10 | 1978 | 0 | 0 | 0 | 0 | [6 empty] | 0 | 0 | 0 | 0 | 1939 | 0 | 0 | E | [6 empty] | 0
3 |  | 16707 | 1183 | 2 | IC | 100 |  |  | 99 | 1941 |  |  |  | FO2 |  |  | 0 | 0 | 0 | 0 | RE | 10 | 1978 | 0 | 0 | 0 | 0 | [6 empty] | 0 | 0 | 0 | 0 | 1941 | 0 | 0 | E | [6 empty] | 0
3 |  | 16707 | 1183 | 3 | IC | 300 |  |  | 99 | 1949 |  |  |  | FO2 |  |  | 0 | 0 | 0 | 0 | RE | 10 | 1978 | 0 | 0 | 0 | 0 | [6 empty] | 0 | 0 | 0 | 0 | 1949 | 0 | 0 | E | [6 empty] | 0
3 |  | 16707 | 1183 | 4 | IC | 600 |  |  | 99 | 1956 |  |  |  | FO2 | NG |  | 0 | 0 | 0 | 0 | RE | 10 | 1978 | 0 | 0 | 0 | 0 | [6 empty] | 0 | 0 | 0 | 0 | 1956 | 0 | 0 | E | [6 empty] | 0
3 |  | 16852 | 601 | 1 | IC | 1400 | P | OP | 88 | 1958 | FO2 |  |  | FO2 |  |  | 11270 | 1365 | 1365 | 0 |  | 0 | 0 | 0 | 0 | 0 | 0 | [6 empty] | 0 | 0 | 0 | 0 | 1958 | 0 | 0 | E | [6 empty] | 0
3 |  | 16852 | 601 | 2 | IC | 1400 | P | OP | 88 | 1954 | FO2 |  |  | FO2 |  |  | 11270 | 1365 | 1365 | 0 |  | 0 | 0 | 0 | 0 | 0 | 0 | [6 empty] | 0 | 0 | 0 | 0 | 1954 | 0 | 0 | E | [6 empty] | 0
3 |  | 16852 | 601 | 3 | IC | 1100 | P | OP | 88 | 1950 | FO2 |  |  | FO2 |  |  | 10597 | 1136 | 1136 | 0 |  | 0 | 0 | 0 | 0 | 0 | 0 | [6 empty] | 0 | 0 | 0 | 0 | 1950 | 0 | 0 | E | [6 empty] | 0
3 |  | 16852 | 601 | 4 | IC | 600 | P |  | 88 | 1940 | FO2 |  |  | FO2 |  |  | 0 | 604 | 604 | 0 | RE | 9 | 1985 | 0 | 0 | 0 | 0 | [6 empty] | 0 | 0 | 0 | 0 | 1940 | 0 | 0 | E | [6 empty] | 0
3 |  | 16852 | 601 | 5 | IC | 800 | P | OP | 88 | 1947 | FO2 |  |  | FO2 |  |  | 11833 | 840 | 840 | 0 |  | 0 | 0 | 0 | 0 | 0 | 0 | [6 empty] | 0 | 0 | 0 | 0 | 1947 | 0 | 0 | E | [6 empty] | 0
3 |  | 16852 | 601 | 6 | IC | 2000 | P | OP | 88 | 1962 | FO2 |  |  | FO2 |  |  | 9861 | 2000 | 2000 | 0 |  | 0 | 0 | 0 | 0 | 0 | 0 | [6 empty] | 0 | 0 | 0 | 0 | 1962 | 0 | 0 | E | [6 empty] | 0
3 |  | 16852 | 601 | 7 | IC | 1100 | P | OP | 2 | 1989 | FO2 |  |  | FO2 |  |  | 10000 | 1136 | 1136 | 0 |  | 0 | 0 | 2 | 1989 | 0 | 0 | [6 empty] | 0 | 0 | 0 | 2 | 1989 | 0 | 0 | [7 empty] | 0
3 |  | 16868 | 622 | 1 | HC | 0 |  |  | 0 | 0 | [6 empty] | 0 | 0 | 0 | 15000 | PL | 0 | 0 | 11 | 1985 | 9 | 1995 | RE |  |  | WAT |  |  | 15000 | 15000 | 0 | 0 | 0 | 15794 | 15128 | [7 empty] | 0
3 |  | 16868 | 6202 | 41 | HC | 90000 | C | OP | 11 | 1956 | WAT |  |  | WAT |  |  | 0 | 112500 | 68750 | 0 |  | 0 | 0 | 0 | 0 | 0 | 0 | [6 empty] | 0 | 0 | 0 | 0 | 1956 | 0 | 0 | E | [6 empty] | 0
3 |  | 16868 | 6202 | 42 | HC | 90000 | C | OP | 1 | 1954 | WAT |  |  | WAT |  |  | 0 | 112500 | 68750 | 0 |  | 0 | 0 | 0 | 0 | 0 | 0 | [6 empty] | 0 | 0 | 0 | 0 | 1954 | 0 | 0 | E | [6 empty] | 0
3 |  | 16868 | 6202 | 43 | HC | 90000 | C | OP | 4 | 1953 | WAT |  |  | WAT |  |  | 0 | 112500 | 68750 | 0 |  | 0 | 0 | 0 | 0 | 0 | 0 | [6 empty] | 0 | 0 | 0 | 0 | 1953 | 0 | 0 | E | [6 empty] | 0
3 |  | 16868 | 6202 | 44 | HC | 90000 | C | OP | 12 | 1952 | WAT |  |  | WAT |  |  | 0 | 112500 | 68750 | 0 |  | 0 | 0 | 0 | 0 | 0 | 0 | [6 empty] | 0 | 0 | 0 | 0 | 1952 | 0 | 0 | E | [6 empty] | 0
3 |  | 16868 | 6430 | 5 | HC | 10000 | C | OP | 88 | 1921 | WAT |  |  | WAT |  |  | 0 | 15000 | 15000 | 0 |  | 0 | 0 | 0 | 0 | 0 | 0 | [6 empty] | 0 | 0 | 0 | 0 | 1921 | 0 | 0 | E | [6 empty] | 0
3 |  | 16868 | 6430 | 6 | HC | 10000 | C | OP | 88 | 1929 | WAT |  |  | WAT |  |  | 0 | 15000 | 15000 | 0 |  | 0 | 0 | 0 | 0 | 0 | 0 | [6 empty] | 0 | 0 | 0 | 0 | 1929 | 0 | 0 | E | [6 empty] | 0
3 |  | 16868 | 6431 | 21 | HC | 36860 | B | OP | 88 | 1924 | WAT |  |  | WAT |  |  | 0 | 32000 | 32000 | 0 |  | 0 | 0 | 0 | 0 | 0 | 0 | [6 empty] | 0 | 0 | 0 | 0 | 1924 | 0 | 0 | E | [6 empty] | 0
3 |  | 16868 | 6431 | 22 | HC | 36860 | B | OP | 9 | 1924 | WAT |  |  | WAT |  |  | 0 | 32000 | 32000 | 0 |  | 0 | 0 | 0 | 0 | 0 | 0 | [6 empty] | 0 | 0 | 0 | 0 | 1924 | 0 | 0 | E | [6 empty] | 0
3 |  | 16868 | 6431 | 23 | HC | 36860 | B | OP | 88 | 1929 | WAT |  |  | WAT |  |  | 0 | 32000 | 32000 | 0 |  | 0 | 0 | 0 | 0 | 0 | 0 | [6 empty] | 0 | 0 | 0 | 0 | 1929 | 0 | 0 | E | [6 empty] | 0
3 |  | 16868 | 6431 | 24 | HC | 60030 | B | OP | 6 | 1951 | WAT |  |  | WAT |  |  | 0 | 79000 | 79000 | 0 |  | 0 | 0 | 0 | 0 | 0 | 0 | [6 empty] | 0 | 0 | 0 | 0 | 1951 | 0 | 0 | E | [6 empty] | 0
3 |  | 16868 | 6432 | 31 | HC | 60030 | C | OP | 4 | 1937 | WAT |  |  | WAT |  |  | 0 | 78000 | 78000 | 0 |  | 0 | 0 | 0 | 0 | 0 | 0 | [6 empty] | 0 | 0 | 0 | 0 | 1937 | 0 | 0 | [7 empty] | 0
3 |  | 16868 | 6432 | 32 | HC | 60030 | C | OP | 10 | 1936 | WAT |  |  | WAT |  |  | 0 | 78000 | 78000 | 0 |  | 0 | 0 | 0 | 0 | 0 | 0 | [6 empty] | 0 | 0 | 0 | 0 | 1936 | 0 | 0 | [7 empty] | 0
3 |  | 16868 | 6432 | 35 | HC | 1200 | C | OP | 10 | 1936 | WAT |  |  | WAT |  |  | 0 | 1500 | 1500 | 0 |  | 0 | 0 | 0 | 0 | 0 | 0 | [6 empty] | 0 | 0 | 0 | 0 | 1936 | 0 | 0 | E | [6 empty] | 0
3 |  | 16868 | 6432 | 36 | HC | 1200 | C | OP | 10 | 1936 | WAT |  |  | WAT |  |  | 0 | 1500 | 1500 | 0 |  | 0 | 0 | 0 | 0 | 0 | 0 | [6 empty] | 0 | 0 | 0 | 10 | 1936 | 0 | 0 | E | [6 empty] | 0
3 |  | 16868 | 6433 | 51 | HC | 137750 | C | OP | 10 | 1967 | WAT |  |  | WAT |  |  | 0 | 167000 | 167000 | 0 |  | 0 | 0 | 0 | 0 | 0 | 0 | [6 empty] | 0 | 0 | 0 | 0 | 1967 | 0 | 0 | E | [6 empty] | 0
3 |  | 16868 | 6433 | 52 | HC | 137750 | C | OP | 8 | 1967 | WAT |  |  | WAT |  |  | 0 | 167000 | 167000 | 0 |  | 0 | 0 | 0 | 0 | 0 | 0 | [6 empty] | 0 | 0 | 0 | 0 | 1967 | 0 | 0 | E | [6 empty] | 0
3 |  | 16868 | 6433 | 53 | HC | 137750 | C | OP | 9 | 1967 | WAT |  |  | WAT |  |  | 0 | 167000 | 167000 | 0 |  | 0 | 0 | 0 | 0 | 0 | 0 | [6 empty] | 0 | 0 | 0 | 0 | 1967 | 0 | 0 | E | [6 empty] | 0
3 |  | 16868 | 6433 | 54 | HC | 137750 | C | OP | 8 | 1967 | WAT |  |  | WAT |  |  | 0 | 167000 | 167000 | 0 |  | 0 | 0 | 0 | 0 | 0 | 0 | [6 empty] | 0 | 0 | 0 | 0 | 1967 | 0 | 0 | E | [6 empty] | 0
3 |  | 16868 | 6433 | 55 | HC | 200000 | C | OP | 11 | 1985 | WAT |  |  | WAT |  |  | 0 | 210000 | 210000 | 0 |  | 0 | 0 | 11 | 1985 | 11 | 1985 | [6 empty] | 0 | 0 | 0 | 8 | 1985 | 0 | 0 | E | [6 empty] | 0
3 |  | 16868 | 6433 | 56 | HC | 200000 | C | OP | 5 | 1986 | WAT |  |  | WAT |  |  | 0 | 210000 | 210000 | 0 |  | 0 | 0 | 3 | 1986 | 3 | 1986 | [6 empty] | 0 | 0 | 0 | 12 | 1985 | 0 | 0 | [7 empty] | 0
3 |  | 16868 | 7908 | 1 | HC | 0 |  |  | 0 | 0 | [6 empty] | 0 | 0 | 0 | 251000 | CN | 99 | 9999 | 88 | 1980 | 88 | 1980 |  |  |  | WAT |  |  | 0 | 0 | 0 | 0 | 0 | 294000 | 272000 | [7 empty] | 0
3 |  | 16868 | 9842 | 20 | HC | 2000 | B | OP | 2 | 1970 | WAT |  |  | WAT |  |  | 0 | 2000 | 2000 | 0 |  | 0 | 0 | 0 | 0 | 0 | 0 | [6 empty] | 0 | 0 | 0 | 11 | 1969 | 0 | 0 | E | [6 empty] | 0
3 |  | 16868 | 9906 | 1 | ST | 3000 |  |  | 99 | 1907 |  |  |  | PET |  |  | 0 | 0 | 0 | 0 | RE | 0 | 0 | 0 | 0 | 0 | 0 | [6 empty] | 0 | 0 | 0 | 0 | 1907 | 0 | 0 | E | [6 empty] | 0
3 |  | 16868 | 9906 | 2 | ST | 8000 |  |  | 99 | 1908 |  |  |  | PET |  |  | 0 | 0 | 0 | 0 | RE | 0 | 0 | 0 | 0 | 0 | 0 | [6 empty] | 0 | 0 | 0 | 0 | 1908 | 0 | 0 | E | [6 empty] | 0
3 |  | 16868 | 9906 | 3 | ST | 10000 |  |  | 99 | 1917 |  |  |  | PET |  |  | 0 | 0 | 0 | 0 | RE | 0 | 0 | 0 | 0 | 0 | 0 | [6 empty] | 0 | 0 | 0 | 0 | 1917 | 0 | 0 | E | [6 empty] | 0
3 |  | 16868 | 9907 | 11 | ST | 7500 | P |  | 88 | 1914 | FO6 |  |  | FO6 |  |  | 48300 | 7000 | 7000 | 0 | RE | 12 | 1987 | 0 | 0 | 0 | 0 | [6 empty] | 0 | 0 | 0 | 0 | 1914 | 0 | 0 | E | [6 empty] | 0
3 |  | 16868 | 9907 | 12 | ST | 10000 | P |  | 88 | 1918 | FO6 |  |  | FO6 |  |  | 48300 | 8000 | 8000 | 0 | RE | 12 | 1987 | 0 | 0 | 0 | 0 | [6 empty] | 0 | 0 | 0 | 0 | 1918 | 0 | 0 | E | [6 empty] | 0
3 |  | 16868 | 9907 | 13 | ST | 12500 | P |  | 88 | 1921 | FO6 |  |  | FO6 |  |  | 48300 | 11000 | 11000 | 0 | RE | 12 | 1987 | 0 | 0 | 0 | 0 | [6 empty] | 0 | 0 | 0 | 0 | 1921 | 0 | 0 | E | [6 empty] | 0
3 |  | 16873 | 1853 | 1 | IC | 1000 | C | SB | 3 | 1961 | FO2 |  |  | NG | FO2 |  | 10000 | 900 | 1000 | 0 |  | 0 | 0 | 0 | 0 | 0 | 0 | [6 empty] | 0 | 0 | 0 | 2 | 1961 | 0 | 0 | E | [6 empty] | 0
3 |  | 16873 | 1853 | 2 | IC | 900 | C | SB | 6 | 1947 | FO2 |  |  | FO2 |  |  | 11000 | 800 | 900 | 0 |  | 0 | 0 | 0 | 0 | 0 | 0 | [6 empty] | 0 | 0 | 0 | 5 | 1947 | 0 | 0 | E | [6 empty] | 0
3 |  | 16873 | 1853 | 3 | IC | 1136 | C | SB | 8 | 1966 | FO2 |  |  | NG | FO2 |  | 10000 | 1136 | 1135 | 0 |  | 0 | 0 | 0 | 0 | 0 | 0 | [6 empty] | 0 | 0 | 0 | 7 | 1966 | 0 | 0 | E | [6 empty] | 0
3 |  | 16873 | 1853 | 4 | IC | 1360 | C | SB | 10 | 1966 | FO2 |  |  | NG | FO2 |  | 9800 | 1250 | 1300 | 0 |  | 0 | 0 | 0 | 0 | 0 | 0 | [6 empty] | 0 | 0 | 0 | 9 | 1966 | 0 | 0 | E | [6 empty] | 0
3 |  | 16873 | 1853 | 5 | IC | 1136 | C | SB | 9 | 1979 | FO2 |  |  | NG | FO2 |  | 9800 | 1050 | 1136 | 0 |  | 0 | 0 | 0 | 0 | 0 | 0 | [6 empty] | 0 | 0 | 0 | 8 | 1979 | 0 | 0 | E | [6 empty] | 0
3 |  | 16873 | 1853 | 6 | IC | 670 | C | SB | 4 | 1967 | FO2 |  |  | NG | FO2 |  | 9800 | 600 | 650 | 0 |  | 0 | 0 | 0 | 0 | 0 | 0 | [6 empty] | 0 | 0 | 0 | 3 | 1967 | 0 | 0 | E | [6 empty] | 0
3 |  | 16873 | 7806 | 1 | IC | 1136 | C | SB | 6 | 1969 | FO2 |  |  | NG | FO2 |  | 10200 | 1050 | 1136 | 0 |  | 0 | 0 | 0 | 0 | 0 | 0 | [6 empty] | 0 | 0 | 0 | 5 | 1969 | 0 | 0 | E | [6 empty] | 0
3 |  | 16873 | 7806 | 2 | IC | 1136 | C | SB | 6 | 1969 | FO2 |  |  | NG | FO2 |  | 10200 | 1050 | 1136 | 0 |  | 0 | 0 | 0 | 0 | 0 | 0 | [6 empty] | 0 | 0 | 0 | 5 | 1969 | 0 | 0 | E | [6 empty] | 0
3 |  | 16873 | 7806 | 3 | IC | 1136 | C | SB | 1 | 1988 | FO2 |  |  | FO2 |  |  | 10200 | 1050 | 1136 | 0 |  | 0 | 0 | 0 | 0 | 0 | 0 | [6 empty] | 0 | 0 | 0 | 1 | 1988 | 0 | 0 | [7 empty] | 0
3 |  | 16873 | 7806 | 4 | IC | 1136 | C | SB | 1 | 1988 | FO2 |  |  | FO2 |  |  | 10200 | 1050 | 1136 | 0 |  | 0 | 0 | 0 | 0 | 0 | 0 | [6 empty] | 0 | 0 | 0 | 1 | 1988 | 0 | 0 | [7 empty] | 0
3 |  | 16877 | 686 | IC1 | IC | 400 | P |  | 1 | 1942 | FO2 |  |  | FO2 |  |  | 12000 | 400 | 400 | 0 | RE | 12 | 1986 | 0 | 0 | 0 | 0 | [6 empty] | 0 | 0 | 0 | 12 | 1941 | 0 | 0 | E | [6 empty] | 0
3 |  | 16877 | 686 | IC2 | IC | 1070 | P |  | 1 | 1942 | FO2 |  |  | FO2 |  |  | 12000 | 856 | 856 | 0 | RE | 2 | 1991 | 0 | 0 | 0 | 0 | [6 empty] | 0 | 0 | 0 | 12 | 1941 | 0 | 0 | [7 empty] | 0
3 |  | 16877 | 686 | IC3 | IC | 1585 | P |  | 1 | 1958 | FO2 |  |  | FO2 |  |  | 12000 | 1300 | 1300 | 0 | RE | 2 | 1991 | 0 | 0 | 0 | 0 | [6 empty] | 0 | 0 | 0 | 12 | 1957 | 0 | 0 | [7 empty] | 0
3 |  | 16877 | 686 | IC4 | IC | 600 | P |  | 1 | 1956 | FO2 |  |  | FO2 |  |  | 12000 | 600 | 600 | 0 | RE | 2 | 1991 | 0 | 0 | 0 | 0 | [6 empty] | 0 | 0 | 0 | 12 | 1955 | 0 | 0 | [7 empty] | 0
3 |  | 16877 | 686 | IC6 | IC | 2000 | P |  | 1 | 1957 | FO2 |  |  | FO2 |  |  | 12000 | 2000 | 2000 | 0 | RE | 2 | 1991 | 0 | 0 | 0 | 0 | [6 empty] | 0 | 0 | 0 | 12 | 1956 | 0 | 0 | [7 empty] | 0
3 |  | 16877 | 686 | IC7 | IC | 2000 | P |  | 1 | 1958 | FO2 |  |  | FO2 | NG |  | 12000 | 2000 | 2000 | 0 | RE | 2 | 1991 | 0 | 0 | 0 | 0 | [6 empty] | 0 | 0 | 0 | 12 | 1957 | 0 | 0 | [7 empty] | 0
3 |  | 16877 | 686 | IC8 | IC | 2000 | P |  | 1 | 1958 | FO2 |  |  | FO2 |  |  | 12000 | 2000 | 2000 | 0 | RE | 2 | 1991 | 0 | 0 | 0 | 0 | [6 empty] | 0 | 0 | 0 | 12 | 1957 | 0 | 0 | [7 empty] | 0
3 |  | 16877 | 686 | IC9 | IC | 2750 | P |  | 1 | 1969 | FO2 |  |  | FO2 |  |  | 12000 | 2750 | 2750 | 0 | RE | 2 | 1991 | 0 | 0 | 0 | 0 | [6 empty] | 0 | 0 | 0 | 12 | 1968 | 0 | 0 | [7 empty] | 0
3 |  | 16900 | 3616 | HY1 | HC | 250 |  | SB | 88 | 1926 |  |  |  | WAT |  |  | 0 | 250 | 250 | 0 |  | 0 | 0 | 0 | 0 | 0 | 0 | [6 empty] | 0 | 0 | 0 | 0 | 1926 | 0 | 0 | E | [6 empty] | 0
3 |  | 16900 | 3616 | I-1 | IC | 250 |  | SB | 1 | 1900 | FO2 |  |  | FO2 |  |  | 0 | 250 | 250 | 0 |  | 0 | 0 | 0 | 0 | 0 | 0 | [6 empty] | 0 | 0 | 0 | 12 | 1899 | 0 | 0 | E | [6 empty] | 0
3 |  | 16905 | 7177 | 1 | HC | 150 | B | OP | 9 | 1981 |  |  |  | WAT |  |  | 0 | 150 | 150 | 0 |  | 0 | 0 | 0 | 0 | 0 | 0 | [6 empty] | 0 | 0 | 0 | 8 | 1981 | 0 | 0 | [7 empty] | 0
3 |  | 16905 | 7177 | 2 | HC | 400 | B | OP | 11 | 1985 |  |  |  | WAT |  |  | 0 | 400 | 400 | 0 |  | 0 | 0 | 0 | 0 | 0 | 0 | [6 empty] | 0 | 0 | 0 | 11 | 1985 | 0 | 0 | [7 empty] | 0
3 |  | 16905 | 7177 | 3 | HC | 400 | B | OP | 11 | 1985 |  |  |  | WAT |  |  | 0 | 400 | 400 | 0 |  | 0 | 0 | 0 | 0 | 0 | 0 | [6 empty] | 0 | 0 | 0 | 11 | 1985 | 0 | 0 | [7 empty] | 0
3 |  | 16955 | 92 | 1 | IC | 1500 | C | SB | 4 | 1965 | FO2 | FO1 |  | FO2 | FO1 |  | 15000 | 1000 | 1200 | 0 |  | 0 | 0 | 0 | 0 | 0 | 0 | [6 empty] | 0 | 0 | 0 | 3 | 1965 | 0 | 0 | E | [6 empty] | 0
3 |  | 16955 | 92 | 2 | IC | 1500 | C | SB | 4 | 1965 | FO2 | FO1 |  | FO2 | FO1 |  | 15000 | 1000 | 1200 | 0 |  | 0 | 0 | 0 | 0 | 0 | 0 | [6 empty] | 0 | 0 | 0 | 3 | 1965 | 0 | 0 | E | [6 empty] | 0
3 |  | 16955 | 92 | 3 | IC | 2500 | C | SB | 4 | 1975 | FO2 | FO1 |  | FO2 | FO1 |  | 15000 | 2500 | 2500 | 0 |  | 0 | 0 | 0 | 0 | 0 | 0 | [6 empty] | 0 | 0 | 0 | 3 | 1975 | 0 | 0 | E | [6 empty] | 0
3 |  | 16955 | 92 | 4 | IC | 2500 | C | SB | 3 | 1986 | FO2 | FO1 |  | FO2 | FO1 |  | 15000 | 2500 | 2500 | 0 |  | 0 | 0 | 3 | 1985 | 2 | 1986 | DE | [5 empty] | 0 | 0 | 0 | 2 | 1986 | 0 | 0 | [7 empty] | 0
3 |  | 16955 | 92 | 5 | IC | 2500 | C | SB | 3 | 1985 | FO2 | FO1 |  | FO2 | FO1 |  | 15000 | 2500 | 2500 | 0 |  | 0 | 0 | 0 | 0 | 0 | 0 | [6 empty] | 0 | 0 | 0 | 2 | 1985 | 0 | 0 | E | [6 empty] | 0
3 |  | 16988 | 1324 | 1 | IC | 1042 | C | OP | 11 | 1970 | FO2 |  |  | FO2 | NG |  | 11969 | 900 | 1000 | 0 |  | 0 | 0 | 0 | 0 | 0 | 0 | [6 empty] | 0 | 0 | 0 | 10 | 1970 | 0 | 0 | E | [6 empty] | 0
3 |  | 16988 | 1324 | 2 | IC | 1000 | C | OP | 88 | 1964 | FO2 |  |  | FO2 | NG |  | 11969 | 1000 | 1000 | 0 |  | 0 | 0 | 0 | 0 | 0 | 0 | [6 empty] | 0 | 0 | 0 | 0 | 1964 | 0 | 0 | E | [6 empty] | 0
3 |  | 16988 | 1324 | 3 | IC | 400 | C | OP | 88 | 1958 | FO2 |  |  | FO2 | NG |  | 11969 | 400 | 400 | 0 |  | 0 | 0 | 0 | 0 | 0 | 0 | [6 empty] | 0 | 0 | 0 | 0 | 1958 | 0 | 0 | E | [6 empty] | 0
3 |  | 16988 | 1324 | 4 | IC | 675 | C | OP | 88 | 1951 | FO2 |  |  | FO2 | NG |  | 11969 | 600 | 625 | 0 |  | 0 | 0 | 0 | 0 | 0 | 0 | [6 empty] | 0 | 0 | 0 | 0 | 1951 | 0 | 0 | E | [6 empty] | 0
3 |  | 17035 | 2157 | 1 | IC | 1000 |  |  | 99 | 1957 |  |  |  | UNK |  |  | 0 | 0 | 0 | 0 | RE | 1 | 1975 | 0 | 0 | 0 | 0 | [6 empty] | 0 | 0 | 0 | 0 | 1957 | 0 | 0 | E | [6 empty] | 0
3 |  | 17043 | 2943 | 1 | ST | 12500 | B | OP | 8 | 1967 | NG |  |  | BIT |  |  | 12840 | 12500 | 11500 | 0 |  | 0 | 0 | 0 | 0 | 0 | 0 | [6 empty] | 0 | 0 | 0 | 6 | 1967 | 0 | 0 | E | [6 empty] | 0
3 |  | 17043 | 2943 | 2 | ST | 12500 | B | OP | 5 | 1973 | NG |  |  | BIT |  |  | 12840 | 12500 | 11500 | 0 |  | 0 | 0 | 0 | 0 | 0 | 0 | [6 empty] | 0 | 0 | 0 | 2 | 1973 | 0 | 0 | E | [6 empty] | 0
3 |  | 17043 | 2943 | 3 | ST | 5000 | P | SC | 4 | 1948 | NG |  |  | BIT |  |  | 0 | 5001 | 5115 | 0 |  | 0 | 0 | 0 | 0 | 0 | 0 | [6 empty] | 0 | 0 | 0 | 3 | 1948 | 0 | 0 | E | E | E |  |  |  |  | 0
3 |  | 17043 | 2943 | 4 | ST | 7500 | C | OP | 6 | 1954 | NG |  |  | BIT |  |  | 13701 | 6500 | 6500 | 0 |  | 0 | 0 | 0 | 0 | 0 | 0 | [6 empty] | 0 | 0 | 0 | 5 | 1954 | 0 | 0 | E | [6 empty] | 0
3 |  | 17043 | 2943 | IC1 | IC | 3000 | P | OP | 6 | 1963 | FO2 |  |  | FO2 |  |  | 9500 | 3300 | 3300 | 0 |  | 0 | 0 | 0 | 0 | 0 | 0 | [6 empty] | 0 | 0 | 0 | 5 | 1963 | 0 | 0 | E | [6 empty] | 0
3 |  | 17106 | 2099 | 1 | HC | 1500 |  | OP | 11 | 1930 |  |  |  | WAT |  |  | 0 | 1500 | 1500 | 0 |  | 0 | 0 | 0 | 0 | 0 | 0 | [6 empty] | 0 | 0 | 0 | 8 | 1930 | 0 | 0 | E | [6 empty] | 0
3 |  | 17106 | 2099 | 2 | HC | 1500 |  | OP | 11 | 1930 |  |  |  | WAT |  |  | 0 | 1500 | 1500 | 0 |  | 0 | 0 | 0 | 0 | 0 | 0 | [6 empty] | 0 | 0 | 0 | 8 | 1930 | 0 | 0 | E | [6 empty] | 0
3 |  | 17127 | 6125 | 1 | IC | 2800 | P | OP | 11 | 1969 | FO2 |  |  | FO2 |  |  | 10094 | 2800 | 2800 | 0 |  | 0 | 0 | 0 | 0 | 0 | 0 | [6 empty] | 0 | 0 | 0 | 10 | 1969 | 0 | 0 | E | [6 empty] | 0
3 |  | 17127 | 6125 | 2 | IC | 2800 | P | OP | 11 | 1969 | FO2 |  |  | FO2 |  |  | 10094 | 2800 | 2800 | 0 |  | 0 | 0 | 0 | 0 | 0 | 0 | [6 empty] | 0 | 0 | 0 | 10 | 1969 | 0 | 0 | E | [6 empty] | 0
3 |  | 17127 | 6125 | 3 | IC | 2800 | P | OP | 12 | 1975 | FO2 |  |  | FO2 |  |  | 10094 | 2800 | 2800 | 0 |  | 0 | 0 | 0 | 0 | 0 | 0 | [6 empty] | 0 | 0 | 0 | 11 | 1975 | 0 | 0 | E | [6 empty] | 0
3 |  | 17127 | 6125 | 4 | IC | 2800 | P | OP | 12 | 1975 | FO2 |  |  | FO2 |  |  | 10094 | 2800 | 2800 | 0 |  | 0 | 0 | 0 | 0 | 0 | 0 | [6 empty] | 0 | 0 | 0 | 11 | 1975 | 0 | 0 | E | [6 empty] | 0
3 |  | 17127 | 6125 | 5 | IC | 2800 | P | OP | 5 | 1978 | FO2 |  |  | FO2 |  |  | 10094 | 2800 | 2800 | 0 |  | 0 | 0 | 0 | 0 | 0 | 0 | [6 empty] | 0 | 0 | 0 | 4 | 1978 | 0 | 0 | E | [6 empty] | 0
3 |  | 17141 | 1184 | 1 | ST | 2500 |  |  | 88 | 1948 |  |  |  | BIT | NG |  | 0 | 0 | 0 | 0 | RE | 7 | 1984 | 0 | 0 | 0 | 0 | [6 empty] | 0 | 0 | 0 | 0 | 1948 | 0 | 0 | E | [6 empty] | 0
3 |  | 17141 | 1184 | 2 | IC | 2070 | P | SB | 9 | 1971 | FO2 |  |  | FO2 | NG |  | 9700 | 1900 | 2100 | 0 |  | 0 | 0 | 0 | 0 | 0 | 0 | [6 empty] | 0 | 0 | 0 | 8 | 1971 | 0 | 0 | E | [6 empty] | 0
3 |  | 17141 | 1184 | 3 | IC | 1250 | P | SB | 4 | 1987 | FO2 |  |  | FO2 |  |  | 9500 | 1139 | 1240 | 0 |  | 0 | 0 | 1 | 1987 | 1 | 1987 | [6 empty] | 0 | 0 | 0 | 1 | 1987 | 0 | 0 | [7 empty] | 0
3 |  | 17141 | 7060 | 4 | IC | 1136 | P | SB | 12 | 1987 | FO2 |  |  | FO2 | NG |  | 9500 | 1020 | 1120 | 0 |  | 0 | 0 | 0 | 0 | 0 | 0 | [6 empty] | 0 | 0 | 0 | 12 | 1987 | 1000 | 1000 | [7 empty] | 0
3 |  | 17149 | 2302 | 1 | IC | 1200 |  | SB | 88 | 1949 | FO2 |  |  | NG | FO2 |  | 1121 | 800 | 850 | 0 |  | 0 | 0 | 0 | 0 | 0 | 0 | [6 empty] | 0 | 0 | 0 | 0 | 1949 | 0 | 0 | E | [6 empty] | 0
3 |  | 17149 | 2302 | 2 | IC | 2200 |  | SB | 88 | 1952 | FO2 |  |  | NG | FO2 |  | 1121 | 2000 | 2100 | 0 |  | 0 | 0 | 0 | 0 | 0 | 0 | [6 empty] | 0 | 0 | 0 | 0 | 1952 | 0 | 0 | E | [6 empty] | 0
3 |  | 17149 | 2302 | 3 | IC | 800 |  | SB | 88 | 1931 | FO2 |  |  | FO2 |  |  | 11916 | 600 | 650 | 0 |  | 0 | 0 | 0 | 0 | 0 | 0 | [6 empty] | 0 | 0 | 0 | 0 | 1931 | 0 | 0 | E | [6 empty] | 0
3 |  | 17149 | 2302 | 4 | IC | 1000 |  | SB | 88 | 1947 | FO2 |  |  | NG | FO2 |  | 1121 | 750 | 800 | 0 |  | 0 | 0 | 0 | 0 | 0 | 0 | [6 empty] | 0 | 0 | 0 | 0 | 1947 | 0 | 0 | E | [6 empty] | 0
3 |  | 17149 | 2302 | 5 | IC | 3100 |  | SB | 88 | 1956 | FO2 |  |  | NG | FO2 |  | 1121 | 2750 | 2800 | 0 |  | 0 | 0 | 0 | 0 | 0 | 0 | [6 empty] | 0 | 0 | 0 | 0 | 1956 | 0 | 0 | E | [6 empty] | 0
3 |  | 17166 | 2320 | 1 | IC | 2000 |  |  | 99 | 1944 |  |  |  | FO2 |  |  | 0 | 0 | 0 | 0 | RE | 0 | 0 | 0 | 0 | 0 | 0 | [6 empty] | 0 | 0 | 0 | 0 | 1944 | 0 | 0 | E | [6 empty] | 0
3 |  | 17166 | 2323 | 1 | IC | 1000 | P | SB | 88 | 1949 | FO2 |  |  | FO2 |  |  | 0 | 915 | 1035 | 0 |  | 0 | 0 | 0 | 0 | 0 | 0 | [6 empty] | 0 | 0 | 0 | 0 | 1949 | 0 | 0 | E | E | E |  |  |  |  | 0
3 |  | 17166 | 2323 | 2 | IC | 500 |  |  | 88 | 1942 |  |  |  | FO2 |  |  | 0 | 0 | 0 | 1000 | RE | 4 | 1984 | 0 | 0 | 0 | 0 |  |  |  | FO2 |  |  | 0 | 0 | 0 | 0 | 1942 | 0 | 0 | E | [6 empty] | 0
3 |  | 17166 | 2323 | 3 | IC | 1000 | P | OP | 88 | 1947 | FO2 |  |  | FO2 |  |  | 0 | 915 | 1035 | 0 |  | 0 | 0 | 0 | 0 | 0 | 0 | [6 empty] | 0 | 0 | 0 | 0 | 1947 | 0 | 0 | E | E | E |  |  |  |  | 0
3 |  | 17166 | 2323 | 4 | IC | 1450 | P | SB | 88 | 1954 | FO2 |  |  | FO2 |  |  | 0 | 1331 | 1515 | 0 |  | 0 | 0 | 0 | 0 | 0 | 0 | [6 empty] | 0 | 0 | 0 | 0 | 1954 | 0 | 0 | E | E | E |  |  |  |  | 0
3 |  | 17166 | 2323 | 5 | IC | 500 |  |  | 88 | 1935 |  |  |  | FO2 |  |  | 0 | 0 | 0 | 500 | RE | 4 | 1984 | 0 | 0 | 0 | 0 |  |  |  | FO2 |  |  | 0 | 0 | 0 | 0 | 1935 | 0 | 0 | E | [6 empty] | 0
3 |  | 17166 | 2323 | 6 | IC | 500 | P | SB | 88 | 1935 | FO2 |  |  | FO2 |  |  | 0 | 454 | 508 | 0 |  | 0 | 0 | 0 | 0 | 0 | 0 | [6 empty] | 0 | 0 | 0 | 0 | 1935 | 0 | 0 | E | E | E |  |  |  |  | 0
3 |  | 17166 | 2330 | 1 | ST | 105174 | C | OP | 9 | 1968 | NG | FO6 |  | NG |  |  | 10250 | 113000 | 113000 | 0 |  | 0 | 0 | 0 | 0 | 0 | 0 | [6 empty] | 0 | 0 | 0 | 7 | 1968 | 0 | 0 | E | [6 empty] | 0
3 |  | 17166 | 2330 | 2 | ST | 105174 | B | OP | 9 | 1971 | NG |  |  | NG | FO6 |  | 10288 | 113000 | 113000 | 0 |  | 0 | 0 | 0 | 0 | 0 | 0 | [6 empty] | 0 | 0 | 0 | 6 | 1971 | 0 | 0 | E | [6 empty] | 0
3 |  | 17166 | 2336 | 3 | ST | 109640 | C | OP | 10 | 1974 | NG |  |  | NG | FO6 |  | 10569 | 114000 | 114000 | 0 |  | 0 | 0 | 0 | 0 | 0 | 0 | [6 empty] | 0 | 0 | 0 | 7 | 1974 | 0 | 0 | E | [6 empty] | 0
3 |  | 17166 | 2336 | GT1 | GT | 12500 | P | OP | 88 | 1961 | FO2 |  |  | FO2 |  |  | 0 | 10000 | 11000 | 0 |  | 0 | 0 | 0 | 0 | 0 | 0 | [6 empty] | 0 | 0 | 0 | 0 | 1961 | 0 | 0 | E | [6 empty] | 0
3 |  | 17166 | 2336 | GT2 | GT | 12500 | P | OP | 88 | 1962 | FO2 |  |  | FO2 |  |  | 0 | 10000 | 11000 | 0 |  | 0 | 0 | 0 | 0 | 0 | 0 | [6 empty] | 0 | 0 | 0 | 0 | 1962 | 0 | 0 | E | [6 empty] | 0
3 |  | 17166 | 2336 | ST1 | ST | 53000 | C | OP | 8 | 1963 | NG |  |  | NG | FO6 |  | 11970 | 53000 | 53000 | 0 |  | 0 | 0 | 0 | 0 | 0 | 0 | [6 empty] | 0 | 0 | 0 | 6 | 1963 | 0 | 0 | E | [6 empty] | 0
3 |  | 17166 | 2336 | ST2 | ST | 80000 | C | OP | 10 | 1965 | NG |  |  | NG | FO6 |  | 11065 | 83000 | 83000 | 0 |  | 0 | 0 | 0 | 0 | 0 | 0 | [6 empty] | 0 | 0 | 0 | 8 | 1965 | 0 | 0 | E | [6 empty] | 0
3 |  | 17166 | 6509 | 1 | IC | 2000 | P | OP | 88 | 1963 | FO2 |  |  | FO2 |  |  | 10180 | 1800 | 2000 | 0 |  | 0 | 0 | 0 | 0 | 0 | 0 | [6 empty] | 0 | 0 | 0 | 0 | 1963 | 0 | 0 | E | [6 empty] | 0
3 |  | 17166 | 6509 | 2 | IC | 2000 | P | OP | 88 | 1963 | FO2 |  |  | FO2 |  |  | 10180 | 1800 | 2000 | 0 |  | 0 | 0 | 0 | 0 | 0 | 0 | [6 empty] | 0 | 0 | 0 | 0 | 1963 | 0 | 0 | E | [6 empty] | 0
3 |  | 17166 | 6509 | 3 | IC | 2000 | P | OP | 88 | 1963 | FO2 |  |  | FO2 |  |  | 10180 | 1800 | 2000 | 0 |  | 0 | 0 | 0 | 0 | 0 | 0 | [6 empty] | 0 | 0 | 0 | 0 | 1963 | 0 | 0 | E | [6 empty] | 0
3 |  | 17166 | 6509 | 4 | IC | 2000 | P | OP | 88 | 1964 | FO2 |  |  | FO2 |  |  | 10180 | 1800 | 2000 | 0 |  | 0 | 0 | 0 | 0 | 0 | 0 | [6 empty] | 0 | 0 | 0 | 0 | 1964 | 0 | 0 | E | [6 empty] | 0
3 |  | 17166 | 6510 | 1 | IC | 2000 | P | OP | 88 | 1960 | FO2 |  |  | FO2 |  |  | 10428 | 1800 | 2000 | 0 |  | 0 | 0 | 0 | 0 | 0 | 0 | [6 empty] | 0 | 0 | 0 | 0 | 1960 | 0 | 0 | E | [6 empty] | 0
3 |  | 17166 | 6510 | 2 | IC | 2000 | P | OP | 88 | 1960 | FO2 |  |  | FO2 |  |  | 10428 | 1800 | 2000 | 0 |  | 0 | 0 | 0 | 0 | 0 | 0 | [6 empty] | 0 | 0 | 0 | 0 | 1960 | 0 | 0 | E | [6 empty] | 0
3 |  | 17166 | 6510 | 3 | IC | 2000 | P | OP | 88 | 1960 | FO2 |  |  | FO2 |  |  | 10428 | 1800 | 2000 | 0 |  | 0 | 0 | 0 | 0 | 0 | 0 | [6 empty] | 0 | 0 | 0 | 0 | 1960 | 0 | 0 | E | [6 empty] | 0
3 |  | 17166 | 6511 | 1 | IC | 2000 | P | OP | 88 | 1966 | FO2 | NG |  | FO2 | NG |  | 0 | 1700 | 1800 | 0 |  | 0 | 0 | 0 | 0 | 0 | 0 | [6 empty] | 0 | 0 | 0 | 0 | 1966 | 0 | 0 | E | [6 empty] | 0
3 |  | 17166 | 6512 | 1 | HC | 1400 | B | OP | 88 | 1933 | WAT |  |  | WAT |  |  | 0 | 1250 | 1250 | 0 |  | 0 | 0 | 0 | 0 | 0 | 0 | [6 empty] | 0 | 0 | 0 | 0 | 1933 | 0 | 0 | E | [6 empty] | 0
3 |  | 17166 | 6512 | 2 | HC | 1400 | B | OP | 88 | 1933 | WAT |  |  | WAT |  |  | 0 | 1250 | 1250 | 0 |  | 0 | 0 | 0 | 0 | 0 | 0 | [6 empty] | 0 | 0 | 0 | 0 | 1933 | 0 | 0 | E | [6 empty] | 0
3 |  | 17166 | 6513 | 1 | HC | 2000 | B | OP | 88 | 1914 | WAT |  |  | WAT |  |  | 0 | 2250 | 2250 | 0 |  | 0 | 0 | 0 | 0 | 0 | 0 | [6 empty] | 0 | 0 | 0 | 0 | 1914 | 0 | 0 | E | [6 empty] | 0
3 |  | 17166 | 6514 | 1 | IC | 2750 | P | OP | 88 | 1968 | FO2 |  |  | FO2 |  |  | 11803 | 2400 | 2750 | 0 |  | 0 | 0 | 0 | 0 | 0 | 0 | [6 empty] | 0 | 0 | 0 | 0 | 1968 | 0 | 0 | E | [6 empty] | 0
3 |  | 17166 | 6514 | 2 | IC | 2750 | P | OP | 88 | 1968 | FO2 |  |  | FO2 |  |  | 11803 | 2400 | 2750 | 0 |  | 0 | 0 | 0 | 0 | 0 | 0 | [6 empty] | 0 | 0 | 0 | 0 | 1968 | 0 | 0 | E | [6 empty] | 0
3 |  | 17166 | 6518 | 1 | IC | 2750 | P | OP | 88 | 1969 | FO2 |  |  | FO2 |  |  | 11100 | 2600 | 2750 | 0 |  | 0 | 0 | 0 | 0 | 0 | 0 | [6 empty] | 0 | 0 | 0 | 0 | 1969 | 0 | 0 | E | [6 empty] | 0
3 |  | 17166 | 6518 | 2 | IC | 2750 | P | OP | 88 | 1969 | FO2 |  |  | FO2 |  |  | 11100 | 2600 | 2750 | 0 |  | 0 | 0 | 0 | 0 | 0 | 0 | [6 empty] | 0 | 0 | 0 | 0 | 1969 | 0 | 0 | E | [6 empty] | 0
3 |  | 17166 | 6518 | 3 | IC | 2750 | P | OP | 88 | 1969 | FO2 |  |  | FO2 |  |  | 11100 | 2600 | 2750 | 0 |  | 0 | 0 | 0 | 0 | 0 | 0 | [6 empty] | 0 | 0 | 0 | 0 | 1969 | 0 | 0 | E | [6 empty] | 0
3 |  | 17166 | 6518 | 4 | IC | 2750 | P | OP | 88 | 1969 | FO2 |  |  | FO2 |  |  | 11100 | 2600 | 2750 | 0 |  | 0 | 0 | 0 | 0 | 0 | 0 | [6 empty] | 0 | 0 | 0 | 0 | 1969 | 0 | 0 | E | [6 empty] | 0
3 |  | 17166 | 6518 | 5 | IC | 2750 | P | OP | 88 | 1969 | FO2 |  |  | FO2 |  |  | 11100 | 2600 | 2750 | 0 |  | 0 | 0 | 0 | 0 | 0 | 0 | [6 empty] | 0 | 0 | 0 | 0 | 1969 | 0 | 0 | E | [6 empty] | 0
3 |  | 17166 | 6518 | 6 | IC | 2750 | P | OP | 88 | 1969 | FO2 |  |  | FO2 |  |  | 11100 | 2600 | 2750 | 0 |  | 0 | 0 | 0 | 0 | 0 | 0 | [6 empty] | 0 | 0 | 0 | 0 | 1969 | 0 | 0 | E | [6 empty] | 0
3 |  | 17166 | 6521 | 1 | HC | 800 | B | OP | 88 | 1911 | WAT |  |  | WAT |  |  | 0 | 633 | 748 | 0 |  | 0 | 0 | 0 | 0 | 0 | 0 | [6 empty] | 0 | 0 | 0 | 0 | 1911 | 0 | 0 | E |  | E |  |  |  |  | 0
3 |  | 17166 | 6521 | 2 | HC | 800 | B | OP | 88 | 1911 | WAT |  |  | WAT |  |  | 0 | 633 | 748 | 0 |  | 0 | 0 | 0 | 0 | 0 | 0 | [6 empty] | 0 | 0 | 0 | 0 | 1911 | 0 | 0 | E |  | E |  |  |  |  | 0
3 |  | 17166 | 6521 | 3 | HC | 800 | B | OP | 88 | 1911 | WAT |  |  | WAT |  |  | 0 | 633 | 748 | 0 |  | 0 | 0 | 0 | 0 | 0 | 0 | [6 empty] | 0 | 0 | 0 | 0 | 1911 | 0 | 0 | E |  | E |  |  |  |  | 0
3 |  | 17166 | 6521 | IC1 | IC | 1000 | P | OS | 88 | 1949 | FO2 |  |  | FO2 |  |  | 0 | 915 | 1035 | 0 |  | 0 | 0 | 0 | 0 | 0 | 0 | [6 empty] | 0 | 0 | 0 | 0 | 1949 | 0 | 0 | E | E | E |  |  |  |  | 0
3 |  | 17166 | 6521 | IC2 | IC | 1000 | P | OS | 88 | 1949 | FO2 |  |  | FO2 |  |  | 0 | 915 | 1035 | 0 |  | 0 | 0 | 0 | 0 | 0 | 0 | [6 empty] | 0 | 0 | 0 | 0 | 1949 | 0 | 0 | E | E | E |  |  |  |  | 0
3 |  | 17166 | 6524 | 1 | IC | 2000 | P | OP | 88 | 1965 | FO2 |  |  | FO2 |  |  | 10336 | 1800 | 2000 | 0 |  | 0 | 0 | 0 | 0 | 0 | 0 | [6 empty] | 0 | 0 | 0 | 0 | 1965 | 0 | 0 | E | [6 empty] | 0
3 |  | 17166 | 6524 | 2 | IC | 2000 | P | OP | 88 | 1965 | FO2 |  |  | FO2 |  |  | 10336 | 1800 | 2000 | 0 |  | 0 | 0 | 0 | 0 | 0 | 0 | [6 empty] | 0 | 0 | 0 | 0 | 1965 | 0 | 0 | E | [6 empty] | 0
3 |  | 17166 | 6524 | 3 | IC | 2000 | P | OP | 88 | 1965 | FO2 |  |  | FO2 |  |  | 10336 | 1800 | 2000 | 0 |  | 0 | 0 | 0 | 0 | 0 | 0 | [6 empty] | 0 | 0 | 0 | 0 | 1965 | 0 | 0 | E | [6 empty] | 0
3 |  | 17166 | 6530 | 1 | IC | 2000 | P | OP | 88 | 1960 | FO2 |  |  | FO2 |  |  | 10215 | 1800 | 2000 | 0 |  | 0 | 0 | 0 | 0 | 0 | 0 | [6 empty] | 0 | 0 | 0 | 0 | 1960 | 0 | 0 | E | [6 empty] | 0
3 |  | 17166 | 6530 | 2 | IC | 2000 | P | OP | 88 | 1960 | FO2 |  |  | FO2 |  |  | 10215 | 1800 | 2000 | 0 |  | 0 | 0 | 0 | 0 | 0 | 0 | [6 empty] | 0 | 0 | 0 | 0 | 1960 | 0 | 0 | E | [6 empty] | 0
3 |  | 17166 | 6530 | 3 | IC | 2000 | P | OP | 88 | 1960 | FO2 |  |  | FO2 |  |  | 10215 | 1800 | 2000 | 0 |  | 0 | 0 | 0 | 0 | 0 | 0 | [6 empty] | 0 | 0 | 0 | 0 | 1960 | 0 | 0 | E | [6 empty] | 0
3 |  | 17166 | 6531 | 1 | HC | 2400 | B | OP | 88 | 1911 | WAT |  |  | WAT |  |  | 0 | 2150 | 2150 | 0 |  | 0 | 0 | 0 | 0 | 0 | 0 | [6 empty] | 0 | 0 | 0 | 0 | 1911 | 0 | 0 | E | [6 empty] | 0
3 |  | 17166 | 6532 | 1 | HC | 750 | B | OS | 88 | 1904 | WAT |  |  | WAT |  |  | 0 | 750 | 750 | 0 |  | 0 | 0 | 0 | 0 | 0 | 0 | [6 empty] | 0 | 0 | 0 | 0 | 1904 | 0 | 0 | E | [6 empty] | 0
3 |  | 17166 | 6532 | 2 | HC | 750 | B | OS | 88 | 1904 | WAT |  |  | WAT |  |  | 0 | 750 | 750 | 0 |  | 0 | 0 | 0 | 0 | 0 | 0 | [6 empty] | 0 | 0 | 0 | 0 | 1904 | 0 | 0 | E | [6 empty] | 0
3 |  | 17166 | 6533 | 1 | GT | 14950 | P | OP | 88 | 1970 | NG |  |  | NG |  |  | 22094 | 12000 | 15000 | 0 |  | 0 | 0 | 0 | 0 | 0 | 0 | [6 empty] | 0 | 0 | 0 | 0 | 1970 | 0 | 0 | E | [6 empty] | 0
3 |  | 17166 | 6534 | 1 | HC | 400 | B | OP | 88 | 1955 | WAT |  |  | WAT |  |  | 0 | 425 | 367 | 0 |  | 0 | 0 | 0 | 0 | 0 | 0 | [6 empty] | 0 | 0 | 0 | 0 | 1955 | 0 | 0 | E |  | E |  |  |  |  | 0
3 |  | 17166 | 6534 | 2 | HC | 400 | B | OP | 88 | 1955 | WAT |  |  | WAT |  |  | 0 | 425 | 367 | 0 |  | 0 | 0 | 0 | 0 | 0 | 0 | [6 empty] | 0 | 0 | 0 | 0 | 1955 | 0 | 0 | E |  | E |  |  |  |  | 0
3 |  | 17166 | 8224 | 1 | ST | 254260 | B | OP | 12 | 1981 | FO2 |  |  | SUB |  |  | 9552 | 258000 | 258000 | 0 |  | 0 | 0 | 0 | 0 | 0 | 0 | [6 empty] | 0 | 0 | 0 | 8 | 1981 | 0 | 0 | E | [6 empty] | 0
3 |  | 17166 | 8224 | 2 | ST | 267000 | B | OP | 5 | 1985 | FO2 |  |  | SUB |  |  | 9514 | 274000 | 274000 | 0 |  | 0 | 0 | 10 | 1983 | 6 | 1985 | [6 empty] | 0 | 0 | 0 | 1 | 1985 | 0 | 0 | E | [6 empty] | 0
3 |  | 17177 | 2158 | 1 | ST | 6300 | B |  | 9 | 1959 | WD |  |  | BIT | REF |  | 14700 | 5000 | 5000 | 0 | RE | 1 | 1985 | 0 | 0 | 0 | 0 | [6 empty] | 0 | 0 | 0 | 8 | 1959 | 0 | 0 | E | [6 empty] | 0
3 |  | 17177 | 2158 | IC1 | IC | 2000 | P | SB | 88 | 1965 | FO2 |  |  | FO2 |  |  | 12500 | 2000 | 2000 | 0 |  | 0 | 0 | 0 | 0 | 0 | 0 | [6 empty] | 0 | 0 | 0 | 0 | 1965 | 0 | 0 | E | [6 empty] | 0
3 |  | 17177 | 2158 | IC2 | IC | 2300 | P | SB | 88 | 1967 | FO2 |  |  | FO2 |  |  | 12500 | 2300 | 2300 | 0 |  | 0 | 0 | 0 | 0 | 0 | 0 | [6 empty] | 0 | 0 | 0 | 0 | 1967 | 0 | 0 | E | [6 empty] | 0
3 |  | 17177 | 6597 | 1 | IC | 800 |  |  | 99 | 1937 |  |  |  | FO2 |  |  | 0 | 0 | 0 | 0 | RE | 10 | 1982 | 0 | 0 | 0 | 0 | [6 empty] | 0 | 0 | 0 | 0 | 1937 | 0 | 0 | E | [6 empty] | 0
3 |  | 17177 | 6597 | 2 | IC | 400 |  |  | 99 | 1931 |  |  |  | FO2 | NG |  | 0 | 0 | 0 | 0 | RE | 99 | 1978 | 0 | 0 | 0 | 0 | [6 empty] | 0 | 0 | 0 | 0 | 1931 | 0 | 0 | E | [6 empty] | 0
3 |  | 17177 | 6597 | 3 | IC | 2500 |  |  | 99 | 1946 |  |  |  | FO2 | NG |  | 0 | 0 | 0 | 0 | RE | 10 | 1982 | 0 | 0 | 0 | 0 | [6 empty] | 0 | 0 | 0 | 0 | 1946 | 0 | 0 | E | [6 empty] | 0
3 |  | 17177 | 6597 | 5 | IC | 800 |  |  | 99 | 1949 |  |  |  | FO2 |  |  | 0 | 0 | 0 | 0 | RE | 10 | 1982 | 0 | 0 | 0 | 0 | [6 empty] | 0 | 0 | 0 | 0 | 1949 | 0 | 0 | E | [6 empty] | 0
3 |  | 17177 | 6597 | 6 | IC | 2500 |  |  | 99 | 1940 |  |  |  | FO2 | NG |  | 0 | 0 | 0 | 0 | RE | 10 | 1982 | 0 | 0 | 0 | 0 | [6 empty] | 0 | 0 | 0 | 0 | 1940 | 0 | 0 | E | [6 empty] | 0
3 |  | 17177 | 6768 | 1 | ST | 261000 | B | OP | 9 | 1981 | FO2 |  |  | BIT |  |  | 10651 | 222000 | 222000 | 0 |  | 0 | 0 | 0 | 0 | 0 | 0 | [6 empty] | 0 | 0 | 0 | 5 | 1981 | 0 | 0 | E | [6 empty] | 0
3 |  | 17264 | 1185 | 1 | IC | 360 | P | SB | 88 | 1949 | FO2 |  |  | FO2 | NG |  | 14951 | 250 | 360 | 0 |  | 0 | 0 | 0 | 0 | 0 | 0 | [6 empty] | 0 | 0 | 0 | 0 | 1949 | 0 | 0 | E | [6 empty] | 0
3 |  | 17264 | 1185 | 2 | IC | 360 | P | SB | 88 | 1949 | FO2 |  |  | FO2 | NG |  | 15951 | 250 | 360 | 0 |  | 0 | 0 | 0 | 0 | 0 | 0 | [6 empty] | 0 | 0 | 0 | 0 | 1949 | 0 | 0 | E | [6 empty] | 0
3 |  | 17264 | 1185 | 3 | IC | 745 | P | SB | 88 | 1949 | FO2 |  |  | FO2 | NG |  | 15469 | 700 | 745 | 0 |  | 0 | 0 | 0 | 0 | 0 | 0 | [6 empty] | 0 | 0 | 0 | 0 | 1949 | 0 | 0 | E | [6 empty] | 0
3 |  | 17265 | 6234 | 1 | IC | 200 |  |  | 8 | 1936 | FO2 |  |  | FO2 |  |  | 0 | 180 | 198 | 0 | RE | 1 | 1990 | 0 | 0 | 0 | 0 | [6 empty] | 0 | 0 | 0 | 7 | 1936 | 0 | 0 | E | E | E |  |  |  |  | 0
3 |  | 17265 | 6234 | 2 | IC | 1000 |  |  | 8 | 1936 | FO2 |  |  | FO2 |  |  | 0 | 915 | 915 | 0 | RE | 1 | 1990 | 0 | 0 | 0 | 0 | [6 empty] | 0 | 0 | 0 | 7 | 1936 | 0 | 0 | E | E | E |  |  |  |  | 0
3 |  | 17265 | 6234 | 5 | IC | 700 |  |  | 0 | 1951 |  |  |  | FO2 |  |  | 0 | 638 | 718 | 0 | RE | 1 | 1990 | 0 | 0 | 0 | 0 | [6 empty] | 0 | 0 | 0 | 0 | 1951 | 0 | 0 | E | E | E |  |  |  |  | 0
3 |  | 17265 | 6234 | 6 | IC | 900 |  |  | 0 | 1933 |  |  |  | FO2 |  |  | 0 | 822 | 929 | 0 | RE | 1 | 1990 | 0 | 0 | 0 | 0 | [6 empty] | 0 | 0 | 0 | 0 | 1933 | 0 | 0 | E | E | E |  |  |  |  | 0
3 |  | 17271 | 93 | 1 | HC | 3000 | B | OP | 6 | 1961 | WAT |  |  | WAT |  |  | 0 | 3000 | 3000 | 0 |  | 0 | 0 | 0 | 0 | 0 | 0 | [6 empty] | 0 | 0 | 0 | 3 | 1961 | 0 | 0 | E | [6 empty] | 0
3 |  | 17271 | 93 | 2 | HC | 3000 | B | OP | 6 | 1961 | WAT |  |  | WAT |  |  | 0 | 3000 | 3000 | 0 |  | 0 | 0 | 0 | 0 | 0 | 0 | [6 empty] | 0 | 0 | 0 | 3 | 1961 | 0 | 0 | E | [6 empty] | 0
3 |  | 17271 | 94 | 1 | IC | 300 | P |  | 7 | 1959 | FO2 |  |  | FO2 |  |  | 0 | 300 | 300 | 0 | RE | 6 | 1991 | 0 | 0 | 0 | 0 | [6 empty] | 0 | 0 | 0 | 6 | 1959 | 0 | 0 | E | [6 empty] | 0
3 |  | 17271 | 94 | 2 | IC | 500 | P |  | 9 | 1958 | FO2 |  |  | FO2 |  |  | 0 | 500 | 500 | 0 | RE | 6 | 1991 | 0 | 0 | 0 | 0 | [6 empty] | 0 | 0 | 0 | 8 | 1958 | 0 | 0 | E | [6 empty] | 0
3 |  | 17271 | 94 | 3 | IC | 300 | P |  | 10 | 1960 | FO2 |  |  | FO2 |  |  | 0 | 300 | 300 | 0 | RE | 6 | 1991 | 0 | 0 | 0 | 0 | [6 empty] | 0 | 0 | 0 | 9 | 1960 | 0 | 0 | E | [6 empty] | 0
3 |  | 17271 | 313 | 1 | HC | 9300 | B | OP | 4 | 1982 | WAT |  |  | WAT |  |  | 0 | 9300 | 9300 | 0 |  | 0 | 0 | 0 | 0 | 0 | 0 | [6 empty] | 0 | 0 | 0 | 1 | 1982 | 0 | 0 | E | [6 empty] | 0
3 |  | 17271 | 313 | 2 | HC | 9300 | B | OP | 10 | 1982 | WAT |  |  | WAT |  |  | 0 | 9300 | 9300 | 0 |  | 0 | 0 | 0 | 0 | 0 | 0 | [6 empty] | 0 | 0 | 0 | 7 | 1982 | 0 | 0 | E | [6 empty] | 0
3 |  | 17271 | 6801 | 1 | IC | 2000 | P | OP | 8 | 1979 | FO2 |  |  | FO2 |  |  | 0 | 2000 | 2000 | 0 |  | 0 | 0 | 0 | 0 | 0 | 0 | [6 empty] | 0 | 0 | 0 | 7 | 1979 | 0 | 0 | E | [6 empty] | 0
3 |  | 17271 | 6801 | 2 | IC | 2800 | P | OP | 8 | 1979 | FO2 |  |  | FO2 |  |  | 0 | 2800 | 2800 | 0 |  | 0 | 0 | 0 | 0 | 0 | 0 | [6 empty] | 0 | 0 | 0 | 7 | 1979 | 0 | 0 | E | [6 empty] | 0
3 |  | 17271 | 6801 | 3 | IC | 2800 | P | OP | 8 | 1979 | FO2 |  |  | FO2 |  |  | 0 | 2800 | 2800 | 0 |  | 0 | 0 | 0 | 0 | 0 | 0 | [6 empty] | 0 | 0 | 0 | 7 | 1979 | 0 | 0 | E | [6 empty] | 0
3 |  | 17271 | 7333 | NA1 | HC | 0 |  |  | 0 | 0 | [6 empty] | 0 | 0 | 0 | 670 | CO | 0 | 0 | 4 | 1993 | 4 | 1993 |  |  |  | WAT |  |  | 670 | 670 | 0 | 0 | 0 | 628 | 624 | [7 empty] | 0
3 |  | 17271 | 7334 | NA2 | HC | 0 |  |  | 0 | 0 | [6 empty] | 0 | 0 | 0 | 870 | CO | 0 | 0 | 4 | 1993 | 4 | 1993 |  |  |  | WAT |  |  | 870 | 870 | 0 | 0 | 0 | 823 | 815 | [7 empty] | 0
3 |  | 17280 | 2697 | 1 | IC | 376 |  | SB | 88 | 1941 |  |  |  | FO2 |  |  | 0 | 376 | 376 | 0 |  | 0 | 0 | 0 | 0 | 0 | 0 | [6 empty] | 0 | 0 | 0 | 0 | 1941 | 0 | 0 | E | [6 empty] | 0
3 |  | 17280 | 2697 | 2 | IC | 0 |  |  | 0 | 0 | [6 empty] | 0 | 0 | 0 | 500 | IP | 9 | 1990 | 10 | 1984 | 0 | 0 | FI |  |  | FO2 |  |  | 0 | 0 | 0 | 0 | 0 | 454 | 508 | [7 empty] | 0
3 |  | 17320 | 2011 | 1 | IC | 622 | C | OP | 88 | 1936 | FO2 |  |  | FO2 |  |  | 0 | 622 | 622 | 0 |  | 0 | 0 | 0 | 0 | 0 | 0 | [6 empty] | 0 | 0 | 0 | 0 | 1936 | 0 | 0 | E | [6 empty] | 0
3 |  | 17320 | 2011 | 2 | ST | 2000 | B | OP | 88 | 1946 | FO2 | BIT |  | BIT | FO2 | NG | 17640 | 2000 | 2000 | 0 |  | 0 | 0 | 0 | 0 | 0 | 0 | [6 empty] | 0 | 0 | 0 | 0 | 1946 | 0 | 0 | E | [6 empty] | 0
3 |  | 17320 | 2011 | 3 | IC | 1500 | P | OP | 88 | 1961 | FO2 |  |  | FO2 | NG |  | 0 | 1500 | 1500 | 0 |  | 0 | 0 | 0 | 0 | 0 | 0 | [6 empty] | 0 | 0 | 0 | 0 | 1961 | 0 | 0 | E | [6 empty] | 0
3 |  | 17320 | 2011 | 4 | ST | 1250 |  |  | 88 | 1960 |  |  |  | BIT | FO2 | NG | 0 | 1200 | 1200 | 0 | RE | 7 | 1986 | 0 | 0 | 0 | 0 | [6 empty] | 0 | 0 | 0 | 0 | 1960 | 0 | 0 | E | [6 empty] | 0
3 |  | 17493 | 845 | 1 | HC | 200 |  |  | 99 | 1916 |  |  |  | WAT |  |  | 0 | 175 | 175 | 0 | RE | 12 | 1986 | 0 | 0 | 0 | 0 | [6 empty] | 0 | 0 | 0 | 0 | 1916 | 0 | 0 | E | [6 empty] | 0
3 |  | 17493 | 845 | 2 | HC | 100 |  |  | 99 | 1932 |  |  |  | WAT |  |  | 0 | 75 | 75 | 370 | RE | 12 | 1986 | 0 | 0 | 0 | 0 | [6 empty] | 0 | 0 | 0 | 0 | 1932 | 0 | 0 | E | [6 empty] | 0
3 |  | 17493 | 845 | 4 | HC | 300 |  | OP | 99 | 1954 |  |  |  | WAT |  |  | 0 | 275 | 275 | 0 |  | 0 | 0 | 0 | 0 | 0 | 0 | [6 empty] | 0 | 0 | 0 | 0 | 1954 | 0 | 0 | E | [6 empty] | 0
3 |  | 17493 | 7150 | 1 | HC | 350 |  | OP | 6 | 1989 |  |  |  | WAT |  |  | 0 | 350 | 350 | 0 |  | 0 | 0 | 0 | 0 | 0 | 0 | [6 empty] | 0 | 0 | 0 | 4 | 1988 | 0 | 0 | [7 empty] | 0
3 | C788 | 17535 | 903 | 1 | HC | 600 | B | OP | 0 | 1929 |  |  |  | WAT |  |  | 0 | 625 | 400 | 0 |  | 0 | 0 | 0 | 0 | 0 | 0 | [6 empty] | 0 | 0 | 0 | 0 | 1929 | 0 | 0 | E | [6 empty] | 0
3 | C788 | 17535 | 903 | 2 | HC | 500 | B | OP | 0 | 1929 |  |  |  | WAT |  |  | 0 | 0 | 0 | 0 |  | 0 | 0 | 0 | 0 | 0 | 0 | [6 empty] | 0 | 0 | 0 | 0 | 1929 | 0 | 0 | E | [6 empty] | 0
3 |  | 17539 | 157 | 1 | GT | 0 |  |  | 0 | 0 | [6 empty] | 0 | 0 | 0 | 0 | CN | 99 | 9999 | 5 | 1982 | 5 | 1982 |  |  |  | PET |  |  | 0 | 0 | 0 | 0 | 0 | 0 | 0 | [7 empty] | 0
3 |  | 17539 | 157 | 2 | GT | 0 |  |  | 0 | 0 | [6 empty] | 0 | 0 | 0 | 0 | CN | 99 | 9999 | 5 | 1982 | 5 | 1982 |  |  |  | PET |  |  | 0 | 0 | 0 | 0 | 0 | 0 | 0 | [7 empty] | 0
3 |  | 17539 | 157 | 3 | GT | 0 |  |  | 0 | 0 | [6 empty] | 0 | 0 | 0 | 0 | CN | 99 | 9999 | 5 | 1982 | 5 | 1982 |  |  |  | PET |  |  | 0 | 0 | 0 | 0 | 0 | 0 | 0 | [7 empty] | 0
3 |  | 17539 | 191 | 1 | IC | 75 | P |  | 8 | 1945 | FO1 |  |  | FO1 |  |  | 0 | 75 | 75 | 0 | SD | 5 | 1984 | 0 | 0 | 0 | 0 | [6 empty] | 0 | 0 | 0 | 7 | 1945 | 0 | 0 | E | [6 empty] | 0
3 |  | 17539 | 191 | 2 | IC | 75 | P |  | 8 | 1945 | FO1 |  |  | FO1 |  |  | 0 | 75 | 75 | 0 | SD | 5 | 1984 | 0 | 0 | 0 | 0 | [6 empty] | 0 | 0 | 0 | 7 | 1945 | 0 | 0 | E | [6 empty] | 0
3 |  | 17539 | 736 | 1 | HC | 2360 | B | OP | 88 | 1914 |  |  |  | WAT |  |  | 0 | 1125 | 1125 | 0 |  | 0 | 0 | 0 | 0 | 0 | 0 | [6 empty] | 0 | 0 | 0 | 0 | 1914 | 0 | 0 | E | [6 empty] | 0
3 |  | 17539 | 736 | 2 | HC | 2360 | B | OP | 88 | 1914 |  |  |  | WAT |  |  | 0 | 1125 | 1125 | 0 |  | 0 | 0 | 0 | 0 | 0 | 0 | [6 empty] | 0 | 0 | 0 | 0 | 1914 | 0 | 0 | E | [6 empty] | 0
3 |  | 17539 | 736 | 3 | HC | 2360 | B | OP | 88 | 1914 |  |  |  | WAT |  |  | 0 | 1125 | 1125 | 0 |  | 0 | 0 | 0 | 0 | 0 | 0 | [6 empty] | 0 | 0 | 0 | 0 | 1914 | 0 | 0 | E | [6 empty] | 0
3 |  | 17539 | 736 | 4 | HC | 2360 | B | OP | 88 | 1914 |  |  |  | WAT |  |  | 0 | 1125 | 1125 | 0 |  | 0 | 0 | 0 | 0 | 0 | 0 | [6 empty] | 0 | 0 | 0 | 0 | 1914 | 0 | 0 | E | [6 empty] | 0
3 |  | 17539 | 736 | 5 | HC | 2360 | B | OP | 88 | 1914 |  |  |  | WAT |  |  | 0 | 1125 | 1125 | 0 |  | 0 | 0 | 0 | 0 | 0 | 0 | [6 empty] | 0 | 0 | 0 | 0 | 1914 | 0 | 0 | E | [6 empty] | 0
3 |  | 17539 | 736 | 6 | HC | 2360 | B | OP | 88 | 1925 |  |  |  | WAT |  |  | 0 | 1125 | 1125 | 0 |  | 0 | 0 | 0 | 0 | 0 | 0 | [6 empty] | 0 | 0 | 0 | 0 | 1925 | 0 | 0 | E | [6 empty] | 0
3 |  | 17539 | 736 | 7 | HC | 2360 | B | OP | 88 | 1926 |  |  |  | WAT |  |  | 0 | 1125 | 1125 | 0 |  | 0 | 0 | 0 | 0 | 0 | 0 | [6 empty] | 0 | 0 | 0 | 0 | 1926 | 0 | 0 | E | [6 empty] | 0
3 |  | 17539 | 736 | 8 | HC | 2360 | B | OP | 88 | 1926 |  |  |  | WAT |  |  | 0 | 1125 | 1125 | 0 |  | 0 | 0 | 0 | 0 | 0 | 0 | [6 empty] | 0 | 0 | 0 | 0 | 1926 | 0 | 0 | E | [6 empty] | 0
3 |  | 17539 | 3277 | 1 | GT | 11500 | P | OP | 10 | 1961 | FO2 | NG |  | FO2 | NG |  | 18000 | 9500 | 10000 | 0 |  | 0 | 0 | 0 | 0 | 0 | 0 | [6 empty] | 0 | 0 | 0 | 9 | 1961 | 0 | 0 | E | [6 empty] | 0
3 |  | 17539 | 3277 | 2 | GT | 11500 | P | OP | 8 | 1963 | FO2 | NG |  | FO2 | NG |  | 18000 | 9500 | 10000 | 0 |  | 0 | 0 | 0 | 0 | 0 | 0 | [6 empty] | 0 | 0 | 0 | 7 | 1963 | 0 | 0 | E | [6 empty] | 0
3 |  | 17539 | 3277 | 3 | GT | 11500 | P | OP | 8 | 1963 | FO2 | NG |  | FO2 | NG |  | 18000 | 9500 | 10000 | 0 |  | 0 | 0 | 0 | 0 | 0 | 0 | [6 empty] | 0 | 0 | 0 | 7 | 1963 | 0 | 0 | E | [6 empty] | 0
3 |  | 17539 | 3280 | 1 | ST | 136000 | B | OP | 4 | 1962 | FO2 | NG |  | BIT | NG |  | 10100 | 125000 | 125000 | 0 |  | 0 | 0 | 0 | 0 | 0 | 0 | [6 empty] | 0 | 0 | 0 | 2 | 1962 | 0 | 0 | E | [6 empty] | 0
3 |  | 17539 | 3280 | 2 | ST | 136000 | B | OP | 5 | 1964 | FO2 | NG |  | BIT | NG |  | 10100 | 125000 | 125000 | 0 |  | 0 | 0 | 0 | 0 | 0 | 0 | [6 empty] | 0 | 0 | 0 | 3 | 1964 | 0 | 0 | E | [6 empty] | 0
3 |  | 17539 | 3280 | 3 | ST | 217600 | B | OP | 6 | 1967 | FO2 | NG |  | BIT | NG |  | 10200 | 180000 | 180000 | 0 |  | 0 | 0 | 0 | 0 | 0 | 0 | [6 empty] | 0 | 0 | 0 | 4 | 1967 | 0 | 0 | E | [6 empty] | 0
3 |  | 17539 | 3280 | GT1 | GT | 16320 | P | OP | 5 | 1968 | FO2 | NG |  | FO2 | NG |  | 17000 | 14000 | 15000 | 0 |  | 0 | 0 | 0 | 0 | 0 | 0 | [6 empty] | 0 | 0 | 0 | 4 | 1968 | 0 | 0 | E | [6 empty] | 0
3 |  | 17539 | 3281 | 1 | GT | 19635 | P | OP | 7 | 1969 | FO2 | NG |  | FO2 | NG |  | 15500 | 15000 | 18000 | 0 |  | 0 | 0 | 0 | 0 | 0 | 0 | [6 empty] | 0 | 0 | 0 | 6 | 1969 | 0 | 0 | E | [6 empty] | 0
3 |  | 17539 | 3281 | 2 | GT | 19635 | P | OP | 5 | 1964 | FO2 | NG |  | FO2 | NG |  | 15500 | 15000 | 18000 | 0 |  | 0 | 0 | 0 | 0 | 0 | 0 | [6 empty] | 0 | 0 | 0 | 4 | 1964 | 0 | 0 | E | [6 empty] | 0
3 |  | 17539 | 3283 | 1 | HC | 1600 | B | OP | 88 | 1929 |  |  |  | WAT |  |  | 0 | 1430 | 1430 | 0 |  | 0 | 0 | 0 | 0 | 0 | 0 | [6 empty] | 0 | 0 | 0 | 0 | 1929 | 0 | 0 | E | [6 empty] | 0
3 |  | 17539 | 3283 | 2 | HC | 1600 | B | OP | 88 | 1929 |  |  |  | WAT |  |  | 0 | 1430 | 1430 | 0 |  | 0 | 0 | 0 | 0 | 0 | 0 | [6 empty] | 0 | 0 | 0 | 0 | 1929 | 0 | 0 | E | [6 empty] | 0
3 |  | 17539 | 3283 | 3 | HC | 1600 | B | OP | 88 | 1929 |  |  |  | WAT |  |  | 0 | 1430 | 1430 | 0 |  | 0 | 0 | 0 | 0 | 0 | 0 | [6 empty] | 0 | 0 | 0 | 0 | 1929 | 0 | 0 | E | [6 empty] | 0
3 |  | 17539 | 3283 | 4 | HC | 1300 | B | OP | 88 | 1953 |  |  |  | WAT |  |  | 0 | 1430 | 1430 | 0 |  | 0 | 0 | 0 | 0 | 0 | 0 | [6 empty] | 0 | 0 | 0 | 0 | 1953 | 0 | 0 | E | [6 empty] | 0
3 |  | 17539 | 3283 | 5 | HC | 1300 | B | OP | 88 | 1953 |  |  |  | WAT |  |  | 0 | 1430 | 1430 | 0 |  | 0 | 0 | 0 | 0 | 0 | 0 | [6 empty] | 0 | 0 | 0 | 0 | 1953 | 0 | 0 | E | [6 empty] | 0
3 |  | 17539 | 3283 | 6 | HC | 1600 | B | OP | 88 | 1928 |  |  |  | WAT |  |  | 0 | 1430 | 1430 | 0 |  | 0 | 0 | 0 | 0 | 0 | 0 | [6 empty] | 0 | 0 | 0 | 0 | 1928 | 0 | 0 | E | [6 empty] | 0
3 |  | 17539 | 3283 | 7 | HC | 1600 | B | OP | 88 | 1927 |  |  |  | WAT |  |  | 0 | 1430 | 1430 | 0 |  | 0 | 0 | 0 | 0 | 0 | 0 | [6 empty] | 0 | 0 | 0 | 0 | 1927 | 0 | 0 | E | [6 empty] | 0
3 |  | 17539 | 3284 | 1 | GT | 11500 | P | OP | 10 | 1961 | NG |  |  | NG |  |  | 17500 | 9500 | 10000 | 0 |  | 0 | 0 | 0 | 0 | 0 | 0 | [6 empty] | 0 | 0 | 0 | 9 | 1961 | 0 | 0 | E | [6 empty] | 0
3 |  | 17539 | 3285 | 1 | ST | 25875 | P | SB | 8 | 1947 | NG | FO2 |  | FO6 | NG |  | 12400 | 23000 | 23000 | 0 | RT | 12 | 1995 | 0 | 0 | 0 | 0 | [6 empty] | 0 | 0 | 0 | 7 | 1947 | 0 | 0 | [7 empty] | 0
3 |  | 17539 | 3285 | 2 | ST | 25875 | P | OP | 8 | 1950 | NG | FO2 |  | FO6 | NG |  | 12400 | 20000 | 20000 | 0 | RT | 12 | 1995 | 0 | 0 | 0 | 0 | [6 empty] | 0 | 0 | 0 | 7 | 1950 | 0 | 0 | [7 empty] | 0
3 |  | 17539 | 3285 | 3 | ST | 46000 | P | SB | 1 | 1952 | NG | FO2 |  | FO6 | NG |  | 10360 | 48000 | 48000 | 0 | RT | 12 | 1995 | 0 | 0 | 0 | 0 | [6 empty] | 0 | 0 | 0 | 12 | 1951 | 0 | 0 | [7 empty] | 0
3 |  | 17539 | 3285 | 4 | GT | 122000 | P | OP | 8 | 1991 | NG | FO2 |  | NG | FO2 |  | 12356 | 95000 | 112000 | 0 |  | 0 | 0 | 0 | 0 | 0 | 0 | [6 empty] | 0 | 0 | 0 | 7 | 1991 | 0 | 0 | [7 empty] | 0
3 |  | 17539 | 3285 | CT1 | CT | 0 |  |  | 0 | 0 | [6 empty] | 0 | 0 | 0 | 81000 | CN | 10 | 1987 | 5 | 1990 | 0 | 0 |  |  |  | NG | FO2 |  | 70000 | 70000 | 0 | 0 | 0 | 67000 | 72000 | [7 empty] | 0
3 |  | 17539 | 3285 | CT2 | CT | 0 |  |  | 0 | 0 | [6 empty] | 0 | 0 | 0 | 81000 | CN | 10 | 1987 | 5 | 1990 | 0 | 0 |  |  |  | NG | FO2 |  | 70000 | 70000 | 0 | 0 | 0 | 67000 | 72000 | [7 empty] | 0
3 |  | 17539 | 3286 | 1 | GT | 16320 | P | OP | 4 | 1968 | FO2 |  |  | FO2 |  |  | 19300 | 14000 | 14000 | 0 |  | 0 | 0 | 0 | 0 | 0 | 0 | [6 empty] | 0 | 0 | 0 | 3 | 1968 | 0 | 0 | E | [6 empty] | 0
3 |  | 17539 | 3287 | 1 | ST | 146880 | B | OP | 7 | 1958 | FO2 | NG |  | BIT | NG |  | 9400 | 126000 | 127000 | 0 |  | 0 | 0 | 0 | 0 | 0 | 0 | [6 empty] | 0 | 0 | 0 | 6 | 1958 | 0 | 0 | E | [6 empty] | 0
3 |  | 17539 | 3287 | 2 | ST | 146880 | B | OP | 12 | 1958 | FO2 | NG |  | BIT | NG |  | 9400 | 126000 | 127000 | 0 |  | 0 | 0 | 0 | 0 | 0 | 0 | [6 empty] | 0 | 0 | 0 | 11 | 1958 | 0 | 0 | E | [6 empty] | 0
3 |  | 17539 | 3288 | GT1 | GT | 6000 | P |  | 8 | 1965 | FO2 |  |  | FO2 |  |  | 25000 | 6000 | 6000 | 0 | RE | 10 | 1984 | 0 | 0 | 0 | 0 | [6 empty] | 0 | 0 | 0 | 0 | 1965 | 0 | 0 | E | [6 empty] | 0
3 |  | 17539 | 3289 | 1 | HC | 1300 | B | OP | 8 | 1966 |  |  |  | WAT |  |  | 0 | 1250 | 1250 | 0 |  | 0 | 0 | 0 | 0 | 0 | 0 | [6 empty] | 0 | 0 | 0 | 5 | 1966 | 0 | 0 | E | [6 empty] | 0
3 |  | 17539 | 3289 | 2 | HC | 1300 | B | OP | 8 | 1966 |  |  |  | WAT |  |  | 0 | 1250 | 1250 | 0 |  | 0 | 0 | 0 | 0 | 0 | 0 | [6 empty] | 0 | 0 | 0 | 5 | 1966 | 0 | 0 | E | [6 empty] | 0
3 |  | 17539 | 3289 | 3 | HC | 1300 | B | OP | 8 | 1966 |  |  |  | WAT |  |  | 0 | 1250 | 1250 | 0 |  | 0 | 0 | 0 | 0 | 0 | 0 | [6 empty] | 0 | 0 | 0 | 5 | 1966 | 0 | 0 | E | [6 empty] | 0
3 |  | 17539 | 3289 | 4 | HC | 1300 | B | OP | 8 | 1966 |  |  |  | WAT |  |  | 0 | 1250 | 1250 | 0 |  | 0 | 0 | 0 | 0 | 0 | 0 | [6 empty] | 0 | 0 | 0 | 5 | 1966 | 0 | 0 | E | [6 empty] | 0
3 |  | 17539 | 3290 | 1 | HC | 2480 | B | OP | 8 | 1914 |  |  |  | WAT |  |  | 0 | 2333 | 2333 | 0 |  | 0 | 0 | 0 | 0 | 0 | 0 | [6 empty] | 0 | 0 | 0 | 5 | 1914 | 0 | 0 | E | [6 empty] | 0
3 |  | 17539 | 3290 | 2 | HC | 2480 | B | OP | 8 | 1914 |  |  |  | WAT |  |  | 0 | 2333 | 2333 | 0 |  | 0 | 0 | 0 | 0 | 0 | 0 | [6 empty] | 0 | 0 | 0 | 5 | 1914 | 0 | 0 | E | [6 empty] | 0
3 |  | 17539 | 3290 | 3 | HC | 2480 | B | OP | 8 | 1914 |  |  |  | WAT |  |  | 0 | 2333 | 2333 | 0 |  | 0 | 0 | 0 | 0 | 0 | 0 | [6 empty] | 0 | 0 | 0 | 5 | 1914 | 0 | 0 | E | [6 empty] | 0
3 |  | 17539 | 3290 | 4 | HC | 2480 | B | OP | 8 | 1914 |  |  |  | WAT |  |  | 0 | 2333 | 2333 | 0 |  | 0 | 0 | 0 | 0 | 0 | 0 | [6 empty] | 0 | 0 | 0 | 5 | 1914 | 0 | 0 | E | [6 empty] | 0
3 |  | 17539 | 3290 | 5 | HC | 2480 | B | OP | 8 | 1914 |  |  |  | WAT |  |  | 0 | 2333 | 2333 | 0 |  | 0 | 0 | 0 | 0 | 0 | 0 | [6 empty] | 0 | 0 | 0 | 5 | 1914 | 0 | 0 | E | [6 empty] | 0
3 |  | 17539 | 3290 | 6 | HC | 2480 | B | OP | 8 | 1921 |  |  |  | WAT |  |  | 0 | 2333 | 2333 | 0 |  | 0 | 0 | 0 | 0 | 0 | 0 | [6 empty] | 0 | 0 | 0 | 5 | 1921 | 0 | 0 | E | [6 empty] | 0
3 |  | 17539 | 3291 | 1 | CW | 12500 |  | OS | 7 | 1925 |  |  |  | WH |  |  | 16500 | 12500 | 12500 | 0 |  | 0 | 0 | 0 | 0 | 0 | 0 | [6 empty] | 0 | 0 | 0 | 7 | 1925 | 0 | 0 | E | [6 empty] | 0
3 |  | 17539 | 3291 | 2 | CW | 30000 | P | SB | 8 | 1926 | WH |  |  | WH |  |  | 16200 | 28000 | 28000 | 0 |  | 0 | 0 | 0 | 0 | 0 | 0 | [6 empty] | 0 | 0 | 0 | 7 | 1926 | 0 | 0 | E | [6 empty] | 0
3 |  | 17539 | 3291 | 3 | CW | 30000 | P | SB | 8 | 1929 | WH |  |  | WH |  |  | 14700 | 28000 | 28000 | 0 |  | 0 | 0 | 0 | 0 | 0 | 0 | [6 empty] | 0 | 0 | 0 | 7 | 1929 | 0 | 0 | E | [6 empty] | 0
3 |  | 17539 | 3291 | CT1 | CT | 17550 | P | OP | 7 | 1970 | FO2 | NG |  | FO2 | NG |  | 15000 | 13000 | 17000 | 0 |  | 0 | 0 | 0 | 0 | 0 | 0 | [6 empty] | 0 | 0 | 0 | 6 | 1970 | 0 | 0 | E | [6 empty] | 0
3 |  | 17539 | 3291 | CT2 | CT | 17550 | P | OP | 7 | 1970 | FO2 | NG |  | FO2 | NG |  | 15000 | 13000 | 17000 | 0 |  | 0 | 0 | 0 | 0 | 0 | 0 | [6 empty] | 0 | 0 | 0 | 6 | 1970 | 0 | 0 | E | [6 empty] | 0
3 |  | 17539 | 3291 | CT3 | CT | 19550 |  | OP | 6 | 1971 | FO2 | NG |  | FO2 | NG |  | 15000 | 17000 | 21000 | 0 |  | 0 | 0 | 0 | 0 | 0 | 0 | [6 empty] | 0 | 0 | 0 | 5 | 1971 | 0 | 0 | E | [6 empty] | 0
3 |  | 17539 | 3291 | GT4 | CT | 19550 |  | OP | 6 | 1971 | FO2 | NG |  | FO2 | NG |  | 15000 | 17000 | 21000 | 0 |  | 0 | 0 | 0 | 0 | 0 | 0 | [6 empty] | 0 | 0 | 0 | 5 | 1971 | 0 | 0 | E | [6 empty] | 0
3 |  | 17539 | 3293 | 1 | HC | 32500 | P | OP | 8 | 1930 |  |  |  | WAT |  |  | 0 | 34000 | 34000 | 0 |  | 0 | 0 | 0 | 0 | 0 | 0 | [6 empty] | 0 | 0 | 0 | 5 | 1930 | 0 | 0 | E | [6 empty] | 0
3 |  | 17539 | 3293 | 2 | HC | 32500 | P | OP | 8 | 1930 |  |  |  | WAT |  |  | 0 | 34000 | 34000 | 0 |  | 0 | 0 | 0 | 0 | 0 | 0 | [6 empty] | 0 | 0 | 0 | 5 | 1930 | 0 | 0 | E | [6 empty] | 0
3 |  | 17539 | 3293 | 3 | HC | 32500 | P | OP | 8 | 1930 |  |  |  | WAT |  |  | 0 | 34000 | 34000 | 0 |  | 0 | 0 | 0 | 0 | 0 | 0 | [6 empty] | 0 | 0 | 0 | 5 | 1930 | 0 | 0 | E | [6 empty] | 0
3 |  | 17539 | 3293 | 4 | HC | 32500 | P | OP | 8 | 1930 |  |  |  | WAT |  |  | 0 | 34000 | 34000 | 0 |  | 0 | 0 | 0 | 0 | 0 | 0 | [6 empty] | 0 | 0 | 0 | 5 | 1930 | 0 | 0 | E | [6 empty] | 0
3 |  | 17539 | 3293 | 5 | HC | 67500 | P | OP | 7 | 1971 |  |  |  | WAT |  |  | 0 | 70000 | 70000 | 0 |  | 0 | 0 | 0 | 0 | 0 | 0 | [6 empty] | 0 | 0 | 0 | 4 | 1971 | 0 | 0 | E | [6 empty] | 0
3 |  | 17539 | 3295 | 1 | ST | 75000 | B | OP | 12 | 1953 | FO2 | NG |  | BIT | NG |  | 10200 | 75000 | 76000 | 0 |  | 0 | 0 | 0 | 0 | 0 | 0 | [6 empty] | 0 | 0 | 0 | 11 | 1953 | 0 | 0 | E | [6 empty] | 0
3 |  | 17539 | 3295 | 2 | ST | 75000 | B | OP | 2 | 1954 | FO2 | NG |  | BIT | NG |  | 10200 | 75000 | 76000 | 0 |  | 0 | 0 | 0 | 0 | 0 | 0 | [6 empty] | 0 | 0 | 0 | 1 | 1954 | 0 | 0 | E | [6 empty] | 0
3 |  | 17539 | 3295 | 3 | ST | 100000 | B | OP | 11 | 1955 | FO2 | NG |  | BIT | NG |  | 9800 | 100000 | 102000 | 0 |  | 0 | 0 | 0 | 0 | 0 | 0 | [6 empty] | 0 | 0 | 0 | 10 | 1955 | 0 | 0 | E | [6 empty] | 0
3 |  | 17539 | 3295 | GT1 | GT | 19635 | P | OP | 10 | 1969 | FO2 | NG |  | FO2 | NG |  | 14000 | 14000 | 18000 | 0 |  | 0 | 0 | 0 | 0 | 0 | 0 | [6 empty] | 0 | 0 | 0 | 9 | 1969 | 0 | 0 | E | [6 empty] | 0
3 |  | 17539 | 3295 | GT2 | GT | 16320 | P | OP | 8 | 1969 | FO2 | NG |  | FO2 | NG |  | 15600 | 12000 | 14000 | 0 |  | 0 | 0 | 0 | 0 | 0 | 0 | [6 empty] | 0 | 0 | 0 | 7 | 1969 | 0 | 0 | E | [6 empty] | 0
3 |  | 17539 | 3297 | 1 | ST | 385900 | B | OP | 9 | 1970 | FO2 |  |  | BIT |  |  | 9800 | 350000 | 360000 | 0 |  | 0 | 0 | 0 | 0 | 0 | 0 | [6 empty] | 0 | 0 | 0 | 7 | 1970 | 0 | 0 | E | [6 empty] | 0
3 |  | 17539 | 3297 | 2 | ST | 385900 | B | OP | 12 | 1971 | FO2 |  |  | BIT |  |  | 9800 | 350000 | 360000 | 0 |  | 0 | 0 | 0 | 0 | 0 | 0 | [6 empty] | 0 | 0 | 0 | 9 | 1971 | 0 | 0 | E | [6 empty] | 0
3 |  | 17539 | 4230 | ST1 | ST | 0 |  |  | 0 | 0 | [6 empty] | 0 | 0 | 0 | 300000 | CN | 0 | 1985 | 5 | 1993 | 5 | 1993 |  |  |  | BIT |  |  | 300000 | 300000 | 0 | 0 | 0 | 281000 | 287000 | [7 empty] | 0
3 |  | 17539 | 6126 | 1 | HR | 63900 | P | OP | 6 | 1978 |  |  |  | WAT |  |  | 0 | 64000 | 64000 | 0 |  | 0 | 0 | 0 | 0 | 0 | 0 | [6 empty] | 0 | 0 | 0 | 3 | 1978 | 0 | 0 | E | [6 empty] | 0
3 |  | 17539 | 6126 | 2 | HR | 63900 | P | OP | 6 | 1978 |  |  |  | WAT |  |  | 0 | 64000 | 64000 | 0 |  | 0 | 0 | 0 | 0 | 0 | 0 | [6 empty] | 0 | 0 | 0 | 3 | 1978 | 0 | 0 | E | [6 empty] | 0
3 |  | 17539 | 6126 | 3 | HR | 63900 | P | OP | 6 | 1978 |  |  |  | WAT |  |  | 0 | 64000 | 64000 | 0 |  | 0 | 0 | 0 | 0 | 0 | 0 | [6 empty] | 0 | 0 | 0 | 3 | 1978 | 0 | 0 | E | [6 empty] | 0
3 |  | 17539 | 6126 | 4 | HR | 63900 | P | OP | 6 | 1978 |  |  |  | WAT |  |  | 0 | 64000 | 64000 | 0 |  | 0 | 0 | 0 | 0 | 0 | 0 | [6 empty] | 0 | 0 | 0 | 3 | 1978 | 0 | 0 | E | [6 empty] | 0
3 |  | 17539 | 6126 | 5 | HR | 63900 | P | OP | 12 | 1978 |  |  |  | WAT |  |  | 0 | 64000 | 64000 | 0 |  | 0 | 0 | 0 | 0 | 0 | 0 | [6 empty] | 0 | 0 | 0 | 9 | 1978 | 0 | 0 | E | [6 empty] | 0
3 |  | 17539 | 6126 | 6 | HR | 63900 | P | OP | 12 | 1978 |  |  |  | WAT |  |  | 0 | 64000 | 64000 | 0 |  | 0 | 0 | 0 | 0 | 0 | 0 | [6 empty] | 0 | 0 | 0 | 9 | 1978 | 0 | 0 | E | [6 empty] | 0
3 |  | 17539 | 6126 | 7 | HR | 63900 | P | OP | 12 | 1978 |  |  |  | WAT |  |  | 0 | 64000 | 64000 | 0 |  | 0 | 0 | 0 | 0 | 0 | 0 | [6 empty] | 0 | 0 | 0 | 9 | 1978 | 0 | 0 | E | [6 empty] | 0
3 |  | 17539 | 6126 | 8 | HR | 63900 | P | OP | 12 | 1978 |  |  |  | WAT |  |  | 0 | 64000 | 64000 | 0 |  | 0 | 0 | 0 | 0 | 0 | 0 | [6 empty] | 0 | 0 | 0 | 9 | 1978 | 0 | 0 | E | [6 empty] | 0
3 |  | 17539 | 6127 | 1 | NP | 953948 | B | OP | 1 | 1984 | UR |  |  | UR |  |  | 10000 | 885000 | 894000 | 0 |  | 0 | 0 | 0 | 0 | 0 | 0 | [6 empty] | 0 | 0 | 900000 | 11 | 1982 | 0 | 0 | [7 empty] | 0
3 |  | 17539 | 7106 | CT1 | GT | 0 |  |  | 0 | 0 | [6 empty] | 0 | 0 | 0 | 96000 | CN | 9 | 1989 | 5 | 1994 | 0 | 0 |  |  |  | NG | FO2 |  | 96000 | 96000 | 0 | 0 | 0 | 78511 | 94269 | [7 empty] | 0
3 |  | 17539 | 7106 | CT2 | GT | 0 |  |  | 0 | 0 | [6 empty] | 0 | 0 | 0 | 96000 | CN | 9 | 1989 | 5 | 1992 | 0 | 0 |  |  |  | NG | FO2 |  | 96000 | 96000 | 0 | 0 | 0 | 78511 | 94269 | [7 empty] | 0
3 |  | 17539 | 7106 | CW1 | CW | 0 |  |  | 0 | 0 | [6 empty] | 0 | 0 | 0 | 34000 | CN | 12 | 1988 | 5 | 1992 | 0 | 0 |  |  |  | WH |  |  | 34000 | 34000 | 0 | 0 | 0 | 29000 | 33000 | [7 empty] | 0
3 |  | 17539 | 7106 | CW2 | CW | 0 |  |  | 0 | 0 | [6 empty] | 0 | 0 | 0 | 34000 | CN | 12 | 1988 | 5 | 1992 | 0 | 0 |  |  |  | WH |  |  | 34000 | 34000 | 0 | 0 | 0 | 29000 | 33000 | [7 empty] | 0
3 |  | 17539 | 7106 | GT1 | GT | 0 |  |  | 0 | 0 | [6 empty] | 0 | 0 | 0 | 125000 | PL | 0 | 0 | 5 | 1993 | 1 | 1995 |  |  |  | NG | FO2 |  | 99000 | 99000 | 0 | 0 | 0 | 101648 | 122061 | [7 empty] | 0
3 |  | 17539 | 7107 | CT1 | CT | 0 |  |  | 0 | 0 | [6 empty] | 0 | 0 | 0 | 74000 | CN | 9 | 1989 | 5 | 1996 | 0 | 0 |  |  |  | NG | FO2 |  | 74000 | 74000 | 0 | 0 | 0 | 61820 | 66140 | [7 empty] | 0
3 |  | 17539 | 7107 | CT2 | CT | 0 |  |  | 0 | 0 | [6 empty] | 0 | 0 | 0 | 74000 | CN | 9 | 1989 | 5 | 1996 | 5 | 1996 |  |  |  | NG | FO2 |  | 74000 | 74000 | 0 | 0 | 0 | 61820 | 66140 | [7 empty] | 0
3 |  | 17539 | 7107 | CW1 | CW | 0 |  |  | 0 | 0 | [6 empty] | 0 | 0 | 0 | 34000 | CN | 9 | 1989 | 5 | 1994 | 5 | 1996 |  |  |  | WH |  |  | 34000 | 34000 | 0 | 0 | 0 | 29320 | 32741 | [7 empty] | 0
3 |  | 17539 | 7107 | CW2 | CW | 0 |  |  | 0 | 0 | [6 empty] | 0 | 0 | 0 | 34000 | CN | 9 | 1989 | 5 | 1996 | 5 | 1997 |  |  |  | WH |  |  | 34000 | 34000 | 0 | 0 | 0 | 29320 | 32741 | [7 empty] | 0
3 |  | 17539 | 7107 | GT2 | GT | 0 |  |  | 0 | 0 | [6 empty] | 0 | 0 | 0 | 96000 | CN | 12 | 1991 | 5 | 1994 | 0 | 0 | LO |  |  | NG | FO2 |  | 93000 | 96000 | 0 | 0 | 0 | 78511 | 94269 | [7 empty] | 0
3 |  | 17539 | 7108 | CT1 | CT | 0 |  |  | 0 | 0 | [6 empty] | 0 | 0 | 0 | 74000 | CN | 9 | 1989 | 5 | 1996 | 5 | 1997 |  |  |  | NG | FO2 |  | 74000 | 74000 | 0 | 0 | 0 | 61820 | 66140 | [7 empty] | 0
3 |  | 17539 | 7108 | CW1 | CW | 0 |  |  | 0 | 0 | [6 empty] | 0 | 0 | 0 | 34000 | CN | 9 | 1989 | 5 | 1996 | 5 | 1998 |  |  |  | WH |  |  | 34000 | 34000 | 0 | 0 | 0 | 29320 | 32741 | [7 empty] | 0
3 |  | 17539 | 7108 | CW2 | CW | 0 |  |  | 0 | 0 | [6 empty] | 0 | 0 | 0 | 34000 | CN | 12 | 1988 | 5 | 1996 | 5 | 1996 |  |  |  | WH |  |  | 34000 | 34000 | 0 | 0 | 0 | 29000 | 33000 | [7 empty] | 0
3 |  | 17539 | 7108 | GT3 | GT | 0 |  |  | 0 | 0 | [6 empty] | 0 | 0 | 0 | 96000 | CN | 12 | 1991 | 5 | 1994 | 0 | 0 | LO |  |  | NG | FO2 |  | 93000 | 96000 | 0 | 0 | 0 | 78511 | 94269 | [7 empty] | 0
3 |  | 17539 | 7210 | ST1 | ST | 0 | B |  | 0 | 0 | [6 empty] | 0 | 0 | 0 | 417359 | PL | 0 | 0 | 5 | 1997 | 5 | 1996 |  |  |  | BIT |  |  | 385000 | 385000 | 0 | 0 | 0 | 389330 | 397337 | [7 empty] | 0
3 |  | 17539 | 7253 | NA5 | GT | 0 |  |  | 0 | 0 | [6 empty] | 0 | 0 | 0 | 125000 | PL | 0 | 0 | 5 | 2000 | 5 | 2000 |  |  |  | NG | FO2 |  | 99000 | 99000 | 0 | 0 | 0 | 101648 | 122061 | [7 empty] | 0
3 |  | 17539 | 7254 | GT6 | GT | 0 |  |  | 0 | 0 | [6 empty] | 0 | 0 | 0 | 125000 | PL | 0 | 0 | 5 | 2000 | 5 | 2000 |  |  |  | NG | FO2 |  | 99000 | 99000 | 0 | 0 | 0 | 101648 | 122061 | [7 empty] | 0
3 |  | 17539 | 7299 | GT7 | GT | 0 |  |  | 0 | 0 | [6 empty] | 0 | 0 | 0 | 125000 | PL | 0 | 0 | 5 | 1998 | 5 | 1998 |  |  |  | NG | FO2 |  | 99000 | 99000 | 0 | 0 | 0 | 101648 | 122061 | [7 empty] | 0
3 |  | 17539 | 7300 | GT8 | GT | 0 |  |  | 0 | 0 | [6 empty] | 0 | 0 | 0 | 125000 | PL | 0 | 0 | 5 | 1999 | 5 | 1998 |  |  |  | NG | FO2 |  | 99000 | 99000 | 0 | 0 | 0 | 101648 | 122061 | [7 empty] | 0
3 |  | 17543 | 130 | 1 | ST | 0 |  |  | 0 | 0 | [6 empty] | 0 | 0 | 0 | 556200 | CO | 0 | 0 | 5 | 1985 | 11 | 1994 | LO |  |  | BIT |  |  | 520000 | 520000 | 0 | 0 | 0 | 516502 | 527049 | [7 empty] | 0
3 |  | 17543 | 130 | 2 | ST | 556200 | B | OP | 5 | 1984 | FO2 |  |  | BIT |  |  | 9540 | 520000 | 520000 | 0 |  | 0 | 0 | 0 | 0 | 0 | 0 | [6 empty] | 0 | 0 | 0 | 1 | 1984 | 0 | 0 | E | [6 empty] | 0
3 |  | 17543 | 130 | 3 | ST | 0 |  |  | 0 | 0 | [6 empty] | 0 | 0 | 0 | 557300 | CN | 99 | 9999 | 0 | 0 | 0 | 0 |  |  |  | BIT |  |  | 0 | 0 | 0 | 0 | 0 | 518000 | 528000 | [7 empty] | 0
3 |  | 17543 | 130 | 4 | ST | 0 |  |  | 0 | 0 | [6 empty] | 0 | 0 | 0 | 557300 | CN | 99 | 9999 | 0 | 0 | 0 | 0 |  |  |  | BIT |  |  | 0 | 0 | 0 | 0 | 0 | 518000 | 528000 | [7 empty] | 0
3 |  | 17543 | 488 | 1 | ST | 0 |  |  | 0 | 0 | [6 empty] | 0 | 0 | 0 | 530000 | IP | 1 | 1986 | 5 | 1988 | 0 | 0 | LO |  |  | BIT |  |  | 0 | 0 | 0 | 0 | 0 | 492546 | 502616 | [7 empty] | 0
3 |  | 17543 | 488 | 2 | ST | 0 |  |  | 0 | 0 | [6 empty] | 0 | 0 | 0 | 530000 | IP | 1 | 1986 | 5 | 1988 | 0 | 0 | LO |  |  | BIT |  |  | 0 | 0 | 0 | 0 | 0 | 492546 | 502616 | [7 empty] | 0
3 |  | 17543 | 488 | 3 | ST | 0 |  |  | 0 | 0 | [6 empty] | 0 | 0 | 0 | 660000 | CN | 99 | 9999 | 5 | 1988 | 5 | 1903 |  |  |  | BIT |  |  | 0 | 0 | 0 | 0 | 0 | 611000 | 624000 | [7 empty] | 0
3 |  | 17543 | 488 | 4 | ST | 0 |  |  | 0 | 0 | [6 empty] | 0 | 0 | 0 | 660000 | CN | 99 | 9999 | 5 | 1988 | 5 | 1907 |  |  |  | BIT |  |  | 0 | 0 | 0 | 0 | 0 | 611000 | 624000 | [7 empty] | 0
3 |  | 17543 | 3317 | 1 | ST | 81600 | B | OP | 6 | 1966 | FO2 |  |  | BIT |  |  | 10372 | 85000 | 85000 | 0 |  | 0 | 0 | 0 | 0 | 0 | 0 | [6 empty] | 0 | 0 | 0 | 4 | 1966 | 0 | 0 | E | [6 empty] | 0
3 |  | 17543 | 3317 | 2 | ST | 81600 | B | OP | 6 | 1966 | FO2 |  |  | BIT |  |  | 10340 | 85000 | 85000 | 0 |  | 0 | 0 | 0 | 0 | 0 | 0 | [6 empty] | 0 | 0 | 0 | 4 | 1966 | 0 | 0 | E | [6 empty] | 0
3 |  | 17543 | 3318 | 1 | GT | 26600 | P | OP | 8 | 1973 | FO2 |  |  | FO2 |  |  | 13259 | 20000 | 25000 | 0 |  | 0 | 0 | 0 | 0 | 0 | 0 | [6 empty] | 0 | 0 | 0 | 7 | 1973 | 0 | 0 | E | [6 empty] | 0
3 |  | 17543 | 3318 | 2 | GT | 26600 | P | OP | 8 | 1974 | FO2 |  |  | FO2 |  |  | 13259 | 20000 | 25000 | 0 |  | 0 | 0 | 0 | 0 | 0 | 0 | [6 empty] | 0 | 0 | 0 | 7 | 1974 | 0 | 0 | E | [6 empty] | 0
3 |  | 17543 | 3318 | 3 | GT | 64700 | P | OP | 4 | 1979 | FO2 |  |  | FO2 |  |  | 12000 | 57000 | 70000 | 0 |  | 0 | 0 | 0 | 0 | 0 | 0 | [6 empty] | 0 | 0 | 0 | 3 | 1979 | 0 | 0 | E | [6 empty] | 0
3 |  | 17543 | 3319 | 1 | ST | 50000 | P | SB | 1 | 1954 | FO2 |  |  | FO6 |  |  | 11770 | 46000 | 46000 | 0 |  | 0 | 0 | 0 | 0 | 0 | 0 | [6 empty] | 0 | 0 | 0 | 12 | 1953 | 0 | 0 | E | [6 empty] | 0
3 |  | 17543 | 3319 | 2 | ST | 50000 | P | SB | 1 | 1954 | FO2 |  |  | FO6 |  |  | 11700 | 46000 | 46000 | 0 |  | 0 | 0 | 0 | 0 | 0 | 0 | [6 empty] | 0 | 0 | 0 | 12 | 1953 | 0 | 0 | E | [6 empty] | 0
3 |  | 17543 | 3319 | 3 | ST | 172800 | B | OP | 1 | 1970 | FO2 |  |  | BIT |  |  | 10125 | 153000 | 153000 | 0 |  | 0 | 0 | 0 | 0 | 0 | 0 | [6 empty] | 0 | 0 | 0 | 11 | 1969 | 0 | 0 | E | [6 empty] | 0
3 |  | 17543 | 3319 | 4 | ST | 172800 | B | OP | 7 | 1970 | FO2 |  |  | BIT |  |  | 9919 | 153000 | 153000 | 0 |  | 0 | 0 | 0 | 0 | 0 | 0 | [6 empty] | 0 | 0 | 0 | 5 | 1970 | 0 | 0 | E | [6 empty] | 0
3 |  | 17543 | 3319 | H1 | HC | 30600 | C | OP | 12 | 1942 |  |  |  | WAT |  |  | 0 | 29542 | 29542 | 0 |  | 0 | 0 | 0 | 0 | 0 | 0 | [6 empty] | 0 | 0 | 0 | 0 | 1942 | 0 | 0 | E | [6 empty] | 0
3 |  | 17543 | 3319 | H2 | HC | 30600 | C | OP | 12 | 1942 |  |  |  | WAT |  |  | 0 | 29542 | 29542 | 0 |  | 0 | 0 | 0 | 0 | 0 | 0 | [6 empty] | 0 | 0 | 0 | 0 | 1942 | 0 | 0 | E | [6 empty] | 0
3 |  | 17543 | 3319 | H3 | HC | 30600 | C | OP | 12 | 1942 |  |  |  | WAT |  |  | 0 | 29542 | 29542 | 0 |  | 0 | 0 | 0 | 0 | 0 | 0 | [6 empty] | 0 | 0 | 0 | 0 | 1942 | 0 | 0 | E | [6 empty] | 0
3 |  | 17543 | 3319 | H4 | HC | 30600 | C | OP | 12 | 1942 |  |  |  | WAT |  |  | 0 | 29542 | 29542 | 0 |  | 0 | 0 | 0 | 0 | 0 | 0 | [6 empty] | 0 | 0 | 0 | 0 | 1942 | 0 | 0 | E | [6 empty] | 0
3 |  | 17543 | 3319 | H6 | HC | 10200 | C | OP | 12 | 1942 |  |  |  | WAT |  |  | 0 | 9846 | 9846 | 0 |  | 0 | 0 | 0 | 0 | 0 | 0 | [6 empty] | 0 | 0 | 0 | 0 | 1942 | 0 | 0 | E | [6 empty] | 0
3 |  | 17543 | 3320 | 1 | GT | 11500 | P | OP | 5 | 1962 | FO2 | NG |  | FO2 | NG |  | 17385 | 10000 | 11000 | 0 |  | 0 | 0 | 0 | 0 | 0 | 0 | [6 empty] | 0 | 0 | 0 | 4 | 1962 | 0 | 0 | E | [6 empty] | 0
3 |  | 17543 | 3320 | 2 | GT | 11500 | P | OP | 5 | 1962 | FO2 | NG |  | FO2 | NG |  | 17385 | 10000 | 11000 | 0 |  | 0 | 0 | 0 | 0 | 0 | 0 | [6 empty] | 0 | 0 | 0 | 4 | 1962 | 0 | 0 | E | [6 empty] | 0
3 |  | 17543 | 3320 | 3 | GT | 26600 | P | OP | 8 | 1972 | FO2 |  |  | FO2 |  |  | 13261 | 20000 | 25000 | 0 |  | 0 | 0 | 0 | 0 | 0 | 0 | [6 empty] | 0 | 0 | 0 | 7 | 1972 | 0 | 0 | E | [6 empty] | 0
3 |  | 17543 | 3320 | 4 | GT | 26600 | P | OP | 8 | 1972 | FO2 |  |  | FO2 |  |  | 13261 | 20000 | 25000 | 0 |  | 0 | 0 | 0 | 0 | 0 | 0 | [6 empty] | 0 | 0 | 0 | 7 | 1972 | 0 | 0 | E | [6 empty] | 0
3 |  | 17543 | 3320 | 5 | GT | 35300 | P | OP | 6 | 1976 | FO2 |  |  | FO2 |  |  | 12645 | 30000 | 35000 | 0 |  | 0 | 0 | 0 | 0 | 0 | 0 | [6 empty] | 0 | 0 | 0 | 5 | 1976 | 0 | 0 | E | [6 empty] | 0
3 |  | 17543 | 3321 | 1 | HC | 2000 | B | OP | 8 | 1950 |  |  |  | WAT |  |  | 0 | 2000 | 2000 | 0 |  | 0 | 0 | 0 | 0 | 0 | 0 | [6 empty] | 0 | 0 | 0 | 5 | 1950 | 0 | 0 | E | [6 empty] | 0
3 |  | 17543 | 6249 | 1 | ST | 315000 | B | OP | 3 | 1975 | FO2 |  |  | BIT |  |  | 9710 | 270000 | 270000 | 0 |  | 0 | 0 | 0 | 0 | 0 | 0 | [6 empty] | 0 | 0 | 0 | 12 | 1974 | 0 | 0 | E | [6 empty] | 0
3 |  | 17543 | 6249 | 2 | ST | 315000 | B | OP | 7 | 1977 | FO2 |  |  | BIT |  |  | 9973 | 270000 | 270000 | 0 |  | 0 | 0 | 0 | 0 | 0 | 0 | [6 empty] | 0 | 0 | 0 | 4 | 1977 | 0 | 0 | E | [6 empty] | 0
3 |  | 17543 | 6249 | 3 | ST | 315000 | B | OP | 5 | 1980 | FO2 |  |  | BIT |  |  | 10611 | 270000 | 270000 | 0 |  | 0 | 0 | 0 | 0 | 0 | 0 | [6 empty] | 0 | 0 | 0 | 1 | 1980 | 0 | 0 | E | [6 empty] | 0
3 |  | 17543 | 6249 | 4 | ST | 315000 | B | OP | 11 | 1981 | FO2 |  |  | BIT |  |  | 9879 | 270000 | 270000 | 0 |  | 0 | 0 | 0 | 0 | 0 | 0 | [6 empty] | 0 | 0 | 0 | 7 | 1981 | 0 | 0 | E | [6 empty] | 0
3 |  | 17543 | 6789 | 1 | HC | 28000 | B | OP | 3 | 1985 |  |  |  | WAT |  |  | 0 | 28000 | 28000 | 0 |  | 0 | 0 | 5 | 1983 | 3 | 1985 | [6 empty] | 0 | 0 | 0 | 12 | 1984 | 0 | 0 | E | [6 empty] | 0
3 |  | 17543 | 6789 | 2 | HC | 28000 | C | OP | 3 | 1985 |  |  |  | WAT |  |  | 0 | 28000 | 28000 | 0 |  | 0 | 0 | 5 | 1983 | 3 | 1985 | [6 empty] | 0 | 0 | 0 | 12 | 1984 | 0 | 0 | E | [6 empty] | 0
3 |  | 17543 | 6789 | 3 | HC | 28000 | B | OP | 3 | 1985 |  |  |  | WAT |  |  | 0 | 28000 | 28000 | 0 |  | 0 | 0 | 5 | 1983 | 3 | 1985 | [6 empty] | 0 | 0 | 0 | 12 | 1984 | 0 | 0 | E | [6 empty] | 0
3 |  | 17554 | 3298 | 1 | GT | 26920 | P | OP | 6 | 1972 | FO2 | NG |  | FO2 | NG |  | 14500 | 24500 | 29000 | 0 |  | 0 | 0 | 0 | 0 | 0 | 0 | [6 empty] | 0 | 0 | 0 | 5 | 1972 | 0 | 0 | [7 empty] | 0
3 |  | 17554 | 3298 | 2 | GT | 26920 |  | OP | 6 | 1972 | FO2 | NG |  | FO2 | NG |  | 14500 | 24500 | 29000 | 0 |  | 0 | 0 | 0 | 0 | 0 | 0 | [6 empty] | 0 | 0 | 0 | 5 | 1972 | 0 | 0 | [7 empty] | 0
3 |  | 17554 | 3298 | ST1 | ST | 632700 | B | OP | 7 | 1973 | FO2 |  |  | BIT |  |  | 9800 | 560000 | 565000 | 0 |  | 0 | 0 | 0 | 0 | 0 | 0 | [6 empty] | 0 | 0 | 0 | 4 | 1973 | 0 | 0 | E | [6 empty] | 0
3 |  | 17568 | 2068 | 1 | GT | 16200 | P | OP | 10 | 1969 | NG |  |  | NG |  |  | 13500 | 16000 | 16000 | 0 |  | 0 | 0 | 0 | 0 | 0 | 0 | [6 empty] | 0 | 0 | 0 | 9 | 1969 | 0 | 0 | E | [6 empty] | 0
3 |  | 17568 | 2070 | 1 | ST | 59000 | C | OP | 8 | 1970 | NG |  |  | NG | FO6 |  | 11000 | 59000 | 59000 | 0 |  | 0 | 0 | 0 | 0 | 0 | 0 | [6 empty] | 0 | 0 | 0 | 6 | 1970 | 0 | 0 | E | [6 empty] | 0
3 |  | 17568 | 2070 | 2 | ST | 59000 | C | OP | 8 | 1970 | NG |  |  | NG | FO6 |  | 11000 | 59000 | 59000 | 0 |  | 0 | 0 | 0 | 0 | 0 | 0 | [6 empty] | 0 | 0 | 0 | 6 | 1970 | 0 | 0 | E | [6 empty] | 0
3 |  | 17568 | 2070 | 3 | ST | 59000 | C | OP | 8 | 1970 | NG |  |  | NG | FO6 |  | 11000 | 59000 | 59000 | 0 |  | 0 | 0 | 0 | 0 | 0 | 0 | [6 empty] | 0 | 0 | 0 | 6 | 1970 | 0 | 0 | E | [6 empty] | 0
3 |  | 17568 | 2070 | 4 | CT | 0 |  |  | 0 | 0 | [6 empty] | 0 | 0 | 0 | 80000 | PL | 0 | 0 | 6 | 1993 | 6 | 1996 |  |  |  | NG |  |  | 80000 | 80000 | 0 | 0 | 0 | 66619 | 70971 | [7 empty] | 0
3 |  | 17568 | 2070 | 5 | CW | 0 |  |  | 0 | 0 | [6 empty] | 0 | 0 | 0 | 40000 | CN | 12 | 1990 | 6 | 1994 | 0 | 0 |  |  |  | WH |  |  | 40000 | 40000 | 0 | 0 | 0 | 34266 | 37923 | [7 empty] | 0
3 |  | 17568 | 2070 | 6 | CT | 0 |  |  | 0 | 0 | [6 empty] | 0 | 0 | 0 | 80000 | PL | 0 | 0 | 6 | 1997 | 6 | 2001 |  |  |  | NG |  |  | 80000 | 80000 | 0 | 0 | 0 | 66619 | 70971 | [7 empty] | 0
3 |  | 17568 | 2070 | 7 | CW | 0 |  |  | 0 | 0 | [6 empty] | 0 | 0 | 0 | 40000 | PL | 0 | 0 | 6 | 1998 | 6 | 2003 |  |  |  | WH |  |  | 40000 | 40000 | 0 | 0 | 0 | 34266 | 37923 | [7 empty] | 0
3 |  | 17568 | 2071 | 1 | GT | 20600 | P | OP | 1 | 1972 | FO2 |  |  | FO2 |  |  | 13500 | 20000 | 20000 | 0 |  | 0 | 0 | 0 | 0 | 0 | 0 | [6 empty] | 0 | 0 | 0 | 12 | 1971 | 0 | 0 | E | [6 empty] | 0
3 |  | 17568 | 6061 | 1 | ST | 200000 | B | OP | 4 | 1978 | FO2 |  |  | BIT |  |  | 10500 | 200000 | 200000 | 0 |  | 0 | 0 | 0 | 0 | 0 | 0 | [6 empty] | 0 | 0 | 0 | 1 | 1978 | 0 | 0 | E | [6 empty] | 0
3 |  | 17568 | 6061 | 2 | ST | 200000 | B | OP | 12 | 1978 | FO2 |  |  | BIT |  |  | 10500 | 200000 | 200000 | 0 |  | 0 | 0 | 0 | 0 | 0 | 0 | [6 empty] | 0 | 0 | 0 | 9 | 1978 | 0 | 0 | E | [6 empty] | 0
3 |  | 17569 | 6598 | 1 | IC | 5000 | P | OP | 12 | 1972 | FO2 |  |  | FO2 |  |  | 9233 | 3800 | 4400 | 0 |  | 0 | 0 | 0 | 0 | 0 | 0 | [6 empty] | 0 | 0 | 0 | 11 | 1972 | 0 | 0 | E | [6 empty] | 0
3 |  | 17569 | 6598 | 2 | IC | 2000 | P | OP | 88 | 1940 | FO2 |  |  | FO2 |  |  | 10412 | 1750 | 1750 | 0 |  | 0 | 0 | 0 | 0 | 0 | 0 | [6 empty] | 0 | 0 | 0 | 0 | 1940 | 0 | 0 | E | [6 empty] | 0
3 |  | 17569 | 6598 | 3 | IC | 2000 | P | OP | 88 | 1942 | FO2 |  |  | FO2 |  |  | 10412 | 1750 | 1750 | 0 |  | 0 | 0 | 0 | 0 | 0 | 0 | [6 empty] | 0 | 0 | 0 | 0 | 1942 | 0 | 0 | E | [6 empty] | 0
3 |  | 17569 | 6598 | 4 | IC | 3000 | P | OP | 88 | 1951 | FO2 |  |  | FO2 |  |  | 9938 | 2700 | 2900 | 0 |  | 0 | 0 | 0 | 0 | 0 | 0 | [6 empty] | 0 | 0 | 0 | 0 | 1951 | 0 | 0 | E | [6 empty] | 0
3 |  | 17569 | 6598 | 5 | IC | 3300 | P | OP | 88 | 1960 | FO2 |  |  | FO2 |  |  | 9868 | 2700 | 3000 | 0 |  | 0 | 0 | 0 | 0 | 0 | 0 | [6 empty] | 0 | 0 | 0 | 0 | 1960 | 0 | 0 | E | [6 empty] | 0
3 |  | 17569 | 6598 | 6 | IC | 1150 | P | OP | 12 | 1990 | FO2 |  |  | FO2 |  |  | 9150 | 1150 | 1150 | 0 |  | 0 | 0 | 0 | 0 | 0 | 0 | [6 empty] | 0 | 0 | 0 | 11 | 1990 | 0 | 0 | [7 empty] | 0
3 |  | 17571 | 2432 | 1 | IC | 1100 |  |  | 99 | 1955 |  |  |  | FO2 |  |  | 0 | 1 | 1 | 0 | RE | 10 | 1984 | 0 | 0 | 0 | 0 | [6 empty] | 0 | 0 | 0 | 0 | 1955 | 0 | 0 | E | [6 empty] | 0
3 |  | 17571 | 2432 | 2 | IC | 1100 |  |  | 99 | 1955 |  |  |  | FO2 |  |  | 0 | 1 | 1 | 0 | RE | 10 | 1984 | 0 | 0 | 0 | 0 | [6 empty] | 0 | 0 | 0 | 0 | 1955 | 0 | 0 | E | [6 empty] | 0
3 |  | 17583 | 3631 | 1 | GT | 11250 | P | OP | 3 | 1963 | NG |  |  | NG | FO2 |  | 14000 | 11000 | 11000 | 0 |  | 0 | 0 | 0 | 0 | 0 | 0 | [6 empty] | 0 | 0 | 0 | 2 | 1963 | 0 | 0 | E | [6 empty] | 0
3 |  | 17583 | 3631 | 2 | GT | 11250 | P | OP | 3 | 1963 | NG |  |  | NG | FO2 |  | 14000 | 11000 | 11000 | 0 |  | 0 | 0 | 0 | 0 | 0 | 0 | [6 empty] | 0 | 0 | 0 | 2 | 1963 | 0 | 0 | E | [6 empty] | 0
3 |  | 17583 | 3631 | 3 | ST | 22000 | C | OP | 8 | 1965 | NG |  |  | NG | FO2 |  | 14000 | 26000 | 26000 | 0 |  | 0 | 0 | 0 | 0 | 0 | 0 | [6 empty] | 0 | 0 | 0 | 6 | 1965 | 0 | 0 | E | [6 empty] | 0
3 |  | 17583 | 3631 | 4 | IC | 3000 |  | OP | 2 | 1991 |  |  |  | FO2 |  |  | 0 | 2774 | 3193 | 0 |  | 0 | 0 | 0 | 0 | 0 | 0 | [6 empty] | 0 | 0 | 0 | 2 | 1991 | 0 | 0 |  | E | E |  | Y | This unit is a portable backup generator. |  | 0
3 |  | 17609 | 28 | 1 | WT | 1300 | C |  | 12 | 1980 | WND |  |  | WND |  |  | 0 | 1300 | 1300 | 0 | RE | 2 | 1985 | 0 | 0 | 0 | 0 | [6 empty] | 0 | 0 | 0 | 8 | 1980 | 0 | 0 | E | [6 empty] | 0
3 |  | 17609 | 28 | 2 | WT | 500 | C |  | 8 | 1983 | WND |  |  | WND |  |  | 0 | 500 | 500 | 0 | RE | 10 | 1986 | 0 | 0 | 0 | 0 | [6 empty] | 0 | 0 | 0 | 0 | 1983 | 0 | 0 | E | [6 empty] | 0
3 |  | 17609 | 28 | WT3 | WT | 50 |  |  | 3 | 1982 | WND |  |  | WND |  |  | 0 | 50 | 50 | 0 | RE | 7 | 1990 | 0 | 0 | 0 | 0 | [6 empty] | 0 | 0 | 0 | 3 | 1982 | 0 | 0 | E | [6 empty] | 0
3 |  | 17609 | 28 | WT4 | WT | 100 | C |  | 6 | 1983 | WND |  |  | WND |  |  | 0 | 100 | 100 | 0 | RE | 11 | 1986 | 0 | 0 | 0 | 0 | [6 empty] | 0 | 0 | 0 | 0 | 1983 | 0 | 0 | E | [6 empty] | 0
3 |  | 17609 | 28 | WT5 | WT | 330 | C |  | 3 | 1985 | WND |  |  | WND |  |  | 0 | 330 | 330 | 0 | RE | 2 | 1987 | 0 | 0 | 0 | 0 | [6 empty] | 0 | 0 | 0 | 0 | 1984 | 0 | 0 | [7 empty] | 0
3 |  | 17609 | 104 | 1 | HR | 199800 | C | OP | 12 | 1987 | WAT |  |  | WAT |  |  | 0 | 207000 | 207000 | 0 |  | 0 | 0 | 6 | 1985 | 0 | 0 | AP | LO |  |  |  |  | 0 | 0 | 0 | 8 | 1987 | 0 | 0 | [7 empty] | 0
3 |  | 17609 | 205 | 1 | ST | 0 |  |  | 0 | 0 | [6 empty] | 0 | 0 | 0 | 604000 | CN | 99 | 9999 | 6 | 1987 | 6 | 1991 |  |  |  | COL |  |  | 0 | 0 | 0 | 0 | 0 | 560000 | 572000 | [7 empty] | 0
3 |  | 17609 | 205 | 2 | ST | 0 |  |  | 0 | 0 | [6 empty] | 0 | 0 | 0 | 604000 | CN | 99 | 9999 | 6 | 1988 | 6 | 1992 |  |  |  | COL |  |  | 0 | 0 | 0 | 0 | 0 | 560000 | 572000 | [7 empty] | 0
3 |  | 17609 | 205 | 3 | ST | 0 |  |  | 0 | 0 | [6 empty] | 0 | 0 | 0 | 604000 | CN | 99 | 9999 | 6 | 1989 | 6 | 1993 |  |  |  | COL |  |  | 0 | 0 | 0 | 0 | 0 | 560000 | 572000 | [7 empty] | 0
3 |  | 17609 | 206 | 1 | SS | 12500 | P |  | 8 | 1984 | SUN |  |  | SUN |  |  | 0 | 10000 | 10000 | 0 | RE | 9 | 1988 | 10 | 1982 | 6 | 1985 | [6 empty] | 0 | 0 | 0 | 8 | 1984 | 0 | 0 | E | [6 empty] | 0
3 |  | 17609 | 315 | 1 | ST | 163200 | C | OP | 9 | 1956 | NG |  |  | NG | FO6 |  | 10731 | 175000 | 175000 | 0 |  | 0 | 0 | 0 | 0 | 0 | 0 | [6 empty] | 0 | 0 | 0 | 7 | 1956 | 0 | 0 | [7 empty] | 0
3 |  | 17609 | 315 | 2 | ST | 163200 | C | OP | 2 | 1957 | NG |  |  | NG | FO6 |  | 10465 | 175000 | 175000 | 0 |  | 0 | 0 | 0 | 0 | 0 | 0 | [6 empty] | 0 | 0 | 0 | 1 | 1957 | 0 | 0 | E | [6 empty] | 0
3 |  | 17609 | 315 | 3 | ST | 333000 | C | OP | 12 | 1961 | NG |  |  | NG | FO6 |  | 9794 | 320000 | 320000 | 0 |  | 0 | 0 | 0 | 0 | 0 | 0 | [6 empty] | 0 | 0 | 0 | 10 | 1961 | 0 | 0 | E | [6 empty] | 0
3 |  | 17609 | 315 | 4 | ST | 333000 | C | OP | 6 | 1962 | NG |  |  | NG | FO6 |  | 9850 | 320000 | 320000 | 0 |  | 0 | 0 | 0 | 0 | 0 | 0 | [6 empty] | 0 | 0 | 0 | 4 | 1962 | 0 | 0 | E | [6 empty] | 0
3 |  | 17609 | 315 | 5 | ST | 495000 | C | OP | 3 | 1966 | NG |  |  | NG | FO6 |  | 9655 | 480000 | 480000 | 0 |  | 0 | 0 | 0 | 0 | 0 | 0 | [6 empty] | 0 | 0 | 0 | 12 | 1965 | 0 | 0 | [7 empty] | 0
3 |  | 17609 | 315 | 6 | ST | 495000 | C | OP | 9 | 1966 | NG |  |  | NG | FO6 |  | 9656 | 480000 | 480000 | 0 |  | 0 | 0 | 0 | 0 | 0 | 0 | [6 empty] | 0 | 0 | 0 | 6 | 1966 | 0 | 0 | [7 empty] | 0
3 |  | 17609 | 315 | 7 | GT | 138125 | C | OP | 7 | 1969 | NG |  |  | NG | JF |  | 0 | 133000 | 147000 | 0 |  | 0 | 0 | 0 | 0 | 0 | 0 | [6 empty] | 0 | 0 | 0 | 6 | 1969 | 0 | 0 | E | [6 empty] | 0
3 |  | 17609 | 317 | 1 | HC | 14000 | C | OP | 11 | 1913 | WAT |  |  | WAT |  |  | 0 | 17500 | 17500 | 0 |  | 0 | 0 | 0 | 0 | 0 | 0 | [6 empty] | 0 | 0 | 0 | 8 | 1913 | 0 | 0 | E | [6 empty] | 0
3 |  | 17609 | 317 | 2 | HC | 15750 | C | OP | 11 | 1913 | WAT |  |  | WAT |  |  | 0 | 17000 | 17000 | 0 |  | 0 | 0 | 0 | 0 | 0 | 0 | [6 empty] | 0 | 0 | 0 | 8 | 1913 | 0 | 0 | E | [6 empty] | 0
3 |  | 17609 | 317 | 3 | HC | 14000 | C | OP | 7 | 1923 | WAT |  |  | WAT |  |  | 0 | 17200 | 17200 | 0 |  | 0 | 0 | 0 | 0 | 0 | 0 | [6 empty] | 0 | 0 | 0 | 4 | 1923 | 0 | 0 | E | [6 empty] | 0
3 |  | 17609 | 317 | 4 | HC | 28000 | C | OP | 6 | 1925 | WAT |  |  | WAT |  |  | 0 | 31200 | 31200 | 0 |  | 0 | 0 | 0 | 0 | 0 | 0 | [6 empty] | 0 | 0 | 0 | 3 | 1925 | 0 | 0 | E | [6 empty] | 0
3 |  | 17609 | 318 | 3 | HC | 14000 | C | OP | 12 | 1913 | WAT |  |  | WAT |  |  | 0 | 15800 | 15800 | 0 |  | 0 | 0 | 0 | 0 | 0 | 0 | [6 empty] | 0 | 0 | 0 | 9 | 1913 | 0 | 0 | E | [6 empty] | 0
3 |  | 17609 | 318 | 4 | HC | 15750 | C | OP | 1 | 1914 | WAT |  |  | WAT |  |  | 0 | 15600 | 15600 | 0 |  | 0 | 0 | 0 | 0 | 0 | 0 | [6 empty] | 0 | 0 | 0 | 10 | 1913 | 0 | 0 | E | [6 empty] | 0
3 |  | 17609 | 318 | 5 | HC | 17500 | C | OP | 2 | 1921 | WAT |  |  | WAT |  |  | 0 | 16900 | 16900 | 0 |  | 0 | 0 | 0 | 0 | 0 | 0 | [6 empty] | 0 | 0 | 0 | 11 | 1920 | 0 | 0 | E | [6 empty] | 0
3 |  | 17609 | 318 | 6 | HC | 17500 | C | OP | 3 | 1925 | WAT |  |  | WAT |  |  | 0 | 18800 | 18800 | 0 |  | 0 | 0 | 0 | 0 | 0 | 0 | [6 empty] | 0 | 0 | 0 | 12 | 1924 | 0 | 0 | E | [6 empty] | 0
3 |  | 17609 | 319 | 1 | HC | 34000 | C | OP | 10 | 1923 | WAT |  |  | WAT |  |  | 0 | 34500 | 34500 | 0 |  | 0 | 0 | 0 | 0 | 0 | 0 | [6 empty] | 0 | 0 | 0 | 7 | 1923 | 0 | 0 | E | [6 empty] | 0
3 |  | 17609 | 319 | 2 | HC | 34000 | C | OP | 9 | 1923 | WAT |  |  | WAT |  |  | 0 | 34500 | 34500 | 0 |  | 0 | 0 | 0 | 0 | 0 | 0 | [6 empty] | 0 | 0 | 0 | 6 | 1923 | 0 | 0 | E | [6 empty] | 0
3 |  | 17609 | 319 | 3 | HC | 34000 | C | OP | 10 | 1923 | WAT |  |  | WAT |  |  | 0 | 34300 | 34300 | 0 |  | 0 | 0 | 0 | 0 | 0 | 0 | [6 empty] | 0 | 0 | 0 | 7 | 1923 | 0 | 0 | E | [6 empty] | 0
3 |  | 17609 | 319 | 4 | HC | 36000 | C | OP | 4 | 1948 | WAT |  |  | WAT |  |  | 0 | 40500 | 40500 | 0 |  | 0 | 0 | 0 | 0 | 0 | 0 | [6 empty] | 0 | 0 | 0 | 1 | 1948 | 0 | 0 | E | [6 empty] | 0
3 |  | 17609 | 319 | 5 | HC | 36450 | C | OP | 2 | 1980 | WAT |  |  | WAT |  |  | 0 | 38100 | 38100 | 0 |  | 0 | 0 | 0 | 0 | 0 | 0 | [6 empty] | 0 | 0 | 0 | 11 | 1979 | 0 | 0 | E | [6 empty] | 0
3 |  | 17609 | 319 | 6 | HC | 0 |  |  | 0 | 0 | [6 empty] | 0 | 0 | 0 | 148000 | CN | 11 | 1988 | 4 | 1993 | 0 | 0 |  |  |  | WAT |  |  | 14600 | 14600 | 0 | 0 | 0 | 170000 | 158000 | [7 empty] | 0
3 |  | 17609 | 320 | 1 | HC | 50000 | C | OP | 6 | 1951 | WAT |  |  | WAT |  |  | 0 | 50100 | 50100 | 0 |  | 0 | 0 | 0 | 0 | 0 | 0 | [6 empty] | 0 | 0 | 0 | 3 | 1951 | 0 | 0 | E | [6 empty] | 0
3 |  | 17609 | 320 | 2 | HC | 42000 | C | OP | 7 | 1951 | WAT |  |  | WAT |  |  | 0 | 50100 | 50100 | 0 |  | 0 | 0 | 0 | 0 | 0 | 0 | [6 empty] | 0 | 0 | 0 | 4 | 1951 | 0 | 0 | E | [6 empty] | 0
3 |  | 17609 | 320 | 3 | HC | 0 |  |  | 0 | 0 | [6 empty] | 0 | 0 | 0 | 22000 | CN | 11 | 1988 | 4 | 1992 | 4 | 1992 |  |  |  | WAT |  |  | 22000 | 22000 | 0 | 0 | 0 | 23000 | 22000 | [7 empty] | 0
3 |  | 17609 | 321 | 1 | HC | 27000 | C | OP | 8 | 1921 | WAT |  |  | WAT |  |  | 0 | 25800 | 25800 | 0 |  | 0 | 0 | 0 | 0 | 0 | 0 | [6 empty] | 0 | 0 | 0 | 5 | 1921 | 0 | 0 | E | [6 empty] | 0
3 |  | 17609 | 321 | 2 | HC | 31500 | C | OP | 6 | 1929 | WAT |  |  | WAT |  |  | 0 | 38700 | 38700 | 0 |  | 0 | 0 | 0 | 0 | 0 | 0 | [6 empty] | 0 | 0 | 0 | 3 | 1929 | 0 | 0 | E | [6 empty] | 0
3 |  | 17609 | 321 | 3 | HC | 0 |  |  | 0 | 0 | [6 empty] | 0 | 0 | 0 | 66000 | CN | 11 | 1988 | 4 | 1994 | 4 | 1994 |  |  |  | WAT |  |  | 66000 | 66000 | 0 | 0 | 0 | 73000 | 69000 | [7 empty] | 0
3 |  | 17609 | 321 | A1 | HC | 100 |  |  | 8 | 1921 |  |  |  | WAT |  |  | 0 | 0 | 0 | 0 | RE | 0 | 0 | 0 | 0 | 0 | 0 | [6 empty] | 0 | 0 | 0 | 0 | 1921 | 0 | 0 | E | [6 empty] | 0
3 |  | 17609 | 321 | A2 | HC | 200 |  |  | 6 | 1929 |  |  |  | WAT |  |  | 0 | 0 | 0 | 0 | RE | 0 | 0 | 0 | 0 | 0 | 0 | [6 empty] | 0 | 0 | 0 | 0 | 1929 | 0 | 0 | E | [6 empty] | 0
3 |  | 17609 | 322 | 1 | HC | 40000 | C | OP | 8 | 1928 | WAT |  |  | WAT |  |  | 0 | 49300 | 49300 | 0 |  | 0 | 0 | 0 | 0 | 0 | 0 | [6 empty] | 0 | 0 | 0 | 5 | 1928 | 0 | 0 | E | [6 empty] | 0
3 |  | 17609 | 322 | 2 | HC | 55000 | C | OP | 12 | 1928 | WAT |  |  | WAT |  |  | 0 | 49200 | 49200 | 0 |  | 0 | 0 | 0 | 0 | 0 | 0 | [6 empty] | 0 | 0 | 0 | 9 | 1928 | 0 | 0 | E | [6 empty] | 0
3 |  | 17609 | 322 | 3 | HC | 0 |  |  | 0 | 0 | [6 empty] | 0 | 0 | 0 | 231000 | CN | 11 | 1988 | 4 | 1994 | 4 | 1994 |  |  |  | WAT |  |  | 233000 | 233000 | 0 | 0 | 0 | 269000 | 250000 | [7 empty] | 0
3 |  | 17609 | 323 | 1 | HC | 2500 | C | OP | 11 | 1908 | WAT |  |  | WAT |  |  | 0 | 2500 | 2500 | 0 |  | 0 | 0 | 0 | 0 | 0 | 0 | [6 empty] | 0 | 0 | 0 | 8 | 1908 | 0 | 0 | E | [6 empty] | 0
3 |  | 17609 | 323 | 2 | HC | 2500 | C | OP | 11 | 1908 | WAT |  |  | WAT |  |  | 0 | 2500 | 2500 | 0 |  | 0 | 0 | 0 | 0 | 0 | 0 | [6 empty] | 0 | 0 | 0 | 8 | 1908 | 0 | 0 | E | [6 empty] | 0
3 |  | 17609 | 323 | 3 | HC | 2320 | C | OP | 6 | 1911 | WAT |  |  | WAT |  |  | 0 | 2500 | 2500 | 0 |  | 0 | 0 | 0 | 0 | 0 | 0 | [6 empty] | 0 | 0 | 0 | 3 | 1911 | 0 | 0 | E | [6 empty] | 0
3 |  | 17609 | 324 | 1 | HC | 2750 | C | OP | 6 | 1913 | WAT |  |  | WAT |  |  | 0 | 2600 | 2600 | 0 |  | 0 | 0 | 0 | 0 | 0 | 0 | [6 empty] | 0 | 0 | 0 | 3 | 1913 | 0 | 0 | E | [6 empty] | 0
3 |  | 17609 | 324 | 2 | HC | 2200 | C | OP | 6 | 1913 | WAT |  |  | WAT |  |  | 0 | 2600 | 2600 | 0 |  | 0 | 0 | 0 | 0 | 0 | 0 | [6 empty] | 0 | 0 | 0 | 3 | 1913 | 0 | 0 | E | [6 empty] | 0
3 |  | 17609 | 324 | 3 | HC | 2200 | C | OP | 6 | 1913 | WAT |  |  | WAT |  |  | 0 | 2700 | 2700 | 0 |  | 0 | 0 | 0 | 0 | 0 | 0 | [6 empty] | 0 | 0 | 0 | 3 | 1913 | 0 | 0 | E | [6 empty] | 0
3 |  | 17609 | 325 | 1 | HC | 1000 | C | OP | 9 | 1905 | WAT |  |  | WAT |  |  | 0 | 1000 | 1000 | 0 |  | 0 | 0 | 0 | 0 | 0 | 0 | [6 empty] | 0 | 0 | 0 | 6 | 1905 | 0 | 0 | E | [6 empty] | 0
3 |  | 17609 | 325 | 2 | HC | 1000 | C | OP | 9 | 1905 | WAT |  |  | WAT |  |  | 0 | 1000 | 1000 | 0 |  | 0 | 0 | 0 | 0 | 0 | 0 | [6 empty] | 0 | 0 | 0 | 6 | 1905 | 0 | 0 | E | [6 empty] | 0
3 |  | 17609 | 325 | 3 | HC | 1750 | C | OP | 6 | 1906 | WAT |  |  | WAT |  |  | 0 | 2000 | 2000 | 0 |  | 0 | 0 | 0 | 0 | 0 | 0 | [6 empty] | 0 | 0 | 0 | 3 | 1906 | 0 | 0 | E | [6 empty] | 0
3 |  | 17609 | 325 | 4 | HC | 1750 | C | OP | 10 | 1907 | WAT |  |  | WAT |  |  | 0 | 2000 | 2000 | 0 |  | 0 | 0 | 0 | 0 | 0 | 0 | [6 empty] | 0 | 0 | 0 | 7 | 1907 | 0 | 0 | E | [6 empty] | 0
3 |  | 17609 | 325 | 5 | HC | 1750 | C | OP | 6 | 1909 | WAT |  |  | WAT |  |  | 0 | 2000 | 2000 | 0 |  | 0 | 0 | 0 | 0 | 0 | 0 | [6 empty] | 0 | 0 | 0 | 3 | 1909 | 0 | 0 | E | [6 empty] | 0
3 |  | 17609 | 326 | 1 | HC | 2000 | C | OP | 5 | 1943 | WAT |  |  | WAT |  |  | 0 | 2000 | 2000 | 0 |  | 0 | 0 | 0 | 0 | 0 | 0 | [6 empty] | 0 | 0 | 0 | 2 | 1943 | 0 | 0 | E | [6 empty] | 0
3 |  | 17609 | 326 | 2 | HC | 1500 | C | OP | 6 | 1919 | WAT |  |  | WAT |  |  | 0 | 1800 | 1800 | 0 |  | 0 | 0 | 0 | 0 | 0 | 0 | [6 empty] | 0 | 0 | 0 | 3 | 1919 | 0 | 0 | E | [6 empty] | 0
3 |  | 17609 | 327 | 1 | HC | 1600 | C | OP | 3 | 1913 | WAT |  |  | WAT |  |  | 0 | 2000 | 2000 | 0 |  | 0 | 0 | 0 | 0 | 0 | 0 | [6 empty] | 0 | 0 | 0 | 12 | 1912 | 0 | 0 | E | [6 empty] | 0
3 |  | 17609 | 328 | 1 | HC | 3000 | C | OP | 12 | 1904 | WAT |  |  | WAT |  |  | 0 | 2100 | 2100 | 0 |  | 0 | 0 | 0 | 0 | 0 | 0 | [6 empty] | 0 | 0 | 0 | 9 | 1904 | 0 | 0 | E | [6 empty] | 0
3 |  | 17609 | 328 | 2 | HC | 3000 | C | OP | 12 | 1904 | WAT |  |  | WAT |  |  | 0 | 2500 | 2500 | 0 |  | 0 | 0 | 0 | 0 | 0 | 0 | [6 empty] | 0 | 0 | 0 | 9 | 1904 | 0 | 0 | E | [6 empty] | 0
3 |  | 17609 | 328 | 3 | HC | 6000 | C | OP | 1 | 1932 | WAT |  |  | WAT |  |  | 0 | 6400 | 6400 | 0 |  | 0 | 0 | 0 | 0 | 0 | 0 | [6 empty] | 0 | 0 | 0 | 10 | 1931 | 0 | 0 | E | [6 empty] | 0
3 |  | 17609 | 329 | 1 | ST | 65280 | C | OP | 6 | 1961 | NG |  |  | NG | FO6 |  | 10200 | 65000 | 65000 | 0 |  | 0 | 0 | 0 | 0 | 0 | 0 | [6 empty] | 0 | 0 | 0 | 5 | 1961 | 0 | 0 | [7 empty] | 0
3 |  | 17609 | 329 | 2 | ST | 81600 | C | OP | 5 | 1964 | NG |  |  | NG | FO6 |  | 10080 | 81000 | 81000 | 0 |  | 0 | 0 | 0 | 0 | 0 | 0 | [6 empty] | 0 | 0 | 0 | 3 | 1964 | 0 | 0 | E | [6 empty] | 0
3 |  | 17609 | 329 | 3A | CT | 83000 | P | OP | 5 | 1978 | NG |  |  | NG | JF |  | 11840 | 65500 | 73000 | 0 |  | 0 | 0 | 0 | 0 | 0 | 0 | [6 empty] | 0 | 0 | 0 | 4 | 1978 | 0 | 0 | E | [6 empty] | 0
3 |  | 17609 | 329 | 3B | CT | 83000 | P | OP | 5 | 1978 | NG |  |  | NG | JF |  | 11840 | 65500 | 73000 | 0 |  | 0 | 0 | 0 | 0 | 0 | 0 | [6 empty] | 0 | 0 | 0 | 4 | 1978 | 0 | 0 | E | [6 empty] | 0
3 |  | 17609 | 329 | 3C | CW | 124000 | P | OP | 5 | 1978 | WH |  |  | WH |  |  | 0 | 110000 | 110000 | 0 |  | 0 | 0 | 0 | 0 | 0 | 0 | [6 empty] | 0 | 0 | 0 | 2 | 1978 | 0 | 0 | E | [6 empty] | 0
3 |  | 17609 | 329 | 4A | CT | 83000 | P | OP | 8 | 1978 | NG |  |  | NG | JF |  | 11840 | 65500 | 73000 | 0 |  | 0 | 0 | 0 | 0 | 0 | 0 | [6 empty] | 0 | 0 | 0 | 7 | 1978 | 0 | 0 | E | [6 empty] | 0
3 |  | 17609 | 329 | 4B | CT | 83000 | P | OP | 8 | 1978 | NG |  |  | NG | JF |  | 11840 | 65500 | 73000 | 0 |  | 0 | 0 | 0 | 0 | 0 | 0 | [6 empty] | 0 | 0 | 0 | 7 | 1978 | 0 | 0 | E | [6 empty] | 0
3 |  | 17609 | 329 | 4C | CW | 124000 | P | OP | 8 | 1978 | WH |  |  | WH |  |  | 0 | 110000 | 110000 | 0 |  | 0 | 0 | 0 | 0 | 0 | 0 | [6 empty] | 0 | 0 | 0 | 7 | 1978 | 0 | 0 | [7 empty] | 0
3 |  | 17609 | 330 | 1 | ST | 156250 | C | OP | 5 | 1955 | NG |  |  | NG | FO6 |  | 10683 | 175000 | 175000 | 0 |  | 0 | 0 | 0 | 0 | 0 | 0 | [6 empty] | 0 | 0 | 0 | 4 | 1955 | 0 | 0 | E | [6 empty] | 0
3 |  | 17609 | 330 | 2 | ST | 156250 | C | OP | 8 | 1956 | NG |  |  | NG | FO6 |  | 10827 | 175000 | 175000 | 0 |  | 0 | 0 | 0 | 0 | 0 | 0 | [6 empty] | 0 | 0 | 0 | 5 | 1956 | 0 | 0 | [7 empty] | 0
3 |  | 17609 | 330 | 3 | ST | 342000 | C | OP | 8 | 1964 | NG |  |  | NG | FO6 |  | 9509 | 335000 | 335000 | 0 |  | 0 | 0 | 0 | 0 | 0 | 0 | [6 empty] | 0 | 0 | 0 | 5 | 1964 | 0 | 0 | [7 empty] | 0
3 |  | 17609 | 330 | 4 | ST | 342000 | C | OP | 4 | 1965 | NG |  |  | NG | FO6 |  | 9637 | 335000 | 335000 | 0 |  | 0 | 0 | 0 | 0 | 0 | 0 | [6 empty] | 0 | 0 | 0 | 1 | 1965 | 0 | 0 | [7 empty] | 0
3 |  | 17609 | 331 | 1 | ST | 122500 | C | SB | 7 | 1953 | NG |  |  | NG | FO6 |  | 10997 | 132000 | 132000 | 0 |  | 0 | 0 | 0 | 0 | 0 | 0 | [6 empty] | 0 | 0 | 0 | 6 | 1953 | 0 | 0 | E | [6 empty] | 0
3 |  | 17609 | 331 | 2 | ST | 122500 | C | SB | 11 | 1953 | NG |  |  | NG | FO6 |  | 10992 | 132000 | 132000 | 0 |  | 0 | 0 | 0 | 0 | 0 | 0 | [6 empty] | 0 | 0 | 0 | 10 | 1953 | 0 | 0 | E | [6 empty] | 0
3 |  | 17609 | 331 | 3 | ST | 333000 | C | OP | 5 | 1963 | NG |  |  | NG | FO6 |  | 9653 | 320000 | 320000 | 0 |  | 0 | 0 | 0 | 0 | 0 | 0 | [6 empty] | 0 | 0 | 0 | 3 | 1963 | 0 | 0 | E | [6 empty] | 0
3 |  | 17609 | 331 | 4 | ST | 333000 | C | OP | 10 | 1963 | NG |  |  | NG | FO6 |  | 10016 | 320000 | 320000 | 0 |  | 0 | 0 | 0 | 0 | 0 | 0 | [6 empty] | 0 | 0 | 0 | 8 | 1963 | 0 | 0 | E | [6 empty] | 0
3 |  | 17609 | 331 | GT5 | GT | 138125 | P | OP | 1 | 1969 | NG |  |  | NG | JF |  | 0 | 126000 | 142000 | 0 |  | 0 | 0 | 0 | 0 | 0 | 0 | [6 empty] | 0 | 0 | 0 | 11 | 1968 | 0 | 0 | [7 empty] | 0
3 |  | 17609 | 332 | 1 | HC | 1475 | C | OP | 12 | 1917 | WAT |  |  | WAT |  |  | 0 | 900 | 900 | 0 |  | 0 | 0 | 0 | 0 | 0 | 0 | [6 empty] | 0 | 0 | 0 | 9 | 1917 | 0 | 0 | E | [6 empty] | 0
3 |  | 17609 | 332 | 2 | HC | 1475 | C | OP | 12 | 1917 | WAT |  |  | WAT |  |  | 0 | 980 | 980 | 0 |  | 0 | 0 | 0 | 0 | 0 | 0 | [6 empty] | 0 | 0 | 0 | 9 | 1917 | 0 | 0 | E | [6 empty] | 0
3 |  | 17609 | 333 | 1 | GT | 16300 | C |  | 2 | 1967 | NG |  |  | NG | JF |  | 18900 | 12000 | 15000 | 0 | SD | 88 | 1985 | 0 | 0 | 0 | 0 | [6 empty] | 0 | 0 | 0 | 0 | 1967 | 0 | 0 | E | [6 empty] | 0
3 |  | 17609 | 334 | 1 | ST | 34500 | P | SB | 8 | 1952 | NG |  |  | NG | FO6 |  | 13280 | 32000 | 32500 | 0 |  | 0 | 0 | 0 | 0 | 0 | 0 | [6 empty] | 0 | 0 | 0 | 7 | 1952 | 0 | 0 | E | [6 empty] | 0
3 |  | 17609 | 334 | 2 | ST | 34500 | P | SB | 7 | 1952 | NG |  |  | NG | FO6 |  | 13280 | 33000 | 32500 | 0 |  | 0 | 0 | 0 | 0 | 0 | 0 | [6 empty] | 0 | 0 | 0 | 5 | 1952 | 0 | 0 | [7 empty] | 0
3 |  | 17609 | 334 | 3 | ST | 50000 | P | SB | 11 | 1953 | NG |  |  | NG | FO6 |  | 12320 | 44000 | 44500 | 0 |  | 0 | 0 | 0 | 0 | 0 | 0 | [6 empty] | 0 | 0 | 0 | 10 | 1953 | 0 | 0 | E | [6 empty] | 0
3 |  | 17609 | 334 | 4 | ST | 50000 | P | SB | 10 | 1955 | NG |  |  | NG | FO6 |  | 12300 | 45000 | 44500 | 0 |  | 0 | 0 | 0 | 0 | 0 | 0 | [6 empty] | 0 | 0 | 0 | 9 | 1955 | 0 | 0 | E | [6 empty] | 0
3 |  | 17609 | 335 | 1 | ST | 217600 | C | OP | 6 | 1958 | NG |  |  | NG | FO6 |  | 9756 | 215000 | 215000 | 0 |  | 0 | 0 | 0 | 0 | 0 | 0 | [6 empty] | 0 | 0 | 0 | 5 | 1958 | 0 | 0 | E | [6 empty] | 0
3 |  | 17609 | 335 | 2 | ST | 217600 | C | OP | 12 | 1958 | NG |  |  | NG | FO6 |  | 9566 | 215000 | 215000 | 0 |  | 0 | 0 | 0 | 0 | 0 | 0 | [6 empty] | 0 | 0 | 0 | 10 | 1958 | 0 | 0 | [7 empty] | 0
3 |  | 17609 | 335 | 3 | ST | 217600 | C | SB | 5 | 1961 | NG |  |  | NG | FO6 |  | 10309 | 215000 | 215000 | 0 |  | 0 | 0 | 0 | 0 | 0 | 0 | [6 empty] | 0 | 0 | 0 | 11 | 1961 | 0 | 0 | [7 empty] | 0
3 |  | 17609 | 335 | 4 | ST | 217600 | C | SB | 7 | 1961 | NG |  |  | NG | FO6 |  | 10271 | 225000 | 225000 | 0 |  | 0 | 0 | 0 | 0 | 0 | 0 | [6 empty] | 0 | 0 | 0 | 5 | 1961 | 0 | 0 | E | [6 empty] | 0
3 |  | 17609 | 335 | GT5 | GT | 138125 | P | OP | 4 | 1969 | NG |  |  | NG | JF |  | 0 | 133000 | 147000 | 0 |  | 0 | 0 | 0 | 0 | 0 | 0 | [6 empty] | 0 | 0 | 0 | 2 | 1969 | 0 | 0 | [7 empty] | 0
3 |  | 17609 | 336 | 2 | HC | 1800 | C | OP | 9 | 1929 | WAT |  |  | WAT |  |  | 0 | 2050 | 2050 | 0 |  | 0 | 0 | 0 | 0 | 0 | 0 | [6 empty] | 0 | 0 | 0 | 6 | 1929 | 0 | 0 | E | [6 empty] | 0
3 |  | 17609 | 337 | 1 | HC | 2250 | C | OP | 5 | 1929 | WAT |  |  | WAT |  |  | 0 | 2250 | 2250 | 0 |  | 0 | 0 | 0 | 0 | 0 | 0 | [6 empty] | 0 | 0 | 0 | 2 | 1929 | 0 | 0 | E | [6 empty] | 0
3 |  | 17609 | 338 | 1 | HC | 1400 | C | OP | 5 | 1913 | WAT |  |  | WAT |  |  | 0 | 2400 | 2400 | 0 |  | 0 | 0 | 0 | 0 | 0 | 0 | [6 empty] | 0 | 0 | 0 | 2 | 1913 | 0 | 0 | E | [6 empty] | 0
3 |  | 17609 | 338 | 2 | HC | 1400 | C | OP | 5 | 1913 | WAT |  |  | WAT |  |  | 0 | 2100 | 2100 | 0 |  | 0 | 0 | 0 | 0 | 0 | 0 | [6 empty] | 0 | 0 | 0 | 2 | 1913 | 0 | 0 | E | [6 empty] | 0
3 |  | 17609 | 339 | 1 | HC | 21500 | C | OP | 5 | 1921 | WAT |  |  | WAT |  |  | 0 | 18400 | 18400 | 0 |  | 0 | 0 | 0 | 0 | 0 | 0 | [6 empty] | 0 | 0 | 0 | 2 | 1921 | 0 | 0 | E | [6 empty] | 0
3 |  | 17609 | 339 | 2 | HC | 21500 | C | OP | 3 | 1921 | WAT |  |  | WAT |  |  | 0 | 18400 | 18400 | 0 |  | 0 | 0 | 0 | 0 | 0 | 0 | [6 empty] | 0 | 0 | 0 | 12 | 1920 | 0 | 0 | E | [6 empty] | 0
3 |  | 17609 | 340 | 1 | HC | 6200 | C | OP | 5 | 1907 | WAT |  |  | WAT |  |  | 0 | 6200 | 6200 | 0 |  | 0 | 0 | 0 | 0 | 0 | 0 | [6 empty] | 0 | 0 | 0 | 2 | 1907 | 0 | 0 | E | [6 empty] | 0
3 |  | 17609 | 340 | 2 | HC | 6200 | C | OP | 6 | 1907 | WAT |  |  | WAT |  |  | 0 | 6200 | 6200 | 0 |  | 0 | 0 | 0 | 0 | 0 | 0 | [6 empty] | 0 | 0 | 0 | 3 | 1907 | 0 | 0 | E | [6 empty] | 0
3 |  | 17609 | 340 | 3 | HC | 6200 | C | OP | 7 | 1907 | WAT |  |  | WAT |  |  | 0 | 6200 | 6200 | 0 |  | 0 | 0 | 0 | 0 | 0 | 0 | [6 empty] | 0 | 0 | 0 | 4 | 1907 | 0 | 0 | E | [6 empty] | 0
3 |  | 17609 | 340 | 4 | HC | 6200 | C | OP | 6 | 1907 | WAT |  |  | WAT |  |  | 0 | 6200 | 6200 | 0 |  | 0 | 0 | 0 | 0 | 0 | 0 | [6 empty] | 0 | 0 | 0 | 3 | 1907 | 0 | 0 | E | [6 empty] | 0
3 |  | 17609 | 341 | 8 | CW | 63000 | P | OP | 12 | 1976 | WH |  |  | WH |  |  | 0 | 80000 | 80000 | 0 |  | 0 | 0 | 0 | 0 | 0 | 0 | [6 empty] | 0 | 0 | 0 | 12 | 1976 | 0 | 0 | [7 empty] | 0
3 |  | 17609 | 341 | 9 | CW | 82500 | P | OP | 4 | 1977 | WH |  |  | WH |  |  | 0 | 60000 | 60000 | 0 |  | 0 | 0 | 0 | 0 | 0 | 0 | [6 empty] | 0 | 0 | 0 | 4 | 1977 | 0 | 0 | [7 empty] | 0
3 |  | 17609 | 341 | 10 | ST | 90000 |  |  | 7 | 1928 |  |  |  | FO2 | NG |  | 0 | 0 | 0 | 0 | RE | 0 | 0 | 0 | 0 | 0 | 0 | [6 empty] | 0 | 0 | 0 | 0 | 1928 | 0 | 0 | E | [6 empty] | 0
3 |  | 17609 | 341 | 11 | ST | 106000 |  |  | 3 | 1930 |  |  |  | FO6 | NG |  | 0 | 0 | 0 | 0 | RE | 6 | 1983 | 0 | 0 | 0 | 0 | [6 empty] | 0 | 0 | 0 | 0 | 1930 | 0 | 0 | E | [6 empty] | 0
3 |  | 17609 | 341 | CT1 | CT | 63000 | P | OP | 12 | 1976 | NG |  |  | NG | JF |  | 12800 | 55700 | 60000 | 0 |  | 0 | 0 | 0 | 0 | 0 | 0 | [6 empty] | 0 | 0 | 0 | 11 | 1976 | 0 | 0 | E | [6 empty] | 0
3 |  | 17609 | 341 | CT2 | CT | 63000 | P | OP | 12 | 1976 | NG |  |  | NG | JF |  | 12800 | 55700 | 60000 | 0 |  | 0 | 0 | 0 | 0 | 0 | 0 | [6 empty] | 0 | 0 | 0 | 11 | 1976 | 0 | 0 | E | [6 empty] | 0
3 |  | 17609 | 341 | CT3 | CT | 63000 | P | OP | 12 | 1976 | NG |  |  | NG | JF |  | 12800 | 55700 | 60000 | 0 |  | 0 | 0 | 0 | 0 | 0 | 0 | [6 empty] | 0 | 0 | 0 | 11 | 1976 | 0 | 0 | E | [6 empty] | 0
3 |  | 17609 | 341 | CT4 | CT | 63000 | P | OP | 12 | 1976 | NG |  |  | NG | JF |  | 12800 | 55700 | 60000 | 0 |  | 0 | 0 | 0 | 0 | 0 | 0 | [6 empty] | 0 | 0 | 0 | 11 | 1976 | 0 | 0 | E | [6 empty] | 0
3 |  | 17609 | 341 | CT5 | CT | 63000 | P | OP | 4 | 1977 | NG |  |  | NG | JF |  | 12800 | 55700 | 60000 | 0 |  | 0 | 0 | 0 | 0 | 0 | 0 | [6 empty] | 0 | 0 | 0 | 3 | 1977 | 0 | 0 | E | [6 empty] | 0
3 |  | 17609 | 341 | CT6 | CT | 63000 | P | OP | 4 | 1977 | NG |  |  | NG | JF |  | 12800 | 55700 | 60000 | 0 |  | 0 | 0 | 0 | 0 | 0 | 0 | [6 empty] | 0 | 0 | 0 | 3 | 1977 | 0 | 0 | E | [6 empty] | 0
3 |  | 17609 | 341 | CT7 | CT | 63000 | P | OP | 4 | 1977 | NG |  |  | NG | JF |  | 12800 | 55700 | 60000 | 0 |  | 0 | 0 | 0 | 0 | 0 | 0 | [6 empty] | 0 | 0 | 0 | 3 | 1977 | 0 | 0 | E | [6 empty] | 0
3 |  | 17609 | 342 | 1 | HC | 1500 | C | OP | 12 | 1911 | WAT |  |  | WAT |  |  | 0 | 1500 | 1500 | 0 |  | 0 | 0 | 0 | 0 | 0 | 0 | [6 empty] | 0 | 0 | 0 | 9 | 1911 | 0 | 0 | E | [6 empty] | 0
3 |  | 17609 | 342 | 2 | HC | 1500 | C | OP | 2 | 1912 | WAT |  |  | WAT |  |  | 0 | 1500 | 1500 | 0 |  | 0 | 0 | 0 | 0 | 0 | 0 | [6 empty] | 0 | 0 | 0 | 11 | 1911 | 0 | 0 | E | [6 empty] | 0
3 |  | 17609 | 343 | 1 | HC | 200 | C | OP | 10 | 1904 | WAT |  |  | WAT |  |  | 0 | 340 | 340 | 0 |  | 0 | 0 | 0 | 0 | 0 | 0 | [6 empty] | 0 | 0 | 0 | 7 | 1904 | 0 | 0 | E | [6 empty] | 0
3 |  | 17609 | 343 | 2 | HC | 250 | C | OP | 9 | 1904 | WAT |  |  | WAT |  |  | 0 | 340 | 340 | 0 |  | 0 | 0 | 0 | 0 | 0 | 0 | [6 empty] | 0 | 0 | 0 | 6 | 1904 | 0 | 0 | E | [6 empty] | 0
3 |  | 17609 | 344 | 1 | HC | 95000 | C | OP | 3 | 1960 | WAT |  |  | WAT |  |  | 0 | 93500 | 93500 | 0 |  | 0 | 0 | 0 | 0 | 0 | 0 | [6 empty] | 0 | 0 | 0 | 12 | 1959 | 0 | 0 | E | [6 empty] | 0
3 |  | 17609 | 344 | 2 | HC | 95000 | C | OP | 3 | 1960 | WAT |  |  | WAT |  |  | 0 | 93500 | 93500 | 0 |  | 0 | 0 | 0 | 0 | 0 | 0 | [6 empty] | 0 | 0 | 0 | 12 | 1959 | 0 | 0 | E | [6 empty] | 0
3 |  | 17609 | 344 | 3 | HC | 0 |  |  | 0 | 0 | [6 empty] | 0 | 0 | 0 | 38000 | CN | 11 | 1988 | 4 | 1995 | 4 | 1995 |  |  |  | WAT |  |  | 41000 | 41000 | 0 | 0 | 0 | 41000 | 39000 | [7 empty] | 0
3 |  | 17609 | 345 | 1 | ST | 217600 | C | OP | 5 | 1959 | NG |  |  | NG | FO6 |  | 9604 | 215000 | 215000 | 0 |  | 0 | 0 | 0 | 0 | 0 | 0 | [6 empty] | 0 | 0 | 0 | 3 | 1959 | 0 | 0 | [7 empty] | 0
3 |  | 17609 | 345 | 2 | ST | 217600 | C | OP | 8 | 1959 | NG |  |  | NG | FO6 |  | 9540 | 215000 | 215000 | 0 |  | 0 | 0 | 0 | 0 | 0 | 0 | [6 empty] | 0 | 0 | 0 | 7 | 1959 | 0 | 0 | E | [6 empty] | 0
3 |  | 17609 | 345 | 3 | GT | 138125 | P | OP | 4 | 1970 | NG |  |  | JF | NG |  | 0 | 140000 | 147000 | 0 |  | 0 | 0 | 0 | 0 | 0 | 0 | [6 empty] | 0 | 0 | 0 | 2 | 1970 | 0 | 0 | [7 empty] | 0
3 |  | 17609 | 346 | 1 | HC | 800 | C | OP | 9 | 1893 | WAT |  |  | WAT |  |  | 0 | 940 | 940 | 0 |  | 0 | 0 | 0 | 0 | 0 | 0 | [6 empty] | 0 | 0 | 0 | 6 | 1893 | 0 | 0 | E | [6 empty] | 0
3 |  | 17609 | 348 | 1 | HC | 200 | C | OP | 12 | 1902 | WAT |  |  | WAT |  |  | 0 | 300 | 300 | 0 |  | 0 | 0 | 0 | 0 | 0 | 0 | [6 empty] | 0 | 0 | 0 | 9 | 1902 | 0 | 0 | E | [6 empty] | 0
3 |  | 17609 | 348 | 2 | HC | 200 | C | OP | 12 | 1902 | WAT |  |  | WAT |  |  | 0 | 300 | 300 | 0 |  | 0 | 0 | 0 | 0 | 0 | 0 | [6 empty] | 0 | 0 | 0 | 9 | 1902 | 0 | 0 | E | [6 empty] | 0
3 |  | 17609 | 348 | 3 | HC | 200 | C | OP | 12 | 1902 | WAT |  |  | WAT |  |  | 0 | 300 | 300 | 0 |  | 0 | 0 | 0 | 0 | 0 | 0 | [6 empty] | 0 | 0 | 0 | 9 | 1902 | 0 | 0 | E | [6 empty] | 0
3 |  | 17609 | 349 | 1 | HC | 320 | C | OP | 6 | 1963 | WAT |  |  | WAT |  |  | 0 | 330 | 330 | 0 |  | 0 | 0 | 0 | 0 | 0 | 0 | [6 empty] | 0 | 0 | 0 | 3 | 1963 | 0 | 0 | E | [6 empty] | 0
3 |  | 17609 | 350 | 1 | ST | 806400 | C | OP | 12 | 1971 | NG |  |  | NG | FO6 |  | 9635 | 750000 | 750000 | 0 |  | 0 | 0 | 0 | 0 | 0 | 0 | [6 empty] | 0 | 0 | 0 | 8 | 1971 | 0 | 0 | [7 empty] | 0
3 |  | 17609 | 350 | 2 | ST | 806400 | C | OP | 6 | 1973 | NG |  |  | NG | FO6 |  | 9514 | 750000 | 750000 | 0 |  | 0 | 0 | 0 | 0 | 0 | 0 | [6 empty] | 0 | 0 | 0 | 3 | 1973 | 0 | 0 | E | [6 empty] | 0
3 |  | 17609 | 353 | 1 | HC | 10000 | C | OP | 5 | 1924 | WAT |  |  | WAT |  |  | 0 | 10900 | 10900 | 0 |  | 0 | 0 | 0 | 0 | 0 | 0 | [6 empty] | 0 | 0 | 0 | 2 | 1924 | 0 | 0 | E | [6 empty] | 0
3 |  | 17609 | 354 | 1 | HC | 10000 | C | OP | 12 | 1956 | WAT |  |  | WAT |  |  | 0 | 10500 | 10500 | 0 |  | 0 | 0 | 0 | 0 | 0 | 0 | [6 empty] | 0 | 0 | 0 | 9 | 1956 | 0 | 0 | E | [6 empty] | 0
3 |  | 17609 | 356 | 1 | ST | 66000 | P | SC | 3 | 1948 | NG |  |  | NG | FO6 |  | 14830 | 74000 | 74000 | 0 |  | 0 | 0 | 0 | 0 | 0 | 0 | [6 empty] | 0 | 0 | 0 | 2 | 1948 | 0 | 0 | E | [6 empty] | 0
3 |  | 17609 | 356 | 2 | ST | 69000 | P | SC | 4 | 1948 | NG |  |  | NG | FO6 |  | 13500 | 74000 | 74000 | 0 |  | 0 | 0 | 0 | 0 | 0 | 0 | [6 empty] | 0 | 0 | 0 | 4 | 1948 | 0 | 0 | [7 empty] | 0
3 |  | 17609 | 356 | 3 | ST | 66000 | P | SC | 8 | 1949 | NG |  |  | NG | FO6 |  | 14400 | 70000 | 70000 | 0 |  | 0 | 0 | 0 | 0 | 0 | 0 | [6 empty] | 0 | 0 | 0 | 8 | 1949 | 0 | 0 | [7 empty] | 0
3 |  | 17609 | 356 | 4 | ST | 69000 | P | SC | 10 | 1949 | NG |  |  | NG | FO6 |  | 13500 | 74000 | 74000 | 0 |  | 0 | 0 | 0 | 0 | 0 | 0 | [6 empty] | 0 | 0 | 0 | 9 | 1949 | 0 | 0 | E | [6 empty] | 0
3 |  | 17609 | 356 | 5 | ST | 156250 | C | OP | 10 | 1954 | NG |  |  | NG | FO6 |  | 10275 | 175000 | 175000 | 0 |  | 0 | 0 | 0 | 0 | 0 | 0 | [6 empty] | 0 | 0 | 0 | 9 | 1954 | 0 | 0 | E | [6 empty] | 0
3 |  | 17609 | 356 | 6 | ST | 156250 | C | OP | 7 | 1957 | NG |  |  | NG | FO6 |  | 10647 | 175000 | 175000 | 0 |  | 0 | 0 | 0 | 0 | 0 | 0 | [6 empty] | 0 | 0 | 0 | 6 | 1957 | 0 | 0 | E | [6 empty] | 0
3 |  | 17609 | 356 | 7 | ST | 495000 | C | OP | 2 | 1967 | NG |  |  | NG | FO6 |  | 9227 | 480000 | 480000 | 0 |  | 0 | 0 | 0 | 0 | 0 | 0 | [6 empty] | 0 | 0 | 0 | 11 | 1966 | 0 | 0 | [7 empty] | 0
3 |  | 17609 | 356 | 8 | ST | 495000 | C | OP | 7 | 1967 | NG |  |  | NG | FO6 |  | 9158 | 480000 | 480000 | 0 |  | 0 | 0 | 0 | 0 | 0 | 0 | [6 empty] | 0 | 0 | 0 | 4 | 1967 | 0 | 0 | [7 empty] | 0
3 |  | 17609 | 357 | 1 | HC | 4400 | C | OP | 10 | 1916 | WAT |  |  | WAT |  |  | 0 | 4500 | 4500 | 0 |  | 0 | 0 | 0 | 0 | 0 | 0 | [6 empty] | 0 | 0 | 0 | 7 | 1916 | 0 | 0 | E | [6 empty] | 0
3 |  | 17609 | 357 | 2 | HC | 4000 | C | OP | 12 | 1917 | WAT |  |  | WAT |  |  | 0 | 5500 | 5500 | 0 |  | 0 | 0 | 0 | 0 | 0 | 0 | [6 empty] | 0 | 0 | 0 | 9 | 1917 | 0 | 0 | E | [6 empty] | 0
3 |  | 17609 | 358 | 1 | ST | 65280 | C | SB | 6 | 1957 | NG |  |  | NG | FO6 |  | 10583 | 63000 | 63000 | 0 |  | 0 | 0 | 0 | 0 | 0 | 0 | [6 empty] | 0 | 0 | 0 | 5 | 1957 | 0 | 0 | E | [6 empty] | 0
3 |  | 17609 | 358 | 2 | ST | 65280 | C | SB | 7 | 1958 | NG |  |  | NG | FO6 |  | 10582 | 63000 | 63000 | 0 |  | 0 | 0 | 0 | 0 | 0 | 0 | [6 empty] | 0 | 0 | 0 | 6 | 1958 | 0 | 0 | E | [6 empty] | 0
3 |  | 17609 | 359 | 1 | HC | 938 | C | OP | 12 | 1923 | WAT |  |  | WAT |  |  | 0 | 700 | 700 | 0 |  | 0 | 0 | 0 | 0 | 0 | 0 | [6 empty] | 0 | 0 | 0 | 9 | 1923 | 0 | 0 | E | [6 empty] | 0
3 |  | 17609 | 360 | 1 | NP | 456000 | B | OP | 1 | 1968 | UR |  |  | UR |  |  | 10580 | 436000 | 436000 | 0 | RT | 6 | 2007 | 0 | 0 | 0 | 0 | [6 empty] | 0 | 0 | 436000 | 3 | 1967 | 0 | 0 | [7 empty] | 0
3 |  | 17609 | 360 | 2 | NP | 1127000 | B | OP | 8 | 1983 | UR |  |  | UR |  |  | 9929 | 1070000 | 1070000 | 0 |  | 0 | 0 | 0 | 0 | 0 | 0 | [6 empty] | 0 | 0 | 1070000 | 9 | 1982 | 0 | 0 | [7 empty] | 0
3 |  | 17609 | 360 | 3 | NP | 1127000 | B | OP | 4 | 1984 | UR |  |  | UR |  |  | 9948 | 1080000 | 1080000 | 0 |  | 0 | 0 | 0 | 0 | 0 | 0 | [6 empty] | 0 | 0 | 1080000 | 9 | 1983 | 0 | 0 | [7 empty] | 0
3 |  | 17609 | 361 | 1 | HC | 800 | C | OP | 2 | 1899 | WAT |  |  | WAT |  |  | 0 | 1000 | 1000 | 0 |  | 0 | 0 | 0 | 0 | 0 | 0 | [6 empty] | 0 | 0 | 0 | 11 | 1898 | 0 | 0 | E | [6 empty] | 0
3 |  | 17609 | 361 | 2 | HC | 800 | C | OP | 2 | 1899 | WAT |  |  | WAT |  |  | 0 | 1000 | 1000 | 0 |  | 0 | 0 | 0 | 0 | 0 | 0 | [6 empty] | 0 | 0 | 0 | 11 | 1898 | 0 | 0 | E | [6 empty] | 0
3 |  | 17609 | 361 | 3 | HC | 800 | C | OP | 1 | 1899 | WAT |  |  | WAT |  |  | 0 | 925 | 925 | 0 |  | 0 | 0 | 0 | 0 | 0 | 0 | [6 empty] | 0 | 0 | 0 | 10 | 1898 | 0 | 0 | E | [6 empty] | 0
3 |  | 17609 | 361 | 4 | HC | 800 | C | OP | 1 | 1899 | WAT |  |  | WAT |  |  | 0 | 925 | 925 | 0 |  | 0 | 0 | 0 | 0 | 0 | 0 | [6 empty] | 0 | 0 | 0 | 10 | 1898 | 0 | 0 | E | [6 empty] | 0
3 |  | 17609 | 362 | 1 | HC | 400 | C | OP | 6 | 1905 | WAT |  |  | WAT |  |  | 0 | 700 | 700 | 0 |  | 0 | 0 | 0 | 0 | 0 | 0 | [6 empty] | 0 | 0 | 0 | 3 | 1905 | 0 | 0 | E | [6 empty] | 0
3 |  | 17609 | 362 | 2 | HC | 400 | C | OP | 5 | 1905 | WAT |  |  | WAT |  |  | 0 | 680 | 680 | 0 |  | 0 | 0 | 0 | 0 | 0 | 0 | [6 empty] | 0 | 0 | 0 | 2 | 1905 | 0 | 0 | E | [6 empty] | 0
3 |  | 17609 | 363 | 1 | HC | 1200 | C | OP | 4 | 1947 | WAT |  |  | WAT |  |  | 0 | 1730 | 1730 | 0 |  | 0 | 0 | 0 | 0 | 0 | 0 | [6 empty] | 0 | 0 | 0 | 1 | 1947 | 0 | 0 | E | [6 empty] | 0
3 |  | 17609 | 364 | 1 | HC | 240 | C | OP | 1 | 1922 | WAT |  |  | WAT |  |  | 0 | 370 | 370 | 0 |  | 0 | 0 | 0 | 0 | 0 | 0 | [6 empty] | 0 | 0 | 0 | 10 | 1921 | 0 | 0 | E | [6 empty] | 0
3 |  | 17609 | 364 | 2 | HC | 240 | C | OP | 2 | 1922 | WAT |  |  | WAT |  |  | 0 | 370 | 370 | 0 |  | 0 | 0 | 0 | 0 | 0 | 0 | [6 empty] | 0 | 0 | 0 | 11 | 1921 | 0 | 0 | E | [6 empty] | 0
3 |  | 17609 | 365 | 1 | HC | 1000 | C | OP | 9 | 1909 | WAT |  |  | WAT |  |  | 0 | 1250 | 1250 | 0 |  | 0 | 0 | 0 | 0 | 0 | 0 | [6 empty] | 0 | 0 | 0 | 6 | 1909 | 0 | 0 | E | [6 empty] | 0
3 |  | 17609 | 365 | 2 | HC | 1000 | C | OP | 9 | 1909 | WAT |  |  | WAT |  |  | 0 | 1250 | 1250 | 0 |  | 0 | 0 | 0 | 0 | 0 | 0 | [6 empty] | 0 | 0 | 0 | 6 | 1909 | 0 | 0 | E | [6 empty] | 0
3 |  | 17609 | 636 | 1 | GE | 0 |  |  | 0 | 0 | [6 empty] | 0 | 0 | 0 | 10000 | CN | 5 | 1985 | 7 | 1980 | 11 | 1985 |  |  |  | GST |  |  | 0 | 0 | 0 | 0 | 0 | 9000 | 10000 | [7 empty] | 0
3 |  | 17609 | 912 | 1 | GE | 10000 |  |  | 0 | 1983 |  |  |  | GST |  |  | 0 | 9000 | 10000 | 0 | SD | 0 | 1987 | 0 | 0 | 0 | 0 | [6 empty] | 0 | 0 | 0 | 0 | 1983 | 9000 | 10000 |  | E | E |  |  |  |  | 0
3 |  | 17609 | 1000 | HY1 | HL | 30 | C | OP | 2 | 1984 | WAT |  |  | WAT |  |  | 0 | 30 | 30 | 0 |  | 0 | 0 | 0 | 0 | 0 | 0 | [6 empty] | 0 | 0 | 0 | 11 | 1983 | 0 | 0 | E | [6 empty] | 0
3 |  | 17609 | 1000 | HY2 | HL | 22 | C | OP | 2 | 1985 | WAT |  |  | WAT |  |  | 0 | 22 | 22 | 0 |  | 0 | 0 | 2 | 1985 | 0 | 0 | [6 empty] | 0 | 0 | 0 | 0 | 1984 | 0 | 0 | [7 empty] | 0
3 |  | 17609 | 1000 | HY3 | HL | 57 | C | OP | 2 | 1985 | WAT |  |  | WAT |  |  | 0 | 57 | 57 | 0 |  | 0 | 0 | 2 | 1985 | 2 | 1985 | [6 empty] | 0 | 0 | 0 | 0 | 1984 | 0 | 0 | [7 empty] | 0
3 |  | 17609 | 2341 | 1 | ST | 818100 | B | OP | 4 | 1971 | NG |  |  | SUB | NG |  | 10217 | 790000 | 790000 | 0 |  | 0 | 0 | 0 | 0 | 0 | 0 | [6 empty] | 0 | 0 | 0 | 12 | 1970 | 0 | 0 | [7 empty] | 0
3 |  | 17609 | 2341 | 2 | ST | 818100 | B | OP | 10 | 1971 | NG |  |  | SUB | NG |  | 10452 | 790000 | 790000 | 0 |  | 0 | 0 | 0 | 0 | 0 | 0 | [6 empty] | 0 | 0 | 0 | 7 | 1971 | 0 | 0 | E | [6 empty] | 0
3 |  | 17609 | 5064 | 1 | NP | 0 |  |  | 0 | 0 | [6 empty] | 0 | 0 | 0 | 770000 | CN | 88 | 1974 | 8 | 1980 | 3 | 1987 |  |  |  | UR |  |  | 0 | 0 | 0 | 0 | 0 | 0 | 0 | [7 empty] | 0
3 |  | 17609 | 5064 | 2 | NP | 0 |  |  | 0 | 0 | [6 empty] | 0 | 0 | 0 | 770000 | CN | 88 | 1974 | 8 | 1980 | 3 | 1987 |  |  |  | UR |  |  | 0 | 0 | 0 | 0 | 0 | 0 | 0 | [7 empty] | 0
3 |  | 17609 | 5065 | 7 | FC | 0 |  |  | 0 | 0 | [6 empty] | 0 | 0 | 0 | 26000 | CN | 99 | 9999 | 6 | 1980 | 1 | 1987 |  |  |  | PET |  |  | 0 | 0 | 0 | 0 | 0 | 24000 | 24000 | [7 empty] | 0
3 |  | 17609 | 5065 | 8 | CW | 0 |  |  | 0 | 0 |  |  |  | WH |  |  | 0 | 0 | 0 | 26000 | CN | 99 | 0 | 8 | 1980 | 3 | 1987 |  |  |  | PET |  |  | 0 | 0 | 0 | 0 | 0 | 23000 | 26000 | [7 empty] | 0
3 |  | 17609 | 5065 | 9 | FC | 0 |  |  | 0 | 0 | [6 empty] | 0 | 0 | 0 | 26000 | CN | 99 | 9999 | 8 | 1980 | 3 | 1987 |  |  |  | PET |  |  | 0 | 0 | 0 | 0 | 0 | 24000 | 24000 | [7 empty] | 0
3 |  | 17609 | 6704 | 2 | IC | 500 |  |  | 99 | 1926 |  |  |  | FO2 |  |  | 0 | 0 | 0 | 0 | RE | 12 | 1976 | 0 | 0 | 0 | 0 | [6 empty] | 0 | 0 | 0 | 0 | 1926 | 0 | 0 | E | [6 empty] | 0
3 |  | 17609 | 6704 | 4 | IC | 200 |  |  | 99 | 1924 |  |  |  | FO2 |  |  | 0 | 0 | 0 | 0 | RE | 12 | 1976 | 0 | 0 | 0 | 0 | [6 empty] | 0 | 0 | 0 | 0 | 1924 | 0 | 0 | E | [6 empty] | 0
3 |  | 17609 | 6704 | 7 | IC | 1000 | C | OP | 7 | 1958 | FO2 |  |  | FO2 |  |  | 12019 | 1000 | 1000 | 0 |  | 0 | 0 | 0 | 0 | 0 | 0 | [6 empty] | 0 | 0 | 0 | 6 | 1958 | 0 | 0 | E | [6 empty] | 0
3 |  | 17609 | 6704 | 8 | IC | 1500 | B | SB | 6 | 1963 | FO2 |  |  | FO2 |  |  | 11268 | 1500 | 1500 | 0 |  | 0 | 0 | 0 | 0 | 0 | 0 | [6 empty] | 0 | 0 | 0 | 5 | 1963 | 0 | 0 | E | [6 empty] | 0
3 |  | 17609 | 6704 | 10 | IC | 1125 |  | OP | 7 | 1966 | FO2 |  |  | FO2 |  |  | 9373 | 1125 | 1125 | 0 |  | 0 | 0 | 0 | 0 | 0 | 0 | [6 empty] | 0 | 0 | 0 | 6 | 1966 | 0 | 0 | E | [6 empty] | 0
3 |  | 17609 | 6704 | 11 | IC | 2000 | C | OP | 5 | 1973 | FO2 |  |  | FO2 |  |  | 12938 | 1000 | 1000 | 0 |  | 0 | 0 | 0 | 0 | 0 | 0 | [6 empty] | 0 | 0 | 0 | 4 | 1973 | 0 | 0 | E | [6 empty] | 0
3 |  | 17609 | 6704 | 12 | IC | 1550 | B | OP | 6 | 1976 | FO2 |  |  | FO2 |  |  | 11787 | 1575 | 1575 | 0 |  | 0 | 0 | 0 | 0 | 0 | 0 | [6 empty] | 0 | 0 | 0 | 5 | 1976 | 0 | 0 | E | [6 empty] | 0
3 |  | 17609 | 6704 | 14 | IC | 1400 | B | OP | 10 | 1986 | FO2 |  |  | FO2 |  |  | 11068 | 1400 | 1400 | 0 |  | 0 | 0 | 4 | 1985 | 10 | 1986 | AP | [5 empty] | 0 | 0 | 0 | 5 | 1986 | 0 | 0 | [7 empty] | 0
3 |  | 17609 | 7038 | 1 | FC | 0 |  |  | 0 | 0 | [6 empty] | 0 | 0 | 0 | 8000 | CN | 0 | 0 | 7 | 1992 | 7 | 1992 |  |  |  | NG |  |  | 8000 | 8000 | 0 | 0 | 0 | 8000 | 8000 | [7 empty] | 0
3 |  | 17609 | 7147 | 3 | HC | 1000 | C | OP | 3 | 1903 | WAT |  |  | WAT |  |  | 0 | 890 | 890 | 0 |  | 0 | 0 | 0 | 0 | 0 | 0 | [6 empty] | 0 | 0 | 0 | 12 | 1902 | 0 | 0 | [7 empty] | 0
3 |  | 17609 | 7147 | 4 | HC | 1000 | C | OP | 10 | 1904 | WAT |  |  | WAT |  |  | 0 | 890 | 890 | 0 |  | 0 | 0 | 0 | 0 | 0 | 0 | [6 empty] | 0 | 0 | 0 | 10 | 1903 | 0 | 0 | [7 empty] | 0
3 |  | 17609 | 7147 | 5 | HC | 1000 | C | OP | 3 | 1904 | WAT |  |  | WAT |  |  | 0 | 890 | 890 | 0 |  | 0 | 0 | 0 | 0 | 0 | 0 | [6 empty] | 0 | 0 | 0 | 12 | 1903 | 0 | 0 | [7 empty] | 0
3 |  | 17609 | 7148 | 1 | HC | 1500 | C | OP | 12 | 1923 | WAT |  |  | WAT |  |  | 0 | 1500 | 1500 | 0 |  | 0 | 0 | 0 | 0 | 0 | 0 | [6 empty] | 0 | 0 | 0 | 9 | 1923 | 0 | 0 | [7 empty] | 0
3 |  | 17609 | 8076 | 1 | GT | 56700 | P | OP | 8 | 1974 | NG |  |  | NG | JF |  | 14950 | 48000 | 53000 | 0 |  | 0 | 0 | 0 | 0 | 0 | 0 | [6 empty] | 0 | 0 | 0 | 8 | 1974 | 0 | 0 | [7 empty] | 0
3 |  | 17609 | 8330 | 1 | GE | 0 |  |  | 0 | 0 | [6 empty] | 0 | 0 | 0 | 52000 | CN | 99 | 9999 | 4 | 1984 | 4 | 1984 |  |  |  | GST |  |  | 0 | 0 | 0 | 0 | 0 | 47000 | 48000 | [7 empty] | 0
3 |  | 17609 | 9762 | 1 | HC | 250 | C | OP | 8 | 1904 | WAT |  |  | WAT |  |  | 0 | 320 | 320 | 0 |  | 0 | 0 | 0 | 0 | 0 | 0 | [6 empty] | 0 | 0 | 0 | 5 | 1904 | 0 | 0 | E | [6 empty] | 0
3 |  | 17622 | 5020 | A | GT | 20000 |  |  | 0 | 1900 |  |  |  | FO2 |  |  | 0 | 0 | 0 | 0 | RE | 0 | 0 | 0 | 0 | 0 | 0 | [6 empty] | 0 | 0 | 0 | 0 | 1900 | 0 | 0 | E | [6 empty] | 0
3 |  | 17632 | 976 | 1 | ST | 33000 | C | OP | 6 | 1963 | FO2 |  |  | BIT |  |  | 13500 | 34000 | 34000 | 0 |  | 0 | 0 | 0 | 0 | 0 | 0 | [6 empty] | 0 | 0 | 0 | 4 | 1963 | 0 | 0 | E | [6 empty] | 0
3 |  | 17632 | 976 | 2 | ST | 33000 | C | OP | 8 | 1963 | FO2 |  |  | BIT |  |  | 13500 | 34000 | 34000 | 0 |  | 0 | 0 | 0 | 0 | 0 | 0 | [6 empty] | 0 | 0 | 0 | 6 | 1963 | 0 | 0 | E | [6 empty] | 0
3 |  | 17632 | 976 | 3 | ST | 33000 | C | OP | 9 | 1963 | FO2 |  |  | BIT |  |  | 13500 | 34000 | 34000 | 0 |  | 0 | 0 | 0 | 0 | 0 | 0 | [6 empty] | 0 | 0 | 0 | 7 | 1963 | 0 | 0 | E | [6 empty] | 0
3 |  | 17632 | 976 | 4 | ST | 173000 | C | OP | 10 | 1978 | FO2 |  |  | BIT |  |  | 10500 | 170000 | 170000 | 0 |  | 0 | 0 | 0 | 0 | 0 | 0 | [6 empty] | 0 | 0 | 0 | 7 | 1978 | 0 | 0 | E | [6 empty] | 0
3 |  | 17632 | 976 | 5 | ST | 0 |  |  | 0 | 0 | [6 empty] | 0 | 0 | 0 | 350000 | CN | 99 | 9999 | 6 | 1988 | 88 | 1991 |  |  |  | BIT |  |  | 0 | 0 | 0 | 0 | 0 | 327000 | 334000 | [7 empty] | 0
3 |  | 17633 | 1011 | 1 | GT | 53125 | P | OP | 9 | 1971 | NG | FO2 |  | NG | FO2 |  | 13500 | 50000 | 60000 | 0 |  | 0 | 0 | 0 | 0 | 0 | 0 | [6 empty] | 0 | 0 | 0 | 8 | 1971 | 0 | 0 | E | [6 empty] | 0
3 |  | 17633 | 1011 | 2 | GT | 88875 | P | OP | 5 | 1981 | NG | FO2 |  | NG | FO2 |  | 11010 | 65000 | 75000 | 0 |  | 0 | 0 | 0 | 0 | 0 | 0 | [6 empty] | 0 | 0 | 0 | 4 | 1981 | 0 | 0 | E | [6 empty] | 0
3 |  | 17633 | 1011 | 3 | GT | 0 |  |  | 0 | 0 | [6 empty] | 0 | 0 | 0 | 90000 | CN | 4 | 1985 | 4 | 1989 | 4 | 1991 | LO | RE |  | NG |  |  | 65000 | 75000 | 0 | 0 | 0 | 74000 | 88000 | [7 empty] | 0
3 |  | 17633 | 1011 | 4 | GT | 0 |  |  | 0 | 0 | [6 empty] | 0 | 0 | 0 | 90000 | CN | 4 | 1985 | 4 | 1991 | 4 | 1993 | LO | RE |  | NG |  |  | 65000 | 75000 | 0 | 0 | 0 | 74000 | 88000 | [7 empty] | 0
3 |  | 17633 | 1012 | 1 | ST | 46000 | B | OP | 6 | 1955 | FO2 |  |  | BIT |  |  | 11817 | 46000 | 46000 | 0 |  | 0 | 0 | 0 | 0 | 0 | 0 | [6 empty] | 0 | 0 | 0 | 5 | 1955 | 0 | 0 | E | [6 empty] | 0
3 |  | 17633 | 1012 | 2 | ST | 103700 | B | OP | 12 | 1966 | FO2 |  |  | BIT |  |  | 11480 | 92000 | 92000 | 0 |  | 0 | 0 | 0 | 0 | 0 | 0 | [6 empty] | 0 | 0 | 0 | 10 | 1966 | 0 | 0 | E | [6 empty] | 0
3 |  | 17633 | 1012 | 3 | ST | 265230 | B | OP | 6 | 1973 | NG |  |  | BIT |  |  | 10549 | 250000 | 250000 | 0 |  | 0 | 0 | 0 | 0 | 0 | 0 | [6 empty] | 0 | 0 | 0 | 3 | 1973 | 0 | 0 | E | [6 empty] | 0
3 |  | 17633 | 1013 | 1 | GT | 10700 | P | OP | 6 | 1963 | FO2 |  |  | NG |  |  | 18000 | 10000 | 12000 | 0 |  | 0 | 0 | 0 | 0 | 0 | 0 | [6 empty] | 0 | 0 | 0 | 5 | 1963 | 0 | 0 | E | [6 empty] | 0
3 |  | 17633 | 1013 | 2 | GT | 11500 | P | OP | 6 | 1964 | FO2 |  |  | NG |  |  | 17500 | 10000 | 12000 | 0 |  | 0 | 0 | 0 | 0 | 0 | 0 | [6 empty] | 0 | 0 | 0 | 5 | 1964 | 0 | 0 | E | [6 empty] | 0
3 |  | 17633 | 1014 | 1 | ST | 8000 |  |  | 99 | 1929 |  |  |  | FO2 | NG |  | 0 | 0 | 0 | 0 | RE | 9 | 1981 | 0 | 0 | 0 | 0 | [6 empty] | 0 | 0 | 0 | 0 | 1929 | 0 | 0 | E | [6 empty] | 0
3 |  | 17633 | 1014 | 2 | ST | 13000 |  |  | 99 | 1929 |  |  |  | FO2 | NG |  | 0 | 0 | 0 | 0 | RE | 9 | 1981 | 0 | 0 | 0 | 0 | [6 empty] | 0 | 0 | 0 | 0 | 1929 | 0 | 0 | E | [6 empty] | 0
3 |  | 17633 | 1014 | 3 | ST | 13000 |  |  | 99 | 1936 |  |  |  | FO2 | NG |  | 0 | 0 | 0 | 0 | RE | 9 | 1981 | 0 | 0 | 0 | 0 | [6 empty] | 0 | 0 | 0 | 0 | 1936 | 0 | 0 | E | [6 empty] | 0
3 |  | 17633 | 1014 | 4 | ST | 20000 |  |  | 88 | 1938 |  |  |  | NG | FO2 |  | 0 | 20000 | 20000 | 0 | RE | 12 | 1984 | 0 | 0 | 0 | 0 | [6 empty] | 0 | 0 | 0 | 0 | 1938 | 0 | 0 | E | [6 empty] | 0
3 |  | 17633 | 1014 | 5 | ST | 23000 |  |  | 88 | 1945 |  |  |  | NG | FO2 |  | 0 | 20000 | 20000 | 0 | RE | 12 | 1984 | 0 | 0 | 0 | 0 | [6 empty] | 0 | 0 | 0 | 0 | 1945 | 0 | 0 | E | [6 empty] | 0
3 |  | 17633 | 1014 | 6 | ST | 23000 |  |  | 88 | 1949 |  |  |  | NG | FO2 |  | 0 | 20000 | 20000 | 0 | RE | 12 | 1984 | 0 | 0 | 0 | 0 | [6 empty] | 0 | 0 | 0 | 0 | 1949 | 0 | 0 | E | [6 empty] | 0
3 |  | 17633 | 1014 | 7 | ST | 23000 |  |  | 88 | 1951 |  |  |  | NG | FO2 |  | 0 | 20000 | 20000 | 0 | RE | 12 | 1984 | 0 | 0 | 0 | 0 | [6 empty] | 0 | 0 | 0 | 0 | 1951 | 0 | 0 | E | [6 empty] | 0
3 |  | 17633 | 6137 | 1 | ST | 265230 | B | OP | 3 | 1979 | NG |  |  | BIT |  |  | 10576 | 250000 | 250000 | 0 |  | 0 | 0 | 0 | 0 | 0 | 0 | [6 empty] | 0 | 0 | 0 | 12 | 1978 | 0 | 0 | E | [6 empty] | 0
3 |  | 17633 | 6137 | 2 | ST | 265230 | B | OP | 2 | 1986 | NG |  |  | BIT |  |  | 10305 | 250000 | 250000 | 0 |  | 0 | 0 | 4 | 1983 | 2 | 1986 | LO | [5 empty] | 0 | 0 | 0 | 1 | 1986 | 0 | 0 | [7 empty] | 0
3 |  | 17633 | 6137 | 3 | ST | 0 |  |  | 0 | 0 | [6 empty] | 0 | 0 | 0 | 530000 | CN | 4 | 1985 | 4 | 1987 | 4 | 1996 | LO | RE |  | COL |  |  | 500000 | 500000 | 0 | 0 | 0 | 493000 | 503000 | [7 empty] | 0
3 |  | 17633 | 6137 | 4 | GT | 88200 |  | OP | 6 | 1991 | NG | FO2 |  | NG | FO2 |  | 12820 | 80000 | 90000 | 0 |  | 0 | 0 | 0 | 0 | 0 | 0 | [6 empty] | 0 | 0 | 0 | 5 | 1991 | 0 | 0 | [7 empty] | 0
3 |  | 17633 | 6705 | 4 | ST | 323000 | B | OP | 12 | 1970 | NG |  |  | BIT |  |  | 10445 | 270000 | 270000 | 0 |  | 0 | 0 | 0 | 0 | 0 | 0 | [6 empty] | 0 | 0 | 0 | 10 | 1970 | 0 | 0 | E | [6 empty] | 0
3 |  | 17664 | 7009 | 3 | HC | 0 |  |  | 0 | 0 | [6 empty] | 0 | 0 | 0 | 2500 | IP | 3 | 1990 | 1 | 1989 | 0 | 0 |  |  |  | WAT |  |  | 2000 | 2000 | 0 | 0 | 0 | 2461 | 2408 | [7 empty] | 0
3 |  | 17664 | 9894 | 1 | HC | 500 | P | OP | 0 | 1926 | WAT |  |  | WAT |  |  | 0 | 500 | 500 | 0 |  | 0 | 0 | 0 | 0 | 0 | 0 | [6 empty] | 0 | 0 | 0 | 0 | 1926 | 0 | 0 | [7 empty] | 0
3 |  | 17664 | 9894 | 2 | HC | 500 | P | OP | 0 | 1926 | WAT |  |  | WAT |  |  | 0 | 500 | 500 | 0 |  | 0 | 0 | 0 | 0 | 0 | 0 | [6 empty] | 0 | 0 | 0 | 0 | 1926 | 0 | 0 | [7 empty] | 0
3 |  | 17692 | 2317 | 1 | IC | 1000 |  |  | 99 | 1944 |  |  |  | UNK |  |  | 0 | 0 | 0 | 0 | RE | 0 | 0 | 0 | 0 | 0 | 0 | [6 empty] | 0 | 0 | 0 | 0 | 1944 | 0 | 0 | E | [6 empty] | 0
3 |  | 17692 | 2317 | 2 | IC | 1000 |  |  | 99 | 1953 |  |  |  | UNK |  |  | 0 | 0 | 0 | 0 | RE | 0 | 0 | 0 | 0 | 0 | 0 | [6 empty] | 0 | 0 | 0 | 0 | 1953 | 0 | 0 | E | [6 empty] | 0
3 |  | 17692 | 2317 | 3 | IC | 1000 |  |  | 99 | 1944 |  |  |  | UNK |  |  | 0 | 0 | 0 | 0 | RE | 0 | 0 | 0 | 0 | 0 | 0 | [6 empty] | 0 | 0 | 0 | 0 | 1944 | 0 | 0 | E | [6 empty] | 0
3 |  | 17692 | 2318 | 1 | IC | 300 |  | SB | 99 | 1950 |  |  |  | FO2 |  |  | 0 | 300 | 300 | 0 |  | 0 | 0 | 0 | 0 | 0 | 0 | [6 empty] | 0 | 0 | 0 | 0 | 1950 | 0 | 0 | E | [6 empty] | 0
3 |  | 17698 | 1416 | 1 | ST | 15000 |  |  | 99 | 1938 |  |  |  | NG |  |  | 0 | 0 | 0 | 0 | RE | 1 | 1979 | 0 | 0 | 0 | 0 | [6 empty] | 0 | 0 | 0 | 0 | 1938 | 0 | 0 | E | [6 empty] | 0
3 |  | 17698 | 1416 | 2 | ST | 10000 |  |  | 99 | 1926 |  |  |  | NG |  |  | 0 | 0 | 0 | 0 | RE | 1 | 1979 | 0 | 0 | 0 | 0 | [6 empty] | 0 | 0 | 0 | 0 | 1926 | 0 | 0 | E | [6 empty] | 0
3 |  | 17698 | 1416 | 3 | ST | 10000 |  |  | 99 | 1927 |  |  |  | NG |  |  | 0 | 0 | 0 | 0 | RE | 1 | 1979 | 0 | 0 | 0 | 0 | [6 empty] | 0 | 0 | 0 | 0 | 1927 | 0 | 0 | E | [6 empty] | 0
3 |  | 17698 | 1416 | 4 | ST | 10000 |  |  | 99 | 1927 |  |  |  | NG |  |  | 0 | 0 | 0 | 0 | RE | 1 | 1979 | 0 | 0 | 0 | 0 | [6 empty] | 0 | 0 | 0 | 0 | 1927 | 0 | 0 | E | [6 empty] | 0
3 |  | 17698 | 1416 | 5 | ST | 125000 | P | OP | 4 | 1960 | NG |  |  | NG |  |  | 10887 | 113000 | 113000 | 0 |  | 0 | 0 | 0 | 0 | 0 | 0 | [6 empty] | 0 | 0 | 0 | 3 | 1960 | 0 | 0 | E | [6 empty] | 0
3 |  | 17698 | 1417 | 1 | ST | 25000 | C | OP | 7 | 1947 | NG |  |  | NG |  |  | 12917 | 27000 | 27000 | 0 |  | 0 | 0 | 0 | 0 | 0 | 0 | [6 empty] | 0 | 0 | 0 | 6 | 1947 | 0 | 0 | E | [6 empty] | 0
3 |  | 17698 | 1417 | 2 | ST | 25000 | C | OP | 4 | 1949 | NG |  |  | NG |  |  | 13469 | 29000 | 29000 | 0 |  | 0 | 0 | 0 | 0 | 0 | 0 | [6 empty] | 0 | 0 | 0 | 3 | 1949 | 0 | 0 | E | [6 empty] | 0
3 |  | 17698 | 1417 | 3 | ST | 113636 | C | OP | 6 | 1957 | NG |  |  | NG | FO6 |  | 10450 | 111000 | 111000 | 0 |  | 0 | 0 | 0 | 0 | 0 | 0 | [6 empty] | 0 | 0 | 0 | 5 | 1957 | 0 | 0 | E | [6 empty] | 0
3 |  | 17698 | 1417 | 4 | ST | 113636 | C | OP | 5 | 1959 | NG |  |  | NG | FO6 |  | 10554 | 109000 | 109000 | 0 |  | 0 | 0 | 0 | 0 | 0 | 0 | [6 empty] | 0 | 0 | 0 | 4 | 1959 | 0 | 0 | E | [6 empty] | 0
3 |  | 17698 | 3476 | 1 | ST | 37500 | P |  | 1 | 1950 | NG | FO6 |  | NG |  |  | 12479 | 36000 | 36000 | 0 | RE | 6 | 1985 | 0 | 0 | 0 | 0 | [6 empty] | 0 | 0 | 0 | 12 | 1949 | 0 | 0 | E | [6 empty] | 0
3 |  | 17698 | 3476 | 2 | ST | 37500 | C | OP | 12 | 1950 | NG |  |  | NG |  |  | 13552 | 38000 | 38000 | 0 |  | 0 | 0 | 0 | 0 | 0 | 0 | [6 empty] | 0 | 0 | 0 | 12 | 1950 | 0 | 0 | E | [6 empty] | 0
3 |  | 17698 | 3476 | 3 | ST | 37500 | C | OP | 6 | 1952 | NG |  |  | NG |  |  | 13652 | 36000 | 36000 | 0 |  | 0 | 0 | 0 | 0 | 0 | 0 | [6 empty] | 0 | 0 | 0 | 6 | 1952 | 0 | 0 | E | [6 empty] | 0
3 |  | 17698 | 3476 | 4 | ST | 73500 | C | OP | 3 | 1956 | NG |  |  | NG |  |  | 11756 | 83000 | 83000 | 0 |  | 0 | 0 | 0 | 0 | 0 | 0 | [6 empty] | 0 | 0 | 0 | 2 | 1956 | 0 | 0 | E | [6 empty] | 0
3 |  | 17698 | 3476 | 5 | ST | 351000 | C | OP | 4 | 1974 | NG |  |  | NG | FO6 |  | 10252 | 344000 | 344000 | 0 |  | 0 | 0 | 0 | 0 | 0 | 0 | [6 empty] | 0 | 0 | 0 | 3 | 1974 | 0 | 0 | E | [6 empty] | 0
3 |  | 17698 | 3477 | 1 | ST | 50000 | C | OP | 3 | 1954 | NG |  |  | NG | FO2 |  | 11856 | 50000 | 50000 | 0 |  | 0 | 0 | 0 | 0 | 0 | 0 | [6 empty] | 0 | 0 | 0 | 3 | 1954 | 0 | 0 | E | [6 empty] | 0
3 |  | 17698 | 3477 | 2 | GT | 16470 | P |  | 5 | 1968 | FO2 |  |  | FO2 |  |  | 15955 | 13000 | 13000 | 0 | SD | 12 | 1988 | 0 | 0 | 0 | 0 | [6 empty] | 0 | 0 | 0 | 4 | 1968 | 0 | 0 | E | [6 empty] | 0
3 |  | 17698 | 3477 | 3 | GT | 16470 | P |  | 5 | 1968 | FO2 |  |  | FO2 |  |  | 15969 | 13000 | 13000 | 0 | SD | 12 | 1988 | 0 | 0 | 0 | 0 | [6 empty] | 0 | 0 | 0 | 4 | 1968 | 0 | 0 | E | [6 empty] | 0
3 |  | 17698 | 3477 | 4 | GT | 16470 | P |  | 6 | 1968 | FO2 |  |  | FO2 |  |  | 16011 | 14000 | 14000 | 0 | SD | 12 | 1988 | 0 | 0 | 0 | 0 | [6 empty] | 0 | 0 | 0 | 5 | 1968 | 0 | 0 | E | [6 empty] | 0
3 |  | 17698 | 3478 | 1 | ST | 179520 | C | OP | 5 | 1964 | NG |  |  | NG | FO4 |  | 10531 | 177000 | 177000 | 0 |  | 0 | 0 | 0 | 0 | 0 | 0 | [6 empty] | 0 | 0 | 0 | 3 | 1964 | 0 | 0 | E | [6 empty] | 0
3 |  | 17698 | 3478 | 2 | ST | 351000 | C | OP | 5 | 1970 | NG |  |  | NG |  |  | 9434 | 351000 | 351000 | 0 |  | 0 | 0 | 0 | 0 | 0 | 0 | [6 empty] | 0 | 0 | 0 | 4 | 1970 | 0 | 0 | E |  |  |  | Y | Gens NA1&NA2 will work together with gen2&3 see letter2/14. Gen 2&3 will be rerated no internal mods are proposed as yet |  | 0
3 |  | 17698 | 3478 | 3 | ST | 351000 | C | OP | 12 | 1971 | NG |  |  | NG |  |  | 9737 | 351000 | 351000 | 0 |  | 0 | 0 | 0 | 0 | 0 | 0 | [6 empty] | 0 | 0 | 0 | 11 | 1971 | 0 | 0 | E | [6 empty] | 0
3 |  | 17698 | 3478 | NA1 | CT | 0 |  |  | 0 | 0 | [6 empty] | 0 | 0 | 0 | 71000 | PL | 0 | 0 | 12 | 1999 | 12 | 1999 |  |  |  | NG |  |  | 71000 | 71000 | 0 | 0 | 0 | 59414 | 63711 | [7 empty] | 0
3 |  | 17698 | 3478 | NA2 | CT | 0 |  |  | 0 | 0 | [6 empty] | 0 | 0 | 0 | 71000 | PL | 0 | 0 | 12 | 1999 | 12 | 1999 |  |  |  | NG |  |  | 71000 | 71000 | 0 | 0 | 0 | 59414 | 63711 | [7 empty] | 0
3 |  | 17698 | 6138 | 1 | ST | 558000 | B | OP | 5 | 1978 | FO2 |  |  | SUB |  |  | 10536 | 480000 | 480000 | 0 |  | 0 | 0 | 0 | 0 | 0 | 0 | [6 empty] | 0 | 0 | 0 | 5 | 1978 | 0 | 0 | E | [6 empty] | 0
3 |  | 17698 | 6139 | 1 | ST | 558000 | B | OP | 3 | 1977 | FO2 |  |  | SUB |  |  | 10776 | 528000 | 528000 | 0 |  | 0 | 0 | 0 | 0 | 0 | 0 | [6 empty] | 0 | 0 | 0 | 3 | 1977 | 0 | 0 | E | [6 empty] | 0
3 |  | 17698 | 6139 | 2 | ST | 558000 | B | OP | 4 | 1980 | FO2 |  |  | SUB |  |  | 10358 | 528000 | 528000 | 0 |  | 0 | 0 | 0 | 0 | 0 | 0 | [6 empty] | 0 | 0 | 0 | 3 | 1980 | 0 | 0 | E | [6 empty] | 0
3 |  | 17698 | 6139 | 3 | ST | 558000 | B | OP | 3 | 1982 | FO2 |  |  | SUB |  |  | 10574 | 528000 | 528000 | 0 |  | 0 | 0 | 0 | 0 | 0 | 0 | [6 empty] | 0 | 0 | 0 | 2 | 1982 | 0 | 0 | E | [6 empty] | 0
3 |  | 17698 | 7902 | 1 | ST | 720750 | B | OP | 1 | 1985 | NG |  |  | LIG |  |  | 10485 | 650000 | 650000 | 0 |  | 0 | 0 | 2 | 1985 | 1 | 1985 | [6 empty] | 0 | 0 | 0 | 12 | 1984 | 0 | 0 | E | [6 empty] | 0
3 |  | 17699 | 139 | 1 | ST | 1000 |  |  | 99 | 1922 |  |  |  | PET | GAS |  | 0 | 0 | 0 | 0 | RE | 11 | 1978 | 0 | 0 | 0 | 0 | [6 empty] | 0 | 0 | 0 | 0 | 1922 | 0 | 0 | E | [6 empty] | 0
3 |  | 17699 | 139 | 2 | ST | 2000 |  |  | 99 | 1929 |  |  |  | PET | GAS |  | 0 | 0 | 0 | 0 | RE | 11 | 1978 | 0 | 0 | 0 | 0 | [6 empty] | 0 | 0 | 0 | 0 | 1929 | 0 | 0 | E | [6 empty] | 0
3 |  | 17699 | 139 | 3 | ST | 3000 |  |  | 99 | 1940 |  |  |  | PET | GAS |  | 0 | 0 | 0 | 0 | RE | 11 | 1978 | 0 | 0 | 0 | 0 | [6 empty] | 0 | 0 | 0 | 0 | 1940 | 0 | 0 | E | [6 empty] | 0
3 |  | 17699 | 139 | 4 | ST | 5000 |  |  | 99 | 1948 |  |  |  | PET | GAS |  | 0 | 0 | 0 | 0 | RE | 11 | 1978 | 0 | 0 | 0 | 0 | [6 empty] | 0 | 0 | 0 | 0 | 1948 | 0 | 0 | E | [6 empty] | 0
3 |  | 17699 | 3475 | 1 | IC | 700 |  |  | 88 | 1950 | FO2 |  |  | FO2 |  |  | 0 | 700 | 700 | 0 | RE | 12 | 1988 | 0 | 0 | 0 | 0 | [6 empty] | 0 | 0 | 0 | 0 | 1950 | 0 | 0 | E | [6 empty] | 0
3 |  | 17718 | 954 | 1 | ST | 0 |  |  | 0 | 0 | [6 empty] | 0 | 0 | 0 | 600000 | CN | 6 | 1985 | 6 | 1987 | 0 | 0 | AP |  |  | BIT |  |  | 0 | 0 | 0 | 0 | 0 | 557000 | 568000 | [7 empty] | 0
3 |  | 17718 | 2445 | 6 | IC | 300 |  |  | 99 | 1930 |  |  |  | FO2 | NG |  | 0 | 0 | 0 | 0 | RE | 12 | 1979 | 0 | 0 | 0 | 0 | [6 empty] | 0 | 0 | 0 | 0 | 1930 | 0 | 0 | E | [6 empty] | 0
3 |  | 17718 | 2445 | 7 | IC | 500 |  |  | 99 | 1930 |  |  |  | FO2 | NG |  | 0 | 0 | 0 | 0 | RE | 12 | 1979 | 0 | 0 | 0 | 0 | [6 empty] | 0 | 0 | 0 | 0 | 1930 | 0 | 0 | E | [6 empty] | 0
3 |  | 17718 | 2445 | 8 | IC | 1000 |  |  | 99 | 1930 |  |  |  | NG |  |  | 0 | 0 | 0 | 0 | RE | 10 | 1977 | 0 | 0 | 0 | 0 | [6 empty] | 0 | 0 | 0 | 0 | 1930 | 0 | 0 | E | [6 empty] | 0
3 |  | 17718 | 2445 | 9 | IC | 1000 |  |  | 99 | 1937 |  |  |  | NG |  |  | 0 | 0 | 0 | 0 | RE | 10 | 1977 | 0 | 0 | 0 | 0 | [6 empty] | 0 | 0 | 0 | 0 | 1937 | 0 | 0 | E | [6 empty] | 0
3 |  | 17718 | 2445 | 10 | IC | 1000 |  |  | 99 | 1942 |  |  |  | PET |  |  | 0 | 0 | 0 | 0 | RE | 10 | 1977 | 0 | 0 | 0 | 0 | [6 empty] | 0 | 0 | 0 | 0 | 1942 | 0 | 0 | E | [6 empty] | 0
3 |  | 17718 | 2446 | 1 | ST | 113636 | B | OP | 1 | 1967 | NG |  |  | NG |  |  | 10150 | 118000 | 118000 | 0 | RT | 0 | 2007 | 0 | 0 | 0 | 0 | [6 empty] | 0 | 0 | 0 | 1 | 1967 | 0 | 0 | [7 empty] | 0
3 |  | 17718 | 2446 | 2 | GT | 86850 | C | OP | 6 | 1976 | NG |  |  | NG |  |  | 12748 | 66000 | 66000 | 0 | RT | 8 | 2001 | 0 | 0 | 0 | 0 | [6 empty] | 0 | 0 | 0 | 6 | 1976 | 0 | 0 | [7 empty] | 0
3 |  | 17718 | 2446 | 3 | GT | 0 |  |  | 0 | 0 | [6 empty] | 0 | 0 | 0 | 10000 | RA | 0 | 0 | 5 | 1990 | 1 | 1992 |  |  |  | NG |  |  | 10000 | 10000 | 0 | 0 | 0 | 0 | 0 | [6 empty] | OP | 10000
3 |  | 17718 | 2453 | 2 | ST | 7500 |  |  | 88 | 1946 |  |  |  | NG | FO2 |  | 0 | 0 | 0 | 0 | RE | 8 | 1983 | 0 | 0 | 0 | 0 | [6 empty] | 0 | 0 | 0 | 0 | 1946 | 0 | 0 | E | [6 empty] | 0
3 |  | 17718 | 2453 | 3 | ST | 17200 |  |  | 2 | 1949 |  |  |  | NG | FO2 |  | 0 | 0 | 0 | 0 | RE | 8 | 1983 | 0 | 0 | 0 | 0 | [6 empty] | 0 | 0 | 0 | 0 | 1949 | 0 | 0 | E | [6 empty] | 0
3 |  | 17718 | 2453 | 4 | ST | 19600 |  |  | 12 | 1953 |  |  |  | NG | FO2 |  | 0 | 0 | 0 | 0 | RE | 8 | 1983 | 0 | 0 | 0 | 0 | [6 empty] | 0 | 0 | 0 | 0 | 1953 | 0 | 0 | E | [6 empty] | 0
3 |  | 17718 | 2453 | 5 | GT | 16320 | C | SB | 12 | 1977 | NG |  |  | NG |  |  | 15409 | 16000 | 16000 | 0 | RT | 0 | 2001 | 0 | 0 | 0 | 0 | [6 empty] | 0 | 0 | 0 | 11 | 1977 | 0 | 0 | E | [6 empty] | 0
3 |  | 17718 | 2454 | 1 | ST | 75000 | B | OP | 7 | 1957 | NG |  |  | NG |  |  | 11507 | 71000 | 71000 | 0 | RT | 8 | 1997 | 0 | 0 | 0 | 0 | [6 empty] | 0 | 0 | 0 | 7 | 1957 | 0 | 0 | [7 empty] | 0
3 |  | 17718 | 2454 | 2 | ST | 190400 | B | OP | 7 | 1965 | NG |  |  | NG |  |  | 10062 | 196000 | 196000 | 0 | RT | 8 | 2005 | 0 | 0 | 0 | 0 | [6 empty] | 0 | 0 | 0 | 7 | 1965 | 0 | 0 | [7 empty] | 0
3 |  | 17718 | 2455 | 5 | ST | 5000 |  |  | 99 | 1941 |  |  |  | NG | FO2 |  | 0 | 0 | 0 | 0 | RE | 12 | 1980 | 0 | 0 | 0 | 0 | [6 empty] | 0 | 0 | 0 | 0 | 1941 | 0 | 0 | E | [6 empty] | 0
3 |  | 17718 | 2455 | 6 | ST | 19000 |  |  | 6 | 1950 |  |  |  | NG | FO2 |  | 0 | 0 | 0 | 0 | RE | 12 | 1980 | 0 | 0 | 0 | 0 | [6 empty] | 0 | 0 | 0 | 0 | 1950 | 0 | 0 | E | [6 empty] | 0
3 |  | 17718 | 2455 | 7 | GT | 11500 |  |  | 88 | 1963 |  |  |  | NG |  |  | 0 | 10000 | 12000 | 0 | RE | 12 | 1986 | 0 | 0 | 0 | 0 | [6 empty] | 0 | 0 | 0 | 5 | 1963 | 0 | 0 |  | E | E |  |  |  |  | 0
3 |  | 17718 | 2469 | 1 | IC | 1300 |  |  | 99 | 1947 |  |  |  | NG | FO2 |  | 0 | 0 | 0 | 0 | RE | 0 | 0 | 0 | 0 | 0 | 0 | [6 empty] | 0 | 0 | 0 | 0 | 1947 | 0 | 0 | E | [6 empty] | 0
3 |  | 17718 | 2469 | 2 | IC | 1800 |  |  | 99 | 1947 |  |  |  | NG | FO2 |  | 0 | 0 | 0 | 0 | RE | 3 | 1983 | 0 | 0 | 0 | 0 | [6 empty] | 0 | 0 | 0 | 0 | 1947 | 0 | 0 | E | [6 empty] | 0
3 |  | 17718 | 2469 | 3 | IC | 1000 | C | SB | 6 | 1975 | FO2 |  |  | FO2 |  |  | 10748 | 1000 | 1000 | 0 | RT | 8 | 2001 | 0 | 0 | 0 | 0 | [6 empty] | 0 | 0 | 0 | 5 | 1975 | 0 | 0 | E | [6 empty] | 0
3 |  | 17718 | 2469 | 4 | IC | 2250 | C | SB | 6 | 1959 | FO2 |  |  | FO2 |  |  | 10748 | 2000 | 2000 | 0 | RT | 8 | 2001 | 0 | 0 | 0 | 0 | [6 empty] | 0 | 0 | 0 | 5 | 1959 | 0 | 0 | E | [6 empty] | 0
3 |  | 17718 | 2469 | 5 | IC | 1300 |  |  | 99 | 1951 |  |  |  | NG | FO2 |  | 0 | 0 | 0 | 0 | RE | 3 | 1983 | 0 | 0 | 0 | 0 | [6 empty] | 0 | 0 | 0 | 0 | 1951 | 0 | 0 | E | [6 empty] | 0
3 |  | 17718 | 2469 | 6 | IC | 4100 | C | SB | 5 | 1968 | FO2 |  |  | FO2 |  |  | 10748 | 3000 | 3000 | 0 | RT | 8 | 2001 | 0 | 0 | 0 | 0 | [6 empty] | 0 | 0 | 0 | 4 | 1968 | 0 | 0 | [7 empty] | 0
3 |  | 17718 | 2469 | 7 | IC | 2200 |  |  | 99 | 1957 |  |  |  | NG | FO2 |  | 0 | 0 | 0 | 0 | RE | 5 | 1981 | 0 | 0 | 0 | 0 | [6 empty] | 0 | 0 | 0 | 0 | 1957 | 0 | 0 | E | [6 empty] | 0
3 |  | 17718 | 2469 | 8 | IC | 3000 | C | SB | 7 | 1964 | FO2 |  |  | FO2 |  |  | 10748 | 3000 | 3000 | 0 | RT | 8 | 2001 | 0 | 0 | 0 | 0 | [6 empty] | 0 | 0 | 0 | 6 | 1964 | 0 | 0 | [7 empty] | 0
3 |  | 17718 | 2469 | 9 | IC | 4800 | C | SB | 11 | 1977 | FO2 |  |  | FO2 |  |  | 10748 | 5000 | 5000 | 0 | RT | 8 | 2001 | 0 | 0 | 0 | 0 | [6 empty] | 0 | 0 | 0 | 10 | 1977 | 0 | 0 | E | [6 empty] | 0
3 |  | 17718 | 3480 | 2 | ST | 10000 |  |  | 99 | 1946 |  |  |  | NG |  |  | 0 | 0 | 0 | 0 | RE | 9 | 1981 | 0 | 0 | 0 | 0 | [6 empty] | 0 | 0 | 0 | 0 | 1946 | 0 | 0 | E | [6 empty] | 0
3 |  | 17718 | 3480 | 3 | ST | 23000 |  |  | 3 | 1948 |  |  |  | NG |  |  | 0 | 0 | 0 | 0 | RE | 8 | 1981 | 0 | 0 | 0 | 0 | [6 empty] | 0 | 0 | 0 | 0 | 1948 | 0 | 0 | E | [6 empty] | 0
3 |  | 17718 | 3480 | 4 | ST | 50000 | B |  | 1 | 1955 | NG |  |  | NG |  |  | 12561 | 50000 | 50000 | 0 | CN | 12 | 1986 | 0 | 0 | 0 | 0 | LO | [5 empty] | 0 | 0 | 0 | 1 | 1955 | 0 | 0 | [7 empty] | 0
3 |  | 17718 | 3481 | 1 | ST | 5000 |  |  | 99 | 1927 |  |  |  | NG | FO2 |  | 0 | 0 | 0 | 0 | RE | 88 | 1975 | 0 | 0 | 0 | 0 | [6 empty] | 0 | 0 | 0 | 0 | 1927 | 0 | 0 | E | [6 empty] | 0
3 |  | 17718 | 3481 | 2 | ST | 5000 |  |  | 99 | 1927 |  |  |  | NG | FO2 |  | 0 | 0 | 0 | 0 | RE | 88 | 1975 | 0 | 0 | 0 | 0 | [6 empty] | 0 | 0 | 0 | 0 | 1927 | 0 | 0 | E | [6 empty] | 0
3 |  | 17718 | 3481 | 3 | ST | 12000 |  |  | 99 | 1930 |  |  |  | NG | FO2 |  | 0 | 0 | 0 | 0 | RE | 12 | 1980 | 0 | 0 | 0 | 0 | [6 empty] | 0 | 0 | 0 | 0 | 1930 | 0 | 0 | E | [6 empty] | 0
3 |  | 17718 | 3481 | 4 | ST | 12000 |  |  | 99 | 1942 |  |  |  | NG | FO2 |  | 0 | 0 | 0 | 0 | RE | 12 | 1980 | 0 | 0 | 0 | 0 | [6 empty] | 0 | 0 | 0 | 0 | 1942 | 0 | 0 | E | [6 empty] | 0
3 |  | 17718 | 3481 | 5 | ST | 36000 |  |  | 5 | 1951 |  |  |  | NG | FO2 |  | 0 | 0 | 0 | 0 | RE | 12 | 1980 | 0 | 0 | 0 | 0 | [6 empty] | 0 | 0 | 0 | 0 | 1951 | 0 | 0 | E | [6 empty] | 0
3 |  | 17718 | 3482 | 1 | ST | 247500 | C | OP | 7 | 1971 | NG |  |  | NG |  |  | 10194 | 243000 | 243000 | 0 | RT | 8 | 2011 | 0 | 0 | 0 | 0 | [6 empty] | 0 | 0 | 0 | 7 | 1971 | 0 | 0 | [7 empty] | 0
3 |  | 17718 | 3482 | 2 | ST | 247500 | C | OP | 6 | 1974 | NG |  |  | NG |  |  | 10200 | 243000 | 243000 | 0 | RT | 8 | 2014 | 0 | 0 | 0 | 0 | [6 empty] | 0 | 0 | 0 | 6 | 1974 | 0 | 0 | [7 empty] | 0
3 |  | 17718 | 3483 | 2 | ST | 19200 | B |  | 9 | 1950 | NG |  |  | NG |  |  | 0 | 19000 | 19000 | 0 | RE | 8 | 1984 | 0 | 0 | 0 | 0 | [6 empty] | 0 | 0 | 0 | 0 | 1950 | 0 | 0 | E | [6 empty] | 0
3 |  | 17718 | 3483 | 3 | ST | 49000 | B |  | 7 | 1954 | NG |  |  | NG |  |  | 12338 | 48000 | 48000 | 0 | RE | 8 | 1984 | 0 | 0 | 0 | 0 | [6 empty] | 0 | 0 | 0 | 0 | 1954 | 0 | 0 | E | [6 empty] | 0
3 |  | 17718 | 3484 | 1 | ST | 113635 | B | OP | 7 | 1960 | NG |  |  | NG |  |  | 10135 | 107000 | 107000 | 0 | RT | 8 | 2000 | 0 | 0 | 0 | 0 | [6 empty] | 0 | 0 | 0 | 7 | 1960 | 0 | 0 | [7 empty] | 0
3 |  | 17718 | 3484 | 2 | ST | 113635 | B | OP | 7 | 1962 | NG |  |  | NG |  |  | 10378 | 106000 | 106000 | 0 | RT | 8 | 2002 | 0 | 0 | 0 | 0 | [6 empty] | 0 | 0 | 0 | 7 | 1962 | 0 | 0 | [7 empty] | 0
3 |  | 17718 | 3484 | 3 | ST | 247500 | B | OP | 8 | 1968 | NG |  |  | NG |  |  | 10086 | 244000 | 244000 | 0 |  | 0 | 0 | 0 | 0 | 0 | 0 | [6 empty] | 0 | 0 | 0 | 8 | 1968 | 0 | 0 | [7 empty] | 0
3 |  | 17718 | 3485 | 1 | ST | 48000 | C | SB | 5 | 1952 | NG |  |  | NG |  |  | 13200 | 48000 | 48000 | 0 | RT | 12 | 2002 | 0 | 0 | 0 | 0 | [6 empty] | 0 | 0 | 0 | 5 | 1952 | 0 | 0 | [7 empty] | 0
3 |  | 17718 | 3485 | 2 | ST | 98000 | C | SB | 8 | 1953 | NG |  |  | NG |  |  | 11700 | 102000 | 102000 | 0 | RT | 0 | 2004 | 0 | 0 | 0 | 0 | [6 empty] | 0 | 0 | 0 | 8 | 1953 | 0 | 0 | [7 empty] | 0
3 |  | 17718 | 3485 | 3 | ST | 98000 | B | OP | 6 | 1955 | NG |  |  | NG |  |  | 10711 | 103000 | 103000 | 0 | RT | 0 | 2005 | 0 | 0 | 0 | 0 | [6 empty] | 0 | 0 | 0 | 6 | 1955 | 0 | 0 | [7 empty] | 0
3 |  | 17718 | 3485 | 4 | ST | 190400 | C | OP | 7 | 1964 | NG |  |  | NG |  |  | 10025 | 189000 | 189000 | 0 | RT | 0 | 2004 | 0 | 0 | 0 | 0 | [6 empty] | 0 | 0 | 0 | 7 | 1964 | 0 | 0 | [7 empty] | 0
3 |  | 17718 | 3487 | 5 | CA | 34500 |  |  | 7 | 1948 |  |  |  | WH | NG |  | 0 | 0 | 0 | 0 | RE | 4 | 1983 | 0 | 0 | 0 | 0 | [6 empty] | 0 | 0 | 0 | 0 | 1948 | 0 | 0 | E | [6 empty] | 0
3 |  | 17718 | 3487 | 6 | GT | 27000 |  |  | 5 | 1974 |  |  |  | NG |  |  | 0 | 23000 | 27000 | 0 | RE | 12 | 1986 | 0 | 0 | 0 | 0 | [6 empty] | 0 | 0 | 0 | 0 | 1974 | 0 | 0 | E | E | E |  |  |  |  | 0
3 |  | 17718 | 3563 | 1 | IC | 2300 |  |  | 99 | 1974 |  |  |  | NG | FO2 |  | 0 | 0 | 0 | 0 | RE | 7 | 1982 | 0 | 0 | 0 | 0 | [6 empty] | 0 | 0 | 0 | 0 | 1974 | 0 | 0 | E | [6 empty] | 0
3 |  | 17718 | 3563 | 2 | IC | 2000 |  |  | 99 | 1967 |  |  |  | NG | FO2 |  | 0 | 0 | 0 | 0 | RE | 7 | 1982 | 0 | 0 | 0 | 0 | [6 empty] | 0 | 0 | 0 | 0 | 1967 | 0 | 0 | E | [6 empty] | 0
3 |  | 17718 | 3563 | 3 | IC | 2000 |  |  | 99 | 1970 |  |  |  | NG | FO2 |  | 0 | 0 | 0 | 0 | RE | 7 | 1982 | 0 | 0 | 0 | 0 | [6 empty] | 0 | 0 | 0 | 0 | 1970 | 0 | 0 | E | [6 empty] | 0
3 |  | 17718 | 3563 | 4 | IC | 600 |  |  | 99 | 1947 |  |  |  | NG | FO2 |  | 0 | 0 | 0 | 0 | RE | 7 | 1982 | 0 | 0 | 0 | 0 | [6 empty] | 0 | 0 | 0 | 0 | 1947 | 0 | 0 | E | [6 empty] | 0
3 |  | 17718 | 3563 | 5 | IC | 1300 |  |  | 99 | 1959 |  |  |  | NG | FO2 |  | 0 | 0 | 0 | 0 | RE | 7 | 1982 | 0 | 0 | 0 | 0 | [6 empty] | 0 | 0 | 0 | 0 | 1959 | 0 | 0 | E | [6 empty] | 0
3 |  | 17718 | 3563 | 6 | IC | 1500 |  |  | 99 | 1963 |  |  |  | NG | FO2 |  | 0 | 0 | 0 | 0 | RE | 7 | 1982 | 0 | 0 | 0 | 0 | [6 empty] | 0 | 0 | 0 | 0 | 1963 | 0 | 0 | E | [6 empty] | 0
3 |  | 17718 | 6193 | 1 | ST | 360000 | B | OP | 7 | 1976 | NG | BIT |  | BIT | NG |  | 9924 | 346000 | 346000 | 0 | RT | 8 | 2011 | 0 | 0 | 0 | 0 | [6 empty] | 0 | 0 | 0 | 7 | 1976 | 0 | 0 | [7 empty] | 0
3 |  | 17718 | 6193 | 2 | ST | 360000 | B | OP | 5 | 1978 | NG |  |  | BIT | NG |  | 9923 | 360000 | 360000 | 0 | RT | 0 | 2013 | 0 | 0 | 0 | 0 | [6 empty] | 0 | 0 | 0 | 5 | 1978 | 0 | 0 | [7 empty] | 0
3 |  | 17718 | 6193 | 3 | ST | 360000 | B | OP | 5 | 1980 | NG |  |  | BIT | NG |  | 9894 | 360000 | 360000 | 0 | RT | 0 | 2015 | 0 | 0 | 0 | 0 | [6 empty] | 0 | 0 | 0 | 5 | 1980 | 0 | 0 | E | [6 empty] | 0
3 |  | 17718 | 6194 | 1 | ST | 568000 | B | OP | 7 | 1982 | NG |  |  | BIT | NG |  | 9766 | 540000 | 540000 | 0 | RT | 0 | 2017 | 0 | 0 | 0 | 0 | [6 empty] | 0 | 0 | 0 | 7 | 1982 | 0 | 0 | [7 empty] | 0
3 |  | 17718 | 6194 | 2 | ST | 568000 | B | OP | 6 | 1985 | NG |  |  | BIT | NG |  | 9674 | 540000 | 540000 | 0 | RT | 0 | 2020 | 0 | 0 | 0 | 0 | [6 empty] | 0 | 0 | 0 | 4 | 1985 | 0 | 0 | [7 empty] | 0
3 |  | 17718 | 6611 | 1 | GT | 16300 |  |  | 99 | 1968 |  |  |  | FO2 | NG |  | 0 | 0 | 0 | 0 | RE | 99 | 1966 | 0 | 0 | 0 | 0 | [6 empty] | 0 | 0 | 0 | 0 | 1968 | 0 | 0 | E | [6 empty] | 0
3 |  | 17718 | 6614 | 1 | GT | 16300 |  |  | 99 | 1966 |  |  |  | NG |  |  | 0 | 14000 | 17000 | 0 | RE | 8 | 1980 | 0 | 0 | 0 | 0 | LO | [5 empty] | 0 | 0 | 0 | 0 | 1966 | 0 | 0 | E | E | E |  |  |  |  | 0
3 |  | 17718 | 6614 | 2 | GT | 32600 |  |  | 99 | 1966 |  |  |  | NG |  |  | 0 | 0 | 0 | 0 | RE | 12 | 1980 | 0 | 0 | 0 | 0 | [6 empty] | 0 | 0 | 0 | 0 | 1966 | 0 | 0 | E | [6 empty] | 0
3 |  | 17718 | 7023 | 1 | GT | 0 |  |  | 0 | 0 | [6 empty] | 0 | 0 | 0 | 74000 | CN | 12 | 1986 | 5 | 1995 | 0 | 0 | LO |  |  | NG |  |  | 74000 | 74000 | 0 | 0 | 0 | 61000 | 73000 | [7 empty] | 0
3 |  | 17718 | 7023 | 2 | GT | 0 |  |  | 0 | 0 | [6 empty] | 0 | 0 | 0 | 74000 | CN | 12 | 1986 | 5 | 1995 | 0 | 0 | LO | [5 empty] | 0 | 0 | 0 | 0 | 0 | 61000 | 73000 | [7 empty] | 0
3 |  | 17718 | 7023 | 3 | GT | 0 |  |  | 0 | 0 | [6 empty] | 0 | 0 | 0 | 74000 | CN | 12 | 1986 | 5 | 1995 | 0 | 0 | LO |  |  | NG |  |  | 74000 | 74000 | 0 | 0 | 0 | 61000 | 73000 | [7 empty] | 0
3 |  | 17727 | 2303 | 1 | HC | 40 |  | OP | 7 | 1919 |  |  |  | WAT |  |  | 0 | 40 | 40 | 0 |  | 0 | 0 | 0 | 0 | 0 | 0 | [6 empty] | 0 | 0 | 0 | 4 | 1919 | 0 | 0 | E | [6 empty] | 0
3 |  | 17727 | 2303 | 2 | HC | 100 |  | OP | 7 | 1956 |  |  |  | WAT |  |  | 0 | 90 | 75 | 0 |  | 0 | 0 | 0 | 0 | 0 | 0 | [6 empty] | 0 | 0 | 0 | 4 | 1956 | 0 | 0 | E | [6 empty] | 0
3 |  | 17727 | 2303 | 3 | IC | 100 |  |  | 4 | 1923 |  |  |  | FO2 |  |  | 0 | 0 | 0 | 100 | RE | 6 | 1958 | 0 | 0 | 0 | 0 | [6 empty] | 0 | 0 | 0 | 0 | 1923 | 0 | 0 | E | [6 empty] | 0
3 |  | 17727 | 2303 | 4 | IC | 200 |  | OP | 8 | 1947 | FO2 |  |  | FO2 |  |  | 0 | 200 | 200 | 0 |  | 0 | 0 | 0 | 0 | 0 | 0 | [6 empty] | 0 | 0 | 0 | 7 | 1947 | 0 | 0 | E | [6 empty] | 0
3 |  | 17727 | 2303 | 5 | IC | 488 |  | OP | 8 | 1959 | FO2 |  |  | FO2 |  |  | 0 | 488 | 488 | 0 |  | 0 | 0 | 0 | 0 | 0 | 0 | [6 empty] | 0 | 0 | 0 | 7 | 1959 | 0 | 0 | E | [6 empty] | 0
3 |  | 17727 | 2303 | 6 | IC | 1365 |  | OP | 7 | 1975 | FO2 |  |  | FO2 |  |  | 0 | 1365 | 1365 | 0 |  | 0 | 0 | 0 | 0 | 0 | 0 | [6 empty] | 0 | 0 | 0 | 6 | 1975 | 0 | 0 | E | [6 empty] | 0
3 |  | 17783 | 1186 | 1 | ST | 8000 |  |  | 99 | 1960 |  |  |  | FO2 |  |  | 0 | 0 | 0 | 0 | RE | 6 | 1977 | 0 | 0 | 0 | 0 | [6 empty] | 0 | 0 | 0 | 0 | 1960 | 0 | 0 | E | [6 empty] | 0
3 |  | 17783 | 1186 | 3 | ST | 3000 |  |  | 99 | 1946 |  |  |  | FO2 |  |  | 0 | 0 | 0 | 0 | RE | 0 | 0 | 0 | 0 | 0 | 0 | [6 empty] | 0 | 0 | 0 | 0 | 1946 | 0 | 0 | E | [6 empty] | 0
3 |  | 17783 | 1186 | 4 | ST | 2000 |  |  | 99 | 1937 |  |  |  | FO2 |  |  | 0 | 0 | 0 | 0 | RE | 0 | 0 | 0 | 0 | 0 | 0 | [6 empty] | 0 | 0 | 0 | 0 | 1937 | 0 | 0 | E | [6 empty] | 0
3 |  | 17783 | 1186 | GT1 | JE | 23800 | P | OP | 1 | 1970 |  |  |  | JF |  |  | 15400 | 20000 | 22000 | 0 |  | 0 | 0 | 0 | 0 | 0 | 0 | [6 empty] | 0 | 0 | 0 | 12 | 1969 | 0 | 0 | E | [6 empty] | 0
3 |  | 17824 | 2013 | 1 | IC | 840 |  | OP | 88 | 1949 | FO2 |  |  | FO2 |  |  | 14583 | 500 | 500 | 0 |  | 0 | 0 | 0 | 0 | 0 | 0 | [6 empty] | 0 | 0 | 0 | 0 | 1949 | 0 | 0 | E | [6 empty] | 0
3 |  | 17824 | 2013 | 2 | IC | 1100 |  | OP | 88 | 1952 | FO2 |  |  | FO2 | NG |  | 9800 | 1000 | 1000 | 0 |  | 0 | 0 | 0 | 0 | 0 | 0 | [6 empty] | 0 | 0 | 0 | 0 | 1952 | 0 | 0 | E | [6 empty] | 0
3 |  | 17824 | 2013 | 3 | IC | 2000 |  | OP | 5 | 1960 | FO2 |  |  | FO2 | NG |  | 12780 | 2000 | 2000 | 0 |  | 0 | 0 | 0 | 0 | 0 | 0 | [6 empty] | 0 | 0 | 0 | 4 | 1960 | 0 | 0 | E | [6 empty] | 0
3 |  | 17824 | 2013 | 4 | IC | 4000 |  |  | 0 | 1961 |  |  |  | BIT | FO2 |  | 0 | 4000 | 4000 | 0 | SD | 12 | 1989 | 0 | 0 | 0 | 0 | [6 empty] | 0 | 0 | 0 | 0 | 1961 | 0 | 0 | [7 empty] | 0
3 |  | 17828 | 963 | 1 | ST | 90250 | C | OP | 6 | 1968 | FO2 |  |  | BIT |  |  | 11180 | 87500 | 87800 | 0 |  | 0 | 0 | 0 | 0 | 0 | 0 | [6 empty] | 0 | 0 | 0 | 4 | 1968 | 0 | 0 | E | [6 empty] | 0
3 |  | 17828 | 963 | 2 | ST | 90250 | C | OP | 6 | 1972 | FO2 |  |  | BIT |  |  | 11160 | 86000 | 86400 | 0 |  | 0 | 0 | 0 | 0 | 0 | 0 | [6 empty] | 0 | 0 | 0 | 3 | 1972 | 0 | 0 | E | [6 empty] | 0
3 |  | 17828 | 963 | 3 | ST | 207360 | B | OP | 6 | 1978 | FO2 |  |  | BIT |  |  | 10556 | 190000 | 190000 | 0 |  | 0 | 0 | 0 | 0 | 0 | 0 | [6 empty] | 0 | 0 | 0 | 3 | 1978 | 0 | 0 | E | [6 empty] | 0
3 |  | 17828 | 964 | 1 | ST | 10000 |  |  | 99 | 1936 |  |  |  | FO2 |  |  | 0 | 0 | 0 | 0 | RE | 1 | 1971 | 0 | 0 | 0 | 0 | [6 empty] | 0 | 0 | 0 | 0 | 1936 | 0 | 0 | E | [6 empty] | 0
3 |  | 17828 | 964 | 2 | ST | 15000 |  |  | 99 | 1939 |  |  |  | FO2 |  |  | 0 | 0 | 0 | 0 | RE | 0 | 0 | 0 | 0 | 0 | 0 | [6 empty] | 0 | 0 | 0 | 0 | 1939 | 0 | 0 | E | [6 empty] | 0
3 |  | 17828 | 964 | 3 | ST | 15000 |  |  | 88 | 1940 |  |  |  | FO2 |  |  | 0 | 0 | 0 | 0 | RE | 9 | 1982 | 0 | 0 | 0 | 0 | [6 empty] | 0 | 0 | 0 | 0 | 1940 | 0 | 0 | E | [6 empty] | 0
3 |  | 17828 | 964 | 4 | ST | 20000 |  | OS | 88 | 1949 | NG |  |  | NG |  |  | 0 | 20000 | 20000 | 0 | RT | 7 | 1992 | 6 | 1993 | 0 | 0 | [6 empty] | 0 | 0 | 0 | 0 | 1949 | 0 | 0 | E | [5 empty] | OS | 20000
3 |  | 17828 | 964 | 5 | ST | 20000 |  | OS | 88 | 1953 | NG |  |  | NG |  |  | 0 | 20000 | 20000 | 0 | RT | 7 | 1992 | 6 | 1993 | 0 | 0 | [6 empty] | 0 | 0 | 0 | 0 | 1953 | 0 | 0 | E | [5 empty] | OS | 20000
3 |  | 17828 | 964 | 6 | ST | 37500 | C | OP | 4 | 1961 | FO2 |  |  | BIT |  |  | 12500 | 39800 | 41100 | 0 |  | 0 | 0 | 0 | 0 | 0 | 0 | [6 empty] | 0 | 0 | 0 | 2 | 1961 | 0 | 0 | E | [6 empty] | 0
3 |  | 17828 | 964 | 7 | ST | 37500 | C | OP | 12 | 1965 | FO2 |  |  | BIT |  |  | 12500 | 39700 | 41100 | 0 |  | 0 | 0 | 0 | 0 | 0 | 0 | [6 empty] | 0 | 0 | 0 | 10 | 1965 | 0 | 0 | E | [6 empty] | 0
3 |  | 17828 | 964 | CA4 | CA | 0 |  |  | 0 | 0 | [6 empty] | 0 | 0 | 0 | 36400 | PL | 0 | 0 | 6 | 1993 | 0 | 2001 |  |  |  | NG | FO2 |  | 30000 | 36400 | 0 | 0 | 0 | 31303 | 34824 | [7 empty] | 0
3 |  | 17828 | 964 | GT1 | IG | 0 |  |  | 0 | 0 | [6 empty] | 0 | 0 | 0 | 38340 | PL | 0 | 0 | 6 | 1993 | 6 | 1995 | AP | EQ | LO | SNG | NG |  | 36000 | 40000 | 0 | 0 | 0 | 32901 | 36497 | [7 empty] | 0
3 |  | 17828 | 964 | GT2 | CT | 0 |  |  | 0 | 0 | [6 empty] | 0 | 0 | 0 | 41400 | PL | 0 | 0 | 6 | 1993 | 6 | 2001 | AP | LO |  | NG | SNG |  | 36000 | 40000 | 0 | 0 | 0 | 35416 | 39121 | [7 empty] | 0
3 |  | 17828 | 964 | IG5 | IG | 0 |  |  | 0 | 0 | [6 empty] | 0 | 0 | 0 | 36400 | PL | 0 | 0 | 6 | 1993 | 6 | 1995 |  |  |  | SNG | NG |  | 30000 | 36400 | 0 | 0 | 0 | 0 | 0 | [7 empty] | 0
3 |  | 17828 | 965 | 1 | GT | 17550 | P | OP | 11 | 1970 | FO2 |  |  | FO2 |  |  | 13500 | 18100 | 19500 | 0 |  | 0 | 0 | 0 | 0 | 0 | 0 | [6 empty] | 0 | 0 | 0 | 10 | 1970 | 0 | 0 | E | [6 empty] | 0
3 |  | 17828 | 8016 | 1 | GT | 26640 | P | OP | 8 | 1973 | FO2 |  |  | FO2 |  |  | 12750 | 23000 | 26000 | 0 |  | 0 | 0 | 0 | 0 | 0 | 0 | [6 empty] | 0 | 0 | 0 | 6 | 1973 | 0 | 0 | [7 empty] | 0
3 |  | 17833 | 2161 | 1 | ST | 22000 | C | OP | 8 | 1957 | NG |  |  | BIT | NG |  | 13179 | 21000 | 21000 | 0 |  | 0 | 0 | 0 | 0 | 0 | 0 | [6 empty] | 0 | 0 | 0 | 7 | 1957 | 0 | 0 | E | [6 empty] | 0
3 |  | 17833 | 2161 | 2 | ST | 22000 | C | OP | 6 | 1957 | NG |  |  | BIT | NG |  | 13179 | 21000 | 21000 | 0 |  | 0 | 0 | 0 | 0 | 0 | 0 | [6 empty] | 0 | 0 | 0 | 5 | 1957 | 0 | 0 | E | [6 empty] | 0
3 |  | 17833 | 2161 | 3 | ST | 44000 | C | OP | 2 | 1960 | NG |  |  | BIT | NG |  | 12409 | 42000 | 42000 | 0 |  | 0 | 0 | 0 | 0 | 0 | 0 | [6 empty] | 0 | 0 | 0 | 1 | 1960 | 0 | 0 | E | [6 empty] | 0
3 |  | 17833 | 2161 | 4 | ST | 60000 | B | OP | 5 | 1964 | NG |  |  | BIT | NG |  | 11931 | 58000 | 58000 | 0 |  | 0 | 0 | 0 | 0 | 0 | 0 | [6 empty] | 0 | 0 | 0 | 3 | 1964 | 0 | 0 | E | [6 empty] | 0
3 |  | 17833 | 2161 | 5 | ST | 105000 | B | OP | 5 | 1970 | NG |  |  | BIT | NG |  | 11950 | 90000 | 90000 | 0 |  | 0 | 0 | 0 | 0 | 0 | 0 | [6 empty] | 0 | 0 | 0 | 3 | 1970 | 0 | 0 | E | [6 empty] | 0
3 |  | 17833 | 2161 | CC1 | CW | 0 |  |  | 0 | 0 | [6 empty] | 0 | 0 | 0 | 71000 | PL | 0 | 0 | 6 | 1977 | 6 | 2003 |  |  |  | WH |  |  | 71000 | 71000 | 0 | 0 | 0 | 59414 | 63711 | [7 empty] | 0
3 |  | 17833 | 2161 | GT1 | CT | 86700 | P | OP | 4 | 1989 | NG | FO2 |  | NG | FO2 |  | 10846 | 71000 | 71000 | 0 |  | 0 | 0 | 0 | 0 | 0 | 0 | [6 empty] | 0 | 0 | 0 | 4 | 1989 | 0 | 0 | [7 empty] | 0
3 |  | 17833 | 2161 | GT2 | CT | 0 |  |  | 0 | 0 | [6 empty] | 0 | 0 | 0 | 101520 | CO | 0 | 0 | 5 | 1993 | 6 | 1992 |  |  |  | NG | FO2 |  | 74000 | 74000 | 0 | 0 | 0 | 83721 | 88028 | [6 empty] | TS | 101520
3 |  | 17833 | 2162 | 1 | GT | 15300 | P | OP | 1 | 1968 | FO2 |  |  | FO2 |  |  | 14085 | 15000 | 15000 | 0 |  | 0 | 0 | 0 | 0 | 0 | 0 | [6 empty] | 0 | 0 | 0 | 12 | 1967 | 0 | 0 | E | [6 empty] | 0
3 |  | 17833 | 6195 | 2 | GT | 51600 | P | OP | 6 | 1983 | NG |  |  | NG | FO2 |  | 13462 | 44000 | 44000 | 0 |  | 0 | 0 | 0 | 0 | 0 | 0 | [6 empty] | 0 | 0 | 0 | 5 | 1983 | 0 | 0 | E | [6 empty] | 0
3 |  | 17833 | 6195 | GT1 | GT | 51600 | P | OP | 6 | 1983 | NG |  |  | NG | FO2 |  | 13462 | 44000 | 44000 | 0 |  | 0 | 0 | 0 | 0 | 0 | 0 | [6 empty] | 0 | 0 | 0 | 5 | 1983 | 0 | 0 | E | [6 empty] | 0
3 |  | 17833 | 6195 | ST1 | ST | 194000 | B | OP | 6 | 1976 | NG | FO2 |  | BIT | NG |  | 10026 | 173000 | 173000 | 0 |  | 0 | 0 | 0 | 0 | 0 | 0 | [6 empty] | 0 | 0 | 0 | 3 | 1976 | 0 | 0 | E | [6 empty] | 0
3 |  | 17833 | 7285 | 1 | ST | 0 |  |  | 0 | 0 | [6 empty] | 0 | 0 | 0 | 50000 | CN | 12 | 1991 | 6 | 1977 | 0 | 2002 |  |  |  | COL |  |  | 50000 | 50000 | 0 | 0 | 0 | 48229 | 49273 | [7 empty] | 0
3 |  | 17834 | 8100 | 1 | IC | 1250 |  | SB | 88 | 1965 | FO1 |  |  | FO1 | NG |  | 0 | 1250 | 1250 | 0 |  | 0 | 0 | 0 | 0 | 0 | 0 | [6 empty] | 0 | 0 | 0 | 0 | 1965 | 0 | 0 | E | [6 empty] | 0
3 |  | 17834 | 8100 | 2 | IC | 200 |  | SB | 88 | 1950 | FO1 |  |  | FO1 | NG |  | 0 | 200 | 200 | 0 |  | 0 | 0 | 0 | 0 | 0 | 0 | [6 empty] | 0 | 0 | 0 | 0 | 1950 | 0 | 0 | E | [6 empty] | 0
3 |  | 17834 | 8100 | IC4 | IC | 592 |  | SB | 99 | 1950 | FO1 |  |  | FO1 | NG |  | 0 | 592 | 592 | 0 |  | 0 | 0 | 0 | 0 | 0 | 0 | [6 empty] | 0 | 0 | 0 | 0 | 1950 | 0 | 0 | E | [6 empty] | 0
3 |  | 17834 | 8100 | IC5 | IC | 800 |  | SB | 99 | 1960 | FO1 |  |  | FO1 | NG |  | 0 | 800 | 800 | 0 |  | 0 | 0 | 0 | 0 | 0 | 0 | [6 empty] | 0 | 0 | 0 | 0 | 1960 | 0 | 0 | E | [6 empty] | 0
3 |  | 17836 | 2012 | 1 | ST | 800 |  |  | 99 | 1937 |  |  |  | BIT | FO2 |  | 0 | 0 | 0 | 0 | RE | 7 | 1976 | 0 | 0 | 0 | 0 | [6 empty] | 0 | 0 | 0 | 0 | 1937 | 0 | 0 | E | [6 empty] | 0
3 |  | 17836 | 2012 | 2 | ST | 1000 |  | SB | 88 | 1940 |  |  |  | BIT | FO2 |  | 13000 | 1000 | 1000 | 0 |  | 0 | 0 | 0 | 0 | 0 | 0 | [6 empty] | 0 | 0 | 0 | 0 | 1940 | 0 | 0 | E | [6 empty] | 0
3 |  | 17836 | 2012 | 3 | ST | 2000 |  | SB | 88 | 1946 |  |  |  | BIT | FO2 |  | 13000 | 2000 | 2000 | 0 |  | 0 | 0 | 0 | 0 | 0 | 0 | [6 empty] | 0 | 0 | 0 | 0 | 1946 | 0 | 0 | E | [6 empty] | 0
3 |  | 17836 | 2012 | 4 | ST | 4000 |  | SB | 88 | 1961 |  |  |  | BIT | FO2 |  | 13500 | 4000 | 4000 | 0 |  | 0 | 0 | 0 | 0 | 0 | 0 | [6 empty] | 0 | 0 | 0 | 0 | 1961 | 0 | 0 | E | [6 empty] | 0
3 |  | 17845 | 3688 | 1 | HL | 500 | B | OS | 0 | 1948 | WAT |  |  | WAT |  |  | 0 | 500 | 500 | 0 |  | 0 | 0 | 0 | 0 | 0 | 0 | [6 empty] | 0 | 0 | 0 | 0 | 1948 | 0 | 0 | E | [6 empty] | 0
3 |  | 17845 | 3688 | 2 | HL | 1000 | P | OP | 4 | 1988 |  |  |  | WAT |  |  | 0 | 1000 | 1000 | 0 |  | 0 | 0 | 4 | 1988 | 0 | 0 | [6 empty] | 0 | 0 | 0 | 4 | 1988 | 0 | 0 | [7 empty] | 0
3 |  | 17845 | 3689 | 1 | HL | 300 | B | OP | 88 | 1950 | WAT |  |  | WAT |  |  | 0 | 300 | 280 | 0 |  | 0 | 0 | 0 | 0 | 0 | 0 | [6 empty] | 0 | 0 | 0 | 0 | 1950 | 0 | 0 | E | [6 empty] | 0
3 |  | 17845 | 3690 | 1 | HC | 100 | P |  | 0 | 1930 | WAT |  |  | WAT |  |  | 0 | 100 | 30 | 0 | RE | 10 | 1986 | 0 | 0 | 0 | 0 |  |  |  | WAT |  |  | 0 | 0 | 0 | 0 | 1930 | 0 | 0 | E | [6 empty] | 0
3 |  | 17845 | 3690 | 3 | HL | 500 | P | OP | 3 | 1987 |  |  |  | WAT |  |  | 0 | 500 | 500 | 0 |  | 0 | 0 | 0 | 0 | 0 | 0 | [6 empty] | 0 | 0 | 0 | 3 | 1987 | 0 | 0 | [7 empty] | 0
3 |  | 17845 | 7027 | 1 | HL | 0 |  |  | 0 | 0 | [6 empty] | 0 | 0 | 0 | 200 | CO | 0 | 0 | 8 | 1992 | 8 | 1992 |  |  |  | WAT |  |  | 200 | 200 | 0 | 0 | 0 | 179 | 180 | [7 empty] | 0
3 |  | 17845 | 7028 | 1 | IC | 7000 |  | OP | 10 | 1986 |  |  |  | NG | FO2 |  | 11892 | 7000 | 7000 | 0 |  | 0 | 0 | 6 | 1986 | 10 | 1986 | [6 empty] | 0 | 0 | 0 | 8 | 1986 | 0 | 0 | [7 empty] | 0
3 |  | 17845 | 7028 | 2 | IC | 7000 | C | OP | 8 | 1986 | FO2 |  |  | NG | FO2 |  | 9673 | 7000 | 7000 | 0 |  | 0 | 0 | 6 | 1986 | 7 | 1986 | [6 empty] | 0 | 0 | 0 | 8 | 1986 | 0 | 0 | [7 empty] | 0
3 |  | 17846 | 2698 | 1 | HC | 300 |  | OP | 8 | 1925 |  |  |  | WAT |  |  | 0 | 250 | 250 | 0 |  | 0 | 0 | 0 | 0 | 0 | 0 | [6 empty] | 0 | 0 | 0 | 5 | 1925 | 0 | 0 | E | [6 empty] | 0
3 |  | 17846 | 2698 | 2 | HC | 300 |  | OP | 8 | 1924 |  |  |  | WAT |  |  | 0 | 250 | 250 | 0 |  | 0 | 0 | 0 | 0 | 0 | 0 | [6 empty] | 0 | 0 | 0 | 5 | 1924 | 0 | 0 | E | [6 empty] | 0
3 |  | 17867 | 685 | 1 | IC | 2000 | C | OP | 7 | 1982 | FO2 |  |  | NG | FO2 |  | 9297 | 1825 | 1825 | 0 |  | 0 | 0 | 0 | 0 | 0 | 0 | [6 empty] | 0 | 0 | 0 | 6 | 1982 | 0 | 0 | E | [6 empty] | 0
3 |  | 17867 | 685 | 2 | IC | 5850 | C | OP | 12 | 1974 | FO2 |  |  | NG | FO2 |  | 8919 | 5250 | 5250 | 0 |  | 0 | 0 | 0 | 0 | 0 | 0 | [6 empty] | 0 | 0 | 0 | 11 | 1974 | 0 | 0 | E | [6 empty] | 0
3 |  | 17867 | 685 | 3 | IC | 2000 | C | OP | 9 | 1982 | FO2 |  |  | NG | FO2 |  | 9329 | 1825 | 1825 | 0 |  | 0 | 0 | 0 | 0 | 0 | 0 | [6 empty] | 0 | 0 | 0 | 8 | 1982 | 0 | 0 | E | [6 empty] | 0
3 |  | 17867 | 685 | 4 | IC | 3750 | C | OP | 8 | 1961 | FO2 |  |  | NG | FO2 |  | 9411 | 3000 | 3000 | 0 |  | 0 | 0 | 0 | 0 | 0 | 0 | [6 empty] | 0 | 0 | 0 | 7 | 1961 | 0 | 0 | E | [6 empty] | 0
3 |  | 17867 | 685 | 5 | IC | 1700 |  |  | 9 | 1956 |  |  |  | FO2 |  |  | 0 | 1000 | 1000 | 0 | RE | 2 | 1985 | 0 | 0 | 0 | 0 | [6 empty] | 0 | 0 | 0 | 0 | 1956 | 0 | 0 | E | [6 empty] | 0
3 |  | 17867 | 685 | 6 | IC | 3750 | C | OP | 3 | 1967 | FO2 |  |  | NG | FO2 |  | 9430 | 3000 | 3000 | 0 |  | 0 | 0 | 0 | 0 | 0 | 0 | [6 empty] | 0 | 0 | 0 | 2 | 1967 | 0 | 0 | E | [6 empty] | 0
3 |  | 17867 | 685 | 7 | IC | 6300 | C | OP | 9 | 1982 | FO2 |  |  | NG | FO2 |  | 8899 | 6000 | 6000 | 0 |  | 0 | 0 | 0 | 0 | 0 | 0 | [6 empty] | 0 | 0 | 0 | 8 | 1982 | 0 | 0 | E | [6 empty] | 0
3 |  | 17867 | 685 | 8 | IC | 6445 | C | OP | 4 | 1977 | FO2 |  |  | NG | FO2 |  | 8794 | 6000 | 6000 | 0 |  | 0 | 0 | 0 | 0 | 0 | 0 | [6 empty] | 0 | 0 | 0 | 3 | 1977 | 0 | 0 | E | [6 empty] | 0
3 |  | 17867 | 685 | 9 | IC | 0 |  |  | 0 | 0 | [6 empty] | 0 | 0 | 0 | 8000 | CN | 99 | 9999 | 8 | 1985 | 8 | 1985 |  |  |  | NG | FO2 |  | 0 | 0 | 0 | 0 | 0 | 7000 | 9000 | [7 empty] | 0
3 |  | 17872 | 1321 | 1 | IC | 100 |  |  | 99 | 1938 |  |  |  | FO2 | NG |  | 0 | 0 | 0 | 0 | RE | 99 | 1979 | 0 | 0 | 0 | 0 | [6 empty] | 0 | 0 | 0 | 0 | 1938 | 0 | 0 | E | [6 empty] | 0
3 |  | 17872 | 1321 | 2 | IC | 1500 | P | OP | 88 | 1964 | FO1 |  |  | FO1 | NG |  | 0 | 1500 | 1500 | 0 |  | 0 | 0 | 0 | 0 | 0 | 0 | [6 empty] | 0 | 0 | 0 | 0 | 1964 | 0 | 0 | E | [6 empty] | 0
3 |  | 17872 | 1321 | 3 | IC | 800 | P | OP | 88 | 1960 | FO1 |  |  | FO1 | NG |  | 0 | 800 | 800 | 0 |  | 0 | 0 | 0 | 0 | 0 | 0 | [6 empty] | 0 | 0 | 0 | 0 | 1960 | 0 | 0 | [7 empty] | 0
3 |  | 17872 | 1321 | 4 | IC | 2700 | P | OP | 88 | 1972 | FO1 |  |  | FO1 | NG |  | 0 | 2700 | 2700 | 0 |  | 0 | 0 | 0 | 0 | 0 | 0 | [6 empty] | 0 | 0 | 0 | 0 | 1972 | 0 | 0 | E | [6 empty] | 0
3 |  | 17872 | 1321 | 5 | IC | 900 | P | OP | 88 | 1953 | FO1 |  |  | FO1 | NG |  | 0 | 900 | 900 | 0 |  | 0 | 0 | 0 | 0 | 0 | 0 | [6 empty] | 0 | 0 | 0 | 0 | 1953 | 0 | 0 | E | [6 empty] | 0
3 |  | 17874 | 3687 | 1 | IC | 1200 | P | OP | 0 | 1952 | FO2 |  |  | FO2 |  |  | 0 | 1200 | 1200 | 0 |  | 0 | 0 | 0 | 0 | 0 | 0 | [6 empty] | 0 | 0 | 0 | 0 | 1952 | 0 | 0 | [7 empty] | 0
3 |  | 17874 | 3687 | 2 | IC | 1250 | P | OP | 0 | 1949 | FO2 |  |  | FO2 |  |  | 0 | 1200 | 1200 | 0 |  | 0 | 0 | 0 | 0 | 0 | 0 | [6 empty] | 0 | 0 | 0 | 0 | 1949 | 0 | 0 | [7 empty] | 0
3 |  | 17874 | 3687 | 3 | IC | 1180 | P | SB | 0 | 1947 | FO2 |  |  | FO2 |  |  | 0 | 1100 | 1100 | 0 |  | 0 | 0 | 0 | 0 | 0 | 0 | [6 empty] | 0 | 0 | 0 | 0 | 1947 | 0 | 0 | [7 empty] | 0
3 |  | 17874 | 3687 | 5 | IC | 2685 | P | OP | 0 | 1956 | FO2 |  |  | FO2 |  |  | 0 | 2700 | 2750 | 0 |  | 0 | 0 | 0 | 0 | 0 | 0 | [6 empty] | 0 | 0 | 0 | 0 | 1956 | 0 | 0 | [7 empty] | 0
3 |  | 17874 | 3687 | 7 | IC | 373 | P | SB | 0 | 1942 | FO2 |  |  | FO2 |  |  | 0 | 300 | 300 | 0 |  | 0 | 0 | 0 | 0 | 0 | 0 | [6 empty] | 0 | 0 | 0 | 0 | 1942 | 0 | 0 | [7 empty] | 0
3 |  | 17874 | 7069 | 1 | HC | 186 |  | OP | 7 | 1987 |  |  |  | WAT |  |  | 0 | 186 | 186 | 0 |  | 0 | 0 | 8 | 1987 | 0 | 0 | [6 empty] | 0 | 0 | 0 | 7 | 1987 | 0 | 0 | [7 empty] | 0
3 |  | 17874 | 7069 | 2 | HC | 186 |  | OP | 7 | 1987 |  |  |  | WAT |  |  | 0 | 186 | 186 | 0 |  | 0 | 0 | 8 | 1987 | 0 | 0 | [6 empty] | 0 | 0 | 0 | 7 | 1987 | 0 | 0 | [7 empty] | 0
3 |  | 17874 | 7080 | 1 | IC | 7000 |  | OP | 5 | 1987 | FO2 |  |  | FO2 |  |  | 0 | 7000 | 7000 | 0 |  | 0 | 0 | 12 | 1986 | 1 | 1987 | [6 empty] | 0 | 0 | 0 | 1 | 1987 | 0 | 0 | [7 empty] | 0
3 |  | 17874 | 7080 | 2 | IC | 7000 |  | OP | 5 | 1987 | FO2 |  |  | FO2 |  |  | 0 | 7000 | 7000 | 0 |  | 0 | 0 | 12 | 1986 | 1 | 1987 | [6 empty] | 0 | 0 | 0 | 1 | 1987 | 0 | 0 | [7 empty] | 0
3 |  | 17879 | 1322 | 1 | IC | 400 |  | OP | 88 | 1949 | FO2 |  |  | FO2 | NG |  | 0 | 400 | 400 | 0 |  | 0 | 0 | 0 | 0 | 0 | 0 | [6 empty] | 0 | 0 | 0 | 0 | 1949 | 0 | 0 | E | [6 empty] | 0
3 |  | 17879 | 1322 | 2 | IC | 400 |  |  | 88 | 1939 | FO2 |  |  | FO2 | NG |  | 0 | 400 | 400 | 0 | RE | 2 | 1986 | 0 | 0 | 0 | 0 | [6 empty] | 0 | 0 | 0 | 0 | 1939 | 0 | 0 | E | [6 empty] | 0
3 |  | 17879 | 1322 | 3 | IC | 900 |  | OP | 88 | 1952 | FO2 |  |  | FO2 | NG |  | 0 | 900 | 900 | 0 |  | 0 | 0 | 0 | 0 | 0 | 0 | [6 empty] | 0 | 0 | 0 | 0 | 1952 | 0 | 0 | E | [6 empty] | 0
3 |  | 17879 | 1322 | 4 | IC | 1700 |  | OP | 88 | 1965 | FO2 |  |  | FO2 | NG |  | 0 | 1700 | 1700 | 0 |  | 0 | 0 | 0 | 0 | 0 | 0 | [6 empty] | 0 | 0 | 0 | 0 | 1965 | 0 | 0 | E | [6 empty] | 0
3 |  | 17879 | 1322 | 5 | IC | 2000 |  | OP | 12 | 1982 | FO2 |  |  | FO2 | NG |  | 0 | 2000 | 2150 | 0 |  | 0 | 0 | 0 | 0 | 0 | 0 | [6 empty] | 0 | 0 | 0 | 11 | 1982 | 0 | 0 | E | [6 empty] | 0
3 |  | 17881 | 2097 | 4 | ST | 20000 | P |  | 1 | 1966 | NG | FO6 |  | NG | FO6 |  | 17000 | 19000 | 20000 | 0 | RE | 11 | 1986 | 0 | 0 | 0 | 0 | [6 empty] | 0 | 0 | 0 | 11 | 1965 | 0 | 0 | [7 empty] | 0
3 |  | 17881 | 2097 | 5 | ST | 10000 |  |  | 88 | 1963 |  |  |  | FO6 | NG |  | 0 | 0 | 0 | 0 | RE | 5 | 1983 | 0 | 0 | 0 | 0 | [6 empty] | 0 | 0 | 0 | 0 | 1963 | 0 | 0 | E | [6 empty] | 0
3 |  | 17881 | 2097 | 7 | ST | 12500 | P |  | 5 | 1950 | NG | FO6 |  | NG | FO6 |  | 17000 | 16000 | 16000 | 0 | RE | 11 | 1986 | 0 | 0 | 0 | 0 | [6 empty] | 0 | 0 | 0 | 4 | 1950 | 0 | 0 | E | [6 empty] | 0
3 |  | 17881 | 2098 | 1 | ST | 23000 | P | OP | 8 | 1950 | NG | FO6 |  | BIT | FO6 | NG | 13000 | 21000 | 14000 | 0 |  | 0 | 0 | 0 | 0 | 0 | 0 | [6 empty] | 0 | 0 | 0 | 7 | 1950 | 0 | 0 | E | [6 empty] | 0
3 |  | 17881 | 2098 | 2 | ST | 25000 | P | OP | 8 | 1958 | NG | FO6 |  | FO6 | NG |  | 15000 | 29000 | 19000 | 0 |  | 0 | 0 | 0 | 0 | 0 | 0 | [6 empty] | 0 | 0 | 0 | 7 | 1958 | 0 | 0 | E | [6 empty] | 0
3 |  | 17881 | 2098 | 3 | ST | 12500 | P | OP | 8 | 1962 | NG | FO6 |  | FO6 | NG |  | 20200 | 12000 | 7000 | 0 |  | 0 | 0 | 0 | 0 | 0 | 0 | [6 empty] | 0 | 0 | 0 | 6 | 1962 | 0 | 0 | E | [6 empty] | 0
3 |  | 17881 | 2098 | 4 | ST | 90000 | C | OP | 8 | 1966 | NG |  |  | BIT | NG |  | 11100 | 95000 | 95000 | 0 |  | 0 | 0 | 0 | 0 | 0 | 0 | [6 empty] | 0 | 0 | 0 | 6 | 1966 | 0 | 0 | E | [6 empty] | 0
3 |  | 17881 | 2098 | 5 | CT | 85000 | P | OP | 3 | 1974 | NG | FO2 |  | NG | FO2 |  | 14000 | 61000 | 75000 | 0 |  | 0 | 0 | 0 | 0 | 0 | 0 | [6 empty] | 0 | 0 | 0 | 2 | 1974 | 0 | 0 | E | [6 empty] | 0
3 |  | 17881 | 2098 | 6 | JE | 23970 | P | OP | 5 | 1989 | FO2 |  |  | FO2 |  |  | 13600 | 21000 | 25000 | 0 |  | 0 | 0 | 0 | 0 | 0 | 0 | [6 empty] | 0 | 0 | 0 | 5 | 1989 | 0 | 0 | [7 empty] | 0
3 |  | 17881 | 2098 | 7 | JE | 18594 | P | OP | 12 | 1990 | FO2 |  |  | FO2 |  |  | 13600 | 21000 | 25000 | 0 |  | 0 | 0 | 5 | 1990 | 0 | 0 | [6 empty] | 0 | 0 | 0 | 8 | 1990 | 0 | 0 | [7 empty] | 0
3 |  | 17881 | 2098 | 8 | GT | 0 |  |  | 0 | 0 | [6 empty] | 0 | 0 | 0 | 65000 | CN | 3 | 1991 | 5 | 1995 | 0 | 0 | OT |  |  | NG | FO2 |  | 75000 | 75000 | 0 | 0 | 0 | 53608 | 64357 |  |  |  |  | Y | cancelled due to long term capacity purchase contract being negotiated. |  | 0
3 |  | 17886 | 1852 | 1 | IC | 1360 |  | OP | 88 | 1958 | FO2 |  |  | FO2 | NG |  | 0 | 1360 | 1360 | 0 |  | 0 | 0 | 0 | 0 | 0 | 0 | [6 empty] | 0 | 0 | 0 | 0 | 1958 | 0 | 0 | E | [6 empty] | 0
3 |  | 17886 | 1852 | 2 | IC | 685 |  | OP | 88 | 1945 | FO2 |  |  | FO2 |  |  | 0 | 685 | 685 | 0 |  | 0 | 0 | 0 | 0 | 0 | 0 | [6 empty] | 0 | 0 | 0 | 0 | 1945 | 0 | 0 | E | [6 empty] | 0
3 |  | 17886 | 1852 | 3 | IC | 980 |  | OP | 88 | 1951 | FO2 |  |  | FO2 |  |  | 0 | 980 | 980 | 0 |  | 0 | 0 | 0 | 0 | 0 | 0 | [6 empty] | 0 | 0 | 0 | 0 | 1951 | 0 | 0 | E | [6 empty] | 0
3 |  | 17886 | 1852 | 4 | IC | 485 |  | OP | 88 | 1936 | FO2 |  |  | FO2 |  |  | 0 | 485 | 485 | 0 |  | 0 | 0 | 0 | 0 | 0 | 0 | [6 empty] | 0 | 0 | 0 | 0 | 1936 | 0 | 0 | E | [6 empty] | 0
3 |  | 17886 | 1852 | 5 | HC | 200 |  | OP | 0 | 1919 |  |  |  | WAT |  |  | 0 | 235 | 256 | 0 |  | 0 | 0 | 0 | 0 | 0 | 0 | [6 empty] | 0 | 0 | 0 | 0 | 1919 | 0 | 0 | E | [6 empty] | 0
3 |  | 17886 | 1852 | 6 | HC | 200 |  | OP | 0 | 1919 |  |  |  | WAT |  |  | 0 | 150 | 150 | 0 |  | 0 | 0 | 0 | 0 | 0 | 0 | [6 empty] | 0 | 0 | 0 | 0 | 1919 | 0 | 0 | E | [6 empty] | 0
3 |  | 17891 | 2942 | 2 | ST | 1500 |  |  | 99 | 1939 |  |  |  | FO2 |  |  | 0 | 0 | 0 | 0 | RE | 99 | 1960 | 0 | 0 | 0 | 0 | [6 empty] | 0 | 0 | 0 | 0 | 1939 | 0 | 0 | E | [6 empty] | 0
3 |  | 17891 | 2942 | 4 | ST | 2500 | P | SB | 88 | 1946 | BIT |  |  | BIT |  |  | 18000 | 1700 | 1900 | 0 |  | 0 | 0 | 0 | 0 | 0 | 0 | [6 empty] | 0 | 0 | 0 | 0 | 1946 | 0 | 0 | E | [6 empty] | 0
3 |  | 17891 | 2942 | 5 | ST | 6000 | P | SB | 1 | 1957 | BIT |  |  | BIT |  |  | 13800 | 5300 | 5800 | 0 |  | 0 | 0 | 0 | 0 | 0 | 0 | [6 empty] | 0 | 0 | 0 | 1 | 1957 | 0 | 0 | [7 empty] | 0
3 |  | 17891 | 2942 | 6 | ST | 10000 | B | OP | 4 | 1967 | NG |  |  | BIT | FO2 |  | 16000 | 9200 | 9500 | 0 |  | 0 | 0 | 0 | 0 | 0 | 0 | [6 empty] | 0 | 0 | 0 | 2 | 1967 | 0 | 0 | E | [6 empty] | 0
3 |  | 17891 | 2942 | 7 | GT | 0 |  |  | 0 | 0 | [6 empty] | 0 | 0 | 0 | 14000 | PL | 0 | 0 | 7 | 1992 | 7 | 1992 |  |  |  | FO2 |  |  | 12000 | 14000 | 0 | 0 | 0 | 11935 | 14320 | [7 empty] | 0
3 |  | 17891 | 2942 | AUX | GT | 872 | P | SB | 9 | 1967 | FO2 |  |  | FO2 |  |  | 0 | 500 | 700 | 0 |  | 0 | 0 | 0 | 0 | 0 | 0 | [6 empty] | 0 | 0 | 0 | 8 | 1967 | 0 | 0 | E | [6 empty] | 0
3 |  | 17924 | 1325 | 1 | IC | 900 |  | OP | 9 | 1960 | FO2 |  |  | FO2 | NG |  | 0 | 900 | 900 | 0 |  | 0 | 0 | 0 | 0 | 0 | 0 | [6 empty] | 0 | 0 | 0 | 8 | 1960 | 0 | 0 | E | [6 empty] | 0
3 |  | 17924 | 1325 | 2 | IC | 900 |  | OP | 2 | 1953 | FO2 |  |  | FO2 | NG |  | 0 | 900 | 900 | 0 |  | 0 | 0 | 0 | 0 | 0 | 0 | [6 empty] | 0 | 0 | 0 | 1 | 1953 | 0 | 0 | E | [6 empty] | 0
3 |  | 17924 | 1325 | 3 | IC | 800 |  | OP | 8 | 1958 | FO2 |  |  | FO2 | NG |  | 0 | 800 | 800 | 0 |  | 0 | 0 | 0 | 0 | 0 | 0 | [6 empty] | 0 | 0 | 0 | 7 | 1958 | 0 | 0 | E | [6 empty] | 0
3 |  | 17924 | 1325 | 4 | IC | 1400 |  | OP | 7 | 1973 | FO2 |  |  | FO2 | NG |  | 0 | 1400 | 1400 | 0 |  | 0 | 0 | 0 | 0 | 0 | 0 | [6 empty] | 0 | 0 | 0 | 6 | 1973 | 0 | 0 | E | [6 empty] | 0
3 |  | 17924 | 1325 | 5 | IC | 1100 |  | OP | 5 | 1983 | FO2 |  |  | FO2 | NG |  | 0 | 1100 | 1100 | 0 |  | 0 | 0 | 0 | 0 | 0 | 0 | [6 empty] | 0 | 0 | 0 | 4 | 1983 | 0 | 0 | E | [6 empty] | 0
3 |  | 17946 | 8110 | 1 | IC | 1136 | P | SB | 7 | 1963 | FO2 |  |  | NG | FO2 |  | 12285 | 1100 | 1100 | 0 |  | 0 | 0 | 0 | 0 | 0 | 0 | [6 empty] | 0 | 0 | 0 | 6 | 1963 | 0 | 0 | E | [6 empty] | 0
3 |  | 17946 | 8110 | 2 | IC | 1140 | P | SB | 10 | 1967 | FO2 |  |  | NG | FO2 |  | 12285 | 1100 | 1100 | 0 |  | 0 | 0 | 0 | 0 | 0 | 0 | [6 empty] | 0 | 0 | 0 | 9 | 1967 | 0 | 0 | E | [6 empty] | 0
3 |  | 17946 | 8110 | 3 | IC | 300 | P | SB | 99 | 1945 | FO2 |  |  | FO2 |  |  | 17500 | 250 | 250 | 0 |  | 0 | 0 | 0 | 0 | 0 | 0 | [6 empty] | 0 | 0 | 0 | 0 | 1945 | 0 | 0 | E | [6 empty] | 0
3 |  | 17946 | 8110 | 4 | IC | 300 | P | SB | 99 | 1953 | FO2 |  |  | FO2 |  |  | 17500 | 250 | 250 | 0 |  | 0 | 0 | 0 | 0 | 0 | 0 | [6 empty] | 0 | 0 | 0 | 0 | 1953 | 0 | 0 | E | [6 empty] | 0
3 |  | 17946 | 8110 | IC5 | IC | 350 | P | SB | 99 | 1958 | FO2 |  |  | FO2 |  |  | 17500 | 300 | 300 | 0 |  | 0 | 0 | 0 | 0 | 0 | 0 | [6 empty] | 0 | 0 | 0 | 0 | 1958 | 0 | 0 | E | [6 empty] | 0
3 |  | 17946 | 8110 | IC6 | IC | 1882 | P | SB | 1 | 1979 | FO2 |  |  | NG | FO2 |  | 12285 | 1800 | 1800 | 0 |  | 0 | 0 | 0 | 0 | 0 | 0 | [6 empty] | 0 | 0 | 0 | 12 | 1978 | 0 | 0 | E | [6 empty] | 0
3 |  | 18004 | 687 | 1 | IC | 1300 | C | OP | 3 | 1983 | FO2 |  |  | NG | FO2 |  | 14600 | 1000 | 1000 | 0 |  | 0 | 0 | 0 | 0 | 0 | 0 | [6 empty] | 0 | 0 | 0 | 2 | 1983 | 0 | 0 | E | [6 empty] | 0
3 |  | 18004 | 687 | 2 | IC | 1000 | C | OP | 11 | 1956 | FO2 |  |  | NG | FO2 |  | 14600 | 800 | 1000 | 0 |  | 0 | 0 | 0 | 0 | 0 | 0 | [6 empty] | 0 | 0 | 0 | 10 | 1956 | 0 | 0 | E | [6 empty] | 0
3 |  | 18004 | 687 | 3 | IC | 1000 | C | OP | 9 | 1956 | FO2 |  |  | NG | FO2 |  | 14600 | 800 | 1000 | 0 |  | 0 | 0 | 0 | 0 | 0 | 0 | [6 empty] | 0 | 0 | 0 | 8 | 1956 | 0 | 0 | E | [6 empty] | 0
3 |  | 18004 | 687 | 4 | IC | 1000 | C | OP | 7 | 1956 | FO2 |  |  | NG | FO2 |  | 14600 | 800 | 1000 | 0 |  | 0 | 0 | 0 | 0 | 0 | 0 | [6 empty] | 0 | 0 | 0 | 6 | 1956 | 0 | 0 | E | [6 empty] | 0
3 |  | 18004 | 687 | 5 | IC | 1000 | B | OP | 6 | 1956 | FO2 |  |  | NG | FO2 |  | 14600 | 800 | 1000 | 0 |  | 0 | 0 | 0 | 0 | 0 | 0 | [6 empty] | 0 | 0 | 0 | 5 | 1956 | 0 | 0 | E | [6 empty] | 0
3 |  | 18004 | 687 | 6 | IC | 1800 | B | OP | 3 | 1968 | FO2 |  |  | NG | FO2 |  | 12300 | 1800 | 1800 | 0 |  | 0 | 0 | 0 | 0 | 0 | 0 | [6 empty] | 0 | 0 | 0 | 2 | 1968 | 0 | 0 | E | [6 empty] | 0
3 |  | 18004 | 687 | 7 | IC | 1000 | P | OP | 6 | 1972 | FO2 |  |  | FO2 |  |  | 10144 | 1000 | 1000 | 0 |  | 0 | 0 | 0 | 0 | 0 | 0 | [6 empty] | 0 | 0 | 0 | 5 | 1972 | 0 | 0 | E | [6 empty] | 0
3 |  | 18004 | 687 | 8 | IC | 3300 |  |  | 6 | 1974 |  |  |  | NG | FO2 |  | 0 | 0 | 0 | 0 | RE | 12 | 1979 | 0 | 0 | 0 | 0 | [6 empty] | 0 | 0 | 0 | 0 | 1974 | 0 | 0 | E | [6 empty] | 0
3 |  | 18014 | 1187 | 5 | IC | 1250 | P | SB | 88 | 1961 | FO2 |  |  | FO2 | NG |  | 0 | 1100 | 1175 | 0 |  | 0 | 0 | 0 | 0 | 0 | 0 | [6 empty] | 0 | 0 | 0 | 0 | 1961 | 0 | 0 | E | [6 empty] | 0
3 |  | 18014 | 1187 | 6 | IC | 2500 | P | SB | 88 | 1972 | FO2 |  |  | NG | FO2 |  | 0 | 2250 | 2500 | 0 |  | 0 | 0 | 0 | 0 | 0 | 0 | [6 empty] | 0 | 0 | 0 | 0 | 1972 | 0 | 0 | E | [6 empty] | 0
3 |  | 18014 | 1187 | IC1 | IC | 588 | P | SB | 99 | 1951 | FO2 |  |  | NG | FO2 |  | 0 | 470 | 530 | 0 |  | 0 | 0 | 0 | 0 | 0 | 0 | [6 empty] | 0 | 0 | 0 | 0 | 1951 | 0 | 0 | E | [6 empty] | 0
3 |  | 18014 | 1187 | IC2 | IC | 784 | P | SB | 99 | 1958 | FO2 |  |  | NG | FO2 |  | 0 | 600 | 675 | 0 |  | 0 | 0 | 0 | 0 | 0 | 0 | [6 empty] | 0 | 0 | 0 | 0 | 1958 | 0 | 0 | E | [6 empty] | 0
3 |  | 18014 | 1187 | IC3 | IC | 250 | P | SB | 99 | 1939 | FO2 |  |  | FO2 |  |  | 0 | 175 | 200 | 0 |  | 0 | 0 | 0 | 0 | 0 | 0 | [6 empty] | 0 | 0 | 0 | 0 | 1939 | 0 | 0 | E | [6 empty] | 0
3 |  | 18014 | 1187 | IC4 | IC | 300 | P | SB | 99 | 1946 | FO2 |  |  | FO2 |  |  | 0 | 200 | 225 | 0 |  | 0 | 0 | 0 | 0 | 0 | 0 | [6 empty] | 0 | 0 | 0 | 0 | 1946 | 0 | 0 | E | [6 empty] | 0
3 |  | 18086 | 1326 | 1 | IC | 1500 | P | OP | 88 | 1962 | FO2 |  |  | FO2 | NG |  | 0 | 1350 | 1350 | 0 |  | 0 | 0 | 0 | 0 | 0 | 0 | [6 empty] | 0 | 0 | 0 | 0 | 1962 | 0 | 0 | E | [6 empty] | 0
3 |  | 18086 | 1326 | 2 | IC | 555 | P | OP | 88 | 1950 | FO2 |  |  | FO2 | NG |  | 0 | 480 | 480 | 0 |  | 0 | 0 | 0 | 0 | 0 | 0 | [6 empty] | 0 | 0 | 0 | 0 | 1950 | 0 | 0 | E | [6 empty] | 0
3 |  | 18086 | 1326 | 3 | IC | 3000 |  | OP | 88 | 1972 | FO2 |  |  | FO2 | NG |  | 0 | 2200 | 2200 | 0 |  | 0 | 0 | 0 | 0 | 0 | 0 | [6 empty] | 0 | 0 | 0 | 0 | 1972 | 0 | 0 | E | [6 empty] | 0
3 |  | 18086 | 1326 | 4 | IC | 1100 |  | OP | 88 | 1955 | FO2 |  |  | FO2 | NG |  | 0 | 800 | 800 | 0 |  | 0 | 0 | 0 | 0 | 0 | 0 | [6 empty] | 0 | 0 | 0 | 0 | 1955 | 0 | 0 | E | [6 empty] | 0
3 |  | 18125 | 3000 | 1 | ST | 10000 | P | OS | 9 | 1956 | NG |  |  | NG | FO2 |  | 11605 | 10957 | 10957 | 0 |  | 0 | 0 | 0 | 0 | 0 | 0 | [6 empty] | 0 | 0 | 0 | 8 | 1956 | 0 | 0 | E | [6 empty] | 0
3 |  | 18125 | 3000 | 2 | ST | 12700 | P | OS | 6 | 1959 | NG |  |  | NG | FO2 |  | 12528 | 12915 | 12915 | 0 |  | 0 | 0 | 0 | 0 | 0 | 0 | [6 empty] | 0 | 0 | 0 | 5 | 1959 | 0 | 0 | E | [6 empty] | 0
3 |  | 18129 | 2304 | 2 | IC | 1000 |  |  | 99 | 1942 |  |  |  | PET |  |  | 0 | 0 | 0 | 0 | RE | 0 | 0 | 0 | 0 | 0 | 0 | [6 empty] | 0 | 0 | 0 | 0 | 1942 | 0 | 0 | E | [6 empty] | 0
3 |  | 18137 | 1327 | 1 | IC | 1140 | C | OP | 7 | 1967 | NG | FO2 |  | NG | FO2 |  | 11453 | 900 | 1050 | 0 |  | 0 | 0 | 0 | 0 | 0 | 0 | [6 empty] | 0 | 0 | 0 | 6 | 1967 | 0 | 0 | E | [6 empty] | 0
3 |  | 18137 | 1327 | 2 | IC | 1136 | C | OP | 5 | 1962 | NG | FO2 |  | NG | FO2 |  | 11453 | 900 | 1050 | 0 |  | 0 | 0 | 0 | 0 | 0 | 0 | [6 empty] | 0 | 0 | 0 | 4 | 1962 | 0 | 0 | E | [6 empty] | 0
3 |  | 18137 | 1327 | 3 | IC | 2070 | P | OP | 7 | 1971 | NG | FO2 |  | NG | FO2 |  | 11453 | 1850 | 2000 | 0 |  | 0 | 0 | 0 | 0 | 0 | 0 | [6 empty] | 0 | 0 | 0 | 6 | 1971 | 0 | 0 | E | [6 empty] | 0
3 |  | 18137 | 1327 | 4 | IC | 588 | C | OP | 5 | 1951 | NG | FO2 |  | NG | FO2 |  | 11453 | 450 | 500 | 0 |  | 0 | 0 | 0 | 0 | 0 | 0 | [6 empty] | 0 | 0 | 0 | 4 | 1951 | 0 | 0 | E | [6 empty] | 0
3 |  | 18137 | 1327 | 5 | IC | 1360 | C | OP | 7 | 1955 | NG | FO2 |  | NG | FO2 |  | 11453 | 1100 | 1250 | 0 |  | 0 | 0 | 0 | 0 | 0 | 0 | [6 empty] | 0 | 0 | 0 | 6 | 1955 | 0 | 0 | E | [6 empty] | 0
3 |  | 18177 | 1188 | 1 | IC | 1360 | P | SB | 88 | 1964 | FO2 |  |  | FO2 | NG |  | 9553 | 1360 | 1360 | 0 |  | 0 | 0 | 0 | 0 | 0 | 0 | [6 empty] | 0 | 0 | 0 | 0 | 1964 | 0 | 0 | E | [6 empty] | 0
3 |  | 18177 | 1188 | 2 | IC | 2070 | P | SB | 88 | 1972 | FO2 |  |  | FO2 | NG |  | 9553 | 2070 | 2070 | 0 |  | 0 | 0 | 0 | 0 | 0 | 0 | [6 empty] | 0 | 0 | 0 | 0 | 1972 | 0 | 0 | E | [6 empty] | 0
3 |  | 18177 | 1188 | 3 | IC | 148 | P |  | 88 | 1940 | FO2 |  |  | FO2 |  |  | 9553 | 148 | 148 | 0 | RE | 11 | 1990 | 0 | 0 | 0 | 0 | [6 empty] | 0 | 0 | 0 | 0 | 1940 | 0 | 0 | E | [6 empty] | 0
3 |  | 18177 | 1188 | 4 | IC | 556 | P | OS | 88 | 1948 | FO2 |  |  | FO2 |  |  | 9553 | 300 | 400 | 0 |  | 0 | 0 | 0 | 0 | 0 | 0 | [6 empty] | 0 | 0 | 0 | 0 | 1948 | 0 | 0 | E | [6 empty] | 0
3 |  | 18177 | 1188 | 5 | IC | 746 | P | SB | 88 | 1954 | FO2 |  |  | FO2 | NG |  | 9553 | 746 | 746 | 0 |  | 0 | 0 | 0 | 0 | 0 | 0 | [6 empty] | 0 | 0 | 0 | 0 | 1954 | 0 | 0 | E | [6 empty] | 0
3 |  | 18177 | 1188 | 6 | IC | 2070 | P | SB | 88 | 1978 | FO2 |  |  | FO2 | NG |  | 9553 | 2070 | 2070 | 0 |  | 0 | 0 | 0 | 0 | 0 | 0 | [6 empty] | 0 | 0 | 0 | 0 | 1978 | 0 | 0 | E | [6 empty] | 0
3 |  | 18177 | 1188 | 7 | IC | 2070 | P | SB | 88 | 1978 | FO2 |  |  | FO2 | NG |  | 9553 | 2070 | 2070 | 0 |  | 0 | 0 | 0 | 0 | 0 | 0 | [6 empty] | 0 | 0 | 0 | 0 | 1978 | 0 | 0 | E | [6 empty] | 0
3 |  | 18177 | 1188 | 8 | IC | 0 |  |  | 0 | 0 | [6 empty] | 0 | 0 | 0 | 3155 | CO | 0 | 0 | 3 | 1992 | 3 | 1992 |  |  |  | FO2 | NG |  | 3155 | 3155 | 0 | 0 | 0 | 2919 | 3362 | [7 empty] | 0
3 |  | 18181 | 4135 | 1 | HC | 1000 |  |  | 99 | 1928 |  |  |  | WAT |  |  | 0 | 0 | 0 | 0 | RE | 0 | 0 | 0 | 0 | 0 | 0 | [6 empty] | 0 | 0 | 0 | 0 | 1928 | 0 | 0 | E | [6 empty] | 0
3 |  | 18181 | 4135 | 2 | HC | 1000 |  |  | 99 | 1928 |  |  |  | WAT |  |  | 0 | 0 | 0 | 0 | RE | 0 | 0 | 0 | 0 | 0 | 0 | [6 empty] | 0 | 0 | 0 | 0 | 1928 | 0 | 0 | E | [6 empty] | 0
3 |  | 18181 | 4136 | 1 | HC | 1000 |  |  | 99 | 1928 |  |  |  | WAT |  |  | 0 | 0 | 0 | 0 | RE | 0 | 0 | 0 | 0 | 0 | 0 | [6 empty] | 0 | 0 | 0 | 0 | 1928 | 0 | 0 | E | [6 empty] | 0
3 |  | 18181 | 4136 | 2 | HC | 1000 |  |  | 99 | 1928 |  |  |  | WAT |  |  | 0 | 0 | 0 | 0 | RE | 0 | 0 | 0 | 0 | 0 | 0 | [6 empty] | 0 | 0 | 0 | 0 | 1928 | 0 | 0 | E | [6 empty] | 0
3 |  | 18181 | 4137 | 1 | HC | 1000 |  |  | 99 | 1917 |  |  |  | WAT |  |  | 0 | 0 | 0 | 0 | RE | 0 | 0 | 0 | 0 | 0 | 0 | [6 empty] | 0 | 0 | 0 | 0 | 1917 | 0 | 0 | E | [6 empty] | 0
3 |  | 18204 | 1189 | 1 | IC | 100 | C |  | 99 | 1930 |  |  |  | FO2 | NG |  | 0 | 72 | 72 | 0 | RE | 6 | 1989 | 0 | 0 | 0 | 0 | [6 empty] | 0 | 0 | 0 | 0 | 1930 | 0 | 0 | E | [6 empty] | 0
3 |  | 18204 | 1189 | 2 | IC | 200 | C |  | 99 | 1930 | FO2 |  |  | FO2 | NG |  | 0 | 155 | 155 | 0 | RE | 6 | 1989 | 0 | 0 | 0 | 0 | [6 empty] | 0 | 0 | 0 | 0 | 1930 | 0 | 0 | E | [6 empty] | 0
3 |  | 18204 | 1189 | 3 | IC | 900 | C |  | 99 | 1937 | FO2 |  |  | FO2 | NG |  | 0 | 155 | 155 | 900 | RA | 0 | 0 | 6 | 1991 | 6 | 1991 |  |  |  | FO2 | NG |  | 850 | 850 | 0 | 0 | 1937 | 0 | 0 | E | [5 empty] | OP | 900
3 |  | 18204 | 1189 | 4 | IC | 900 | C | OS | 99 | 1947 | FO2 |  |  | FO2 | NG |  | 0 | 250 | 250 | 0 |  | 0 | 0 | 0 | 0 | 0 | 0 | [6 empty] | 0 | 0 | 0 | 0 | 1947 | 0 | 0 | E | [6 empty] | 0
3 |  | 18204 | 1189 | 5 | IC | 500 | C | OP | 99 | 1954 | FO2 |  |  | FO2 | NG |  | 0 | 372 | 372 | 0 |  | 0 | 0 | 0 | 0 | 0 | 0 | [6 empty] | 0 | 0 | 0 | 0 | 1954 | 0 | 0 | E | [6 empty] | 0
3 |  | 18204 | 1189 | 6 | IC | 1100 | C | OP | 99 | 1965 | FO2 |  |  | FO2 | NG |  | 0 | 1030 | 1030 | 0 |  | 0 | 0 | 0 | 0 | 0 | 0 | [6 empty] | 0 | 0 | 0 | 0 | 1965 | 0 | 0 | E | [6 empty] | 0
3 |  | 18205 | 3691 | 1 | HC | 1800 | B | OP | 10 | 1983 |  |  |  | WAT |  |  | 0 | 1800 | 1800 | 0 |  | 0 | 0 | 0 | 0 | 0 | 0 | [6 empty] | 0 | 0 | 0 | 7 | 1983 | 0 | 0 | E | [6 empty] | 0
3 |  | 18205 | 3691 | 2 | HC | 1800 | B | OP | 10 | 1983 |  |  |  | WAT |  |  | 0 | 1800 | 1800 | 0 |  | 0 | 0 | 0 | 0 | 0 | 0 | [6 empty] | 0 | 0 | 0 | 7 | 1983 | 0 | 0 | E | [6 empty] | 0
3 |  | 18205 | 3691 | 3 | HC | 400 | B | OP | 88 | 1937 |  |  |  | WAT |  |  | 0 | 400 | 400 | 0 |  | 0 | 0 | 0 | 0 | 0 | 0 | [6 empty] | 0 | 0 | 0 | 0 | 1937 | 0 | 0 | E | [6 empty] | 0
3 |  | 18205 | 3692 | 1 | HC | 400 | B | OP | 88 | 1941 |  |  |  | WAT |  |  | 0 | 400 | 400 | 0 |  | 0 | 0 | 0 | 0 | 0 | 0 | [6 empty] | 0 | 0 | 0 | 0 | 1941 | 0 | 0 | E | [6 empty] | 0
3 |  | 18230 | 2305 | 1 | IC | 700 | B | SB | 88 | 1952 | FO2 |  |  | FO2 | NG |  | 0 | 700 | 700 | 0 |  | 0 | 0 | 0 | 0 | 0 | 0 | [6 empty] | 0 | 0 | 0 | 0 | 1952 | 0 | 0 | E | [6 empty] | 0
3 |  | 18230 | 2305 | 2 | IC | 275 | P | SB | 88 | 1960 | FO2 |  |  | FO2 | NG |  | 0 | 275 | 275 | 0 |  | 0 | 0 | 0 | 0 | 0 | 0 | [6 empty] | 0 | 0 | 0 | 0 | 1960 | 0 | 0 | E | [6 empty] | 0
3 |  | 18230 | 2305 | 3 | IC | 250 | P | SB | 88 | 1952 | FO2 |  |  | FO2 | NG |  | 0 | 250 | 250 | 0 |  | 0 | 0 | 0 | 0 | 0 | 0 | [6 empty] | 0 | 0 | 0 | 0 | 1952 | 0 | 0 | E | [6 empty] | 0
3 |  | 18230 | 2305 | 4 | IC | 150 | P | SB | 88 | 1946 | FO2 |  |  | FO2 | NG |  | 0 | 150 | 150 | 0 |  | 0 | 0 | 0 | 0 | 0 | 0 | [6 empty] | 0 | 0 | 0 | 0 | 1946 | 0 | 0 | E | [6 empty] | 0
3 |  | 18231 | 1190 | 1 | IC | 675 | P | SB | 2 | 1956 | FO2 |  |  | FO2 | NG |  | 0 | 650 | 650 | 0 |  | 0 | 0 | 0 | 0 | 0 | 0 | [6 empty] | 0 | 0 | 0 | 1 | 1956 | 0 | 0 | E | [6 empty] | 0
3 |  | 18231 | 1190 | 2 | IC | 1140 | P | SB | 6 | 1968 | FO2 |  |  | FO2 | NG |  | 0 | 1100 | 1100 | 0 |  | 0 | 0 | 0 | 0 | 0 | 0 | [6 empty] | 0 | 0 | 0 | 5 | 1968 | 0 | 0 | E | [6 empty] | 0
3 |  | 18231 | 1190 | 3 | IC | 1000 |  |  | 99 | 1938 |  |  |  | FO2 | NG |  | 0 | 0 | 0 | 0 | RE | 99 | 1981 | 0 | 0 | 0 | 0 | [6 empty] | 0 | 0 | 0 | 0 | 1938 | 0 | 0 | E | [6 empty] | 0
3 |  | 18231 | 1190 | 4 | IC | 1130 | P | SB | 10 | 1964 | FO2 |  |  | FO2 | NG |  | 0 | 1000 | 1000 | 0 |  | 0 | 0 | 0 | 0 | 0 | 0 | [6 empty] | 0 | 0 | 0 | 9 | 1964 | 0 | 0 | E | [6 empty] | 0
3 |  | 18231 | 1190 | 5 | IC | 1000 |  |  | 99 | 1948 |  |  |  | FO2 | NG |  | 0 | 0 | 0 | 0 | RE | 99 | 1981 | 0 | 0 | 0 | 0 | [6 empty] | 0 | 0 | 0 | 0 | 1948 | 0 | 0 | E | [6 empty] | 0
3 |  | 18252 | 1855 | 1 | IC | 1000 | P | OP | 88 | 1947 | FO2 |  |  | FO2 |  |  | 0 | 800 | 800 | 0 |  | 0 | 0 | 0 | 0 | 0 | 0 | [6 empty] | 0 | 0 | 0 | 0 | 1947 | 0 | 0 | E | [6 empty] | 0
3 |  | 18252 | 1855 | 2 | IC | 1000 | P | OP | 88 | 1948 | FO2 |  |  | FO2 |  |  | 0 | 800 | 800 | 0 |  | 0 | 0 | 0 | 0 | 0 | 0 | [6 empty] | 0 | 0 | 0 | 0 | 1948 | 0 | 0 | E | [6 empty] | 0
3 |  | 18252 | 1855 | 3 | IC | 1750 | P |  | 88 | 1939 | FO2 |  |  | FO2 |  |  | 0 | 1150 | 1150 | 0 | RE | 1 | 1986 | 0 | 0 | 0 | 0 | [6 empty] | 0 | 0 | 0 | 0 | 1939 | 0 | 0 | E | [6 empty] | 0
3 |  | 18252 | 1855 | 4 | IC | 1000 | P | OP | 88 | 1947 | FO2 |  |  | FO2 |  |  | 0 | 600 | 600 | 0 |  | 0 | 0 | 0 | 0 | 0 | 0 | [6 empty] | 0 | 0 | 0 | 0 | 1947 | 0 | 0 | E | [6 empty] | 0
3 |  | 18252 | 1855 | 5 | IC | 1000 | P | OP | 88 | 1947 | FO2 |  |  | FO2 |  |  | 0 | 600 | 600 | 0 |  | 0 | 0 | 0 | 0 | 0 | 0 | [6 empty] | 0 | 0 | 0 | 0 | 1947 | 0 | 0 | E | [6 empty] | 0
3 |  | 18252 | 1855 | 6 | IC | 6000 | P | OP | 12 | 1981 | FO2 |  |  | NG | FO2 |  | 7818 | 6000 | 6000 | 0 |  | 0 | 0 | 0 | 0 | 0 | 0 | [6 empty] | 0 | 0 | 0 | 11 | 1981 | 0 | 0 | E | [6 empty] | 0
3 |  | 18252 | 1856 | 1 | HC | 440 | P | OP | 88 | 1911 |  |  |  | WAT |  |  | 0 | 440 | 440 | 0 |  | 0 | 0 | 0 | 0 | 0 | 0 | [6 empty] | 0 | 0 | 0 | 0 | 1911 | 0 | 0 | E | [6 empty] | 0
3 |  | 18252 | 1856 | 2 | HC | 440 | P | OP | 88 | 1911 |  |  |  | WAT |  |  | 0 | 440 | 440 | 0 |  | 0 | 0 | 0 | 0 | 0 | 0 | [6 empty] | 0 | 0 | 0 | 0 | 1911 | 0 | 0 | E | [6 empty] | 0
3 |  | 18252 | 1856 | 3 | HC | 750 | P | OP | 4 | 1983 |  |  |  | WAT |  |  | 0 | 750 | 750 | 0 |  | 0 | 0 | 0 | 0 | 0 | 0 | [6 empty] | 0 | 0 | 0 | 1 | 1983 | 0 | 0 | E | [6 empty] | 0
3 |  | 18252 | 1856 | 4 | HC | 750 | P | OP | 4 | 1983 |  |  |  | WAT |  |  | 0 | 750 | 750 | 0 |  | 0 | 0 | 0 | 0 | 0 | 0 | [6 empty] | 0 | 0 | 0 | 1 | 1983 | 0 | 0 | E | [6 empty] | 0
3 |  | 18277 | 969 | 1 | IC | 4300 | P | OP | 12 | 1974 | FO2 |  |  | NG | FO2 |  | 8152 | 4300 | 4300 | 0 |  | 0 | 0 | 0 | 0 | 0 | 0 | [6 empty] | 0 | 0 | 0 | 11 | 1974 | 0 | 0 | E | [6 empty] | 0
3 |  | 18277 | 969 | 2 | IC | 2000 | P | OP | 11 | 1961 | FO2 |  |  | NG | FO2 |  | 9368 | 2000 | 2000 | 0 |  | 0 | 0 | 0 | 0 | 0 | 0 | [6 empty] | 0 | 0 | 0 | 10 | 1961 | 0 | 0 | E | [6 empty] | 0
3 |  | 18277 | 969 | 3 | IC | 1500 | P | OP | 11 | 1956 | FO2 |  |  | NG | FO2 |  | 9192 | 1300 | 1500 | 0 |  | 0 | 0 | 0 | 0 | 0 | 0 | [6 empty] | 0 | 0 | 0 | 10 | 1956 | 0 | 0 | E | [6 empty] | 0
3 |  | 18277 | 969 | 4 | IC | 1136 | C | OP | 5 | 1951 | FO2 |  |  | NG | FO2 |  | 10470 | 900 | 1100 | 0 |  | 0 | 0 | 0 | 0 | 0 | 0 | [6 empty] | 0 | 0 | 0 | 4 | 1951 | 0 | 0 | E | [6 empty] | 0
3 |  | 18277 | 969 | 5 | IC | 1136 | P | OP | 9 | 1948 | FO2 |  |  | FO2 |  |  | 11272 | 1100 | 1100 | 0 |  | 0 | 0 | 0 | 0 | 0 | 0 | [6 empty] | 0 | 0 | 0 | 8 | 1948 | 0 | 0 | E | [6 empty] | 0
3 |  | 18277 | 969 | 6 | IC | 690 | C | OP | 88 | 1946 | FO2 |  |  | NG | FO2 |  | 9799 | 600 | 600 | 0 |  | 0 | 0 | 0 | 0 | 0 | 0 | [6 empty] | 0 | 0 | 0 | 0 | 1946 | 0 | 0 | E | [6 empty] | 0
3 |  | 18277 | 969 | 7 | IC | 300 | P | OP | 88 | 1939 | FO2 |  |  | FO2 |  |  | 0 | 300 | 300 | 0 |  | 0 | 0 | 0 | 0 | 0 | 0 | [6 empty] | 0 | 0 | 0 | 0 | 1939 | 0 | 0 | E | [6 empty] | 0
3 |  | 18277 | 969 | 8 | IC | 284 | P |  | 88 | 1934 | FO2 |  |  | FO2 |  |  | 0 | 250 | 250 | 0 | RE | 8 | 1986 | 0 | 0 | 0 | 0 | [6 empty] | 0 | 0 | 0 | 0 | 1934 | 0 | 0 | E | [6 empty] | 0
3 |  | 18277 | 969 | 9 | IC | 2400 | P | OP | 6 | 1971 | FO2 |  |  | NG | FO2 |  | 8332 | 2200 | 2400 | 0 |  | 0 | 0 | 0 | 0 | 0 | 0 | [6 empty] | 0 | 0 | 0 | 5 | 1971 | 0 | 0 | E | [6 empty] | 0
3 |  | 18277 | 969 | 10 | IC | 2400 | P | OP | 6 | 1971 | FO2 |  |  | NG | FO2 |  | 8357 | 2200 | 2400 | 0 |  | 0 | 0 | 0 | 0 | 0 | 0 | [6 empty] | 0 | 0 | 0 | 5 | 1971 | 0 | 0 | E | [6 empty] | 0
3 |  | 18301 | 1191 | 1 | IC | 2650 | P | SB | 12 | 1972 | FO2 |  |  | NG | FO2 |  | 0 | 2650 | 2650 | 0 |  | 0 | 0 | 0 | 0 | 0 | 0 | [6 empty] | 0 | 0 | 0 | 11 | 1972 | 0 | 0 | E | [6 empty] | 0
3 |  | 18301 | 1191 | 2 | IC | 1200 | P | SB | 88 | 1956 | FO2 |  |  | NG | FO2 |  | 0 | 1100 | 1100 | 0 |  | 0 | 0 | 0 | 0 | 0 | 0 | [6 empty] | 0 | 0 | 0 | 0 | 1956 | 0 | 0 | E | [6 empty] | 0
3 |  | 18301 | 1191 | 3 | IC | 700 | P | SB | 88 | 1946 | FO2 |  |  | FO2 |  |  | 0 | 700 | 700 | 0 |  | 0 | 0 | 0 | 0 | 0 | 0 | [6 empty] | 0 | 0 | 0 | 0 | 1946 | 0 | 0 | E | [6 empty] | 0
3 |  | 18301 | 1191 | 4 | IC | 300 | P | SB | 88 | 1939 | FO2 |  |  | FO2 |  |  | 0 | 300 | 300 | 0 |  | 0 | 0 | 0 | 0 | 0 | 0 | [6 empty] | 0 | 0 | 0 | 0 | 1939 | 0 | 0 | E | [6 empty] | 0
3 |  | 18301 | 1191 | 5 | IC | 700 | P | SB | 88 | 1951 | FO2 |  |  | FO2 |  |  | 0 | 700 | 700 | 0 |  | 0 | 0 | 0 | 0 | 0 | 0 | [6 empty] | 0 | 0 | 0 | 0 | 1951 | 0 | 0 | E | [6 empty] | 0
3 |  | 18315 | 108 | 1 | ST | 348660 | B | OP | 8 | 1983 | NG | SUB |  | SUB | NG |  | 10320 | 325000 | 325000 | 0 |  | 0 | 0 | 0 | 0 | 0 | 0 | [6 empty] | 0 | 0 | 0 | 4 | 1983 | 0 | 0 | E | [6 empty] | 0
3 |  | 18315 | 108 | 2 | ST | 0 |  |  | 0 | 0 | [6 empty] | 0 | 0 | 0 | 280000 | CN | 99 | 9999 | 5 | 1991 | 88 | 1991 |  |  |  | COL |  |  | 0 | 0 | 0 | 0 | 0 | 263000 | 268000 | [7 empty] | 0
3 |  | 18315 | 1335 | 1 | IC | 1000 |  |  | 99 | 1948 |  |  |  | NG | FO2 |  | 0 | 0 | 0 | 0 | RE | 12 | 1981 | 0 | 0 | 0 | 0 | [6 empty] | 0 | 0 | 0 | 0 | 1948 | 0 | 0 | E | [6 empty] | 0
3 |  | 18315 | 1335 | 2 | IC | 1000 |  |  | 99 | 1948 |  |  |  | NG | FO2 |  | 0 | 0 | 0 | 0 | RE | 12 | 1981 | 0 | 0 | 0 | 0 | [6 empty] | 0 | 0 | 0 | 0 | 1948 | 0 | 0 | E | [6 empty] | 0
3 |  | 18315 | 1335 | 3 | IC | 1000 |  |  | 99 | 1948 |  |  |  | NG | FO2 |  | 0 | 0 | 0 | 0 | RE | 12 | 1981 | 0 | 0 | 0 | 0 | [6 empty] | 0 | 0 | 0 | 0 | 1948 | 0 | 0 | E | [6 empty] | 0
3 |  | 18315 | 1335 | 4 | IC | 1300 |  |  | 99 | 1954 |  |  |  | NG | FO2 |  | 0 | 0 | 0 | 0 | RE | 12 | 1981 | 0 | 0 | 0 | 0 | [6 empty] | 0 | 0 | 0 | 0 | 1954 | 0 | 0 | E | [6 empty] | 0
3 |  | 18315 | 1336 | 1 | ST | 3500 | C | SC | 12 | 1948 | NG | FO2 |  | NG |  |  | 15500 | 3000 | 3000 | 0 |  | 0 | 0 | 0 | 0 | 0 | 0 | [6 empty] | 0 | 0 | 0 | 11 | 1948 | 0 | 0 | E | [6 empty] | 0
3 |  | 18315 | 1336 | 2 | ST | 7500 | C | SC | 3 | 1953 | NG | FO2 |  | NG |  |  | 15500 | 7000 | 7000 | 0 |  | 0 | 0 | 0 | 0 | 0 | 0 | [6 empty] | 0 | 0 | 0 | 2 | 1953 | 0 | 0 | E | [6 empty] | 0
3 |  | 18315 | 1336 | 3 | ST | 11500 | C | SC | 6 | 1962 | NG | FO2 |  | NG |  |  | 15500 | 11000 | 11000 | 0 |  | 0 | 0 | 0 | 0 | 0 | 0 | [6 empty] | 0 | 0 | 0 | 4 | 1962 | 0 | 0 | E | [6 empty] | 0
3 |  | 18315 | 1336 | S2 | ST | 97920 | C | SC | 3 | 1973 | NG | FO2 |  | NG |  |  | 10209 | 85000 | 88000 | 0 |  | 0 | 0 | 0 | 0 | 0 | 0 | [6 empty] | 0 | 0 | 0 | 12 | 1972 | 0 | 0 | E | [6 empty] | 0
3 |  | 18315 | 1336 | S3 | GT | 16000 | P | SB | 6 | 1968 | NG | FO2 |  | NG |  |  | 14600 | 12000 | 13000 | 0 |  | 0 | 0 | 0 | 0 | 0 | 0 | [6 empty] | 0 | 0 | 0 | 5 | 1968 | 0 | 0 | E | [6 empty] | 0
3 |  | 18315 | 1336 | S4 | GT | 64700 | P | OP | 5 | 1976 | NG | FO2 |  | NG | FO2 |  | 12800 | 50000 | 55000 | 0 |  | 0 | 0 | 0 | 0 | 0 | 0 | [6 empty] | 0 | 0 | 0 | 4 | 1976 | 0 | 0 | E | [6 empty] | 0
3 |  | 18315 | 1336 | S5 | GT | 64700 | P | OP | 6 | 1979 | NG | FO2 |  | NG |  |  | 12800 | 50000 | 55000 | 0 |  | 0 | 0 | 0 | 0 | 0 | 0 | [6 empty] | 0 | 0 | 0 | 5 | 1979 | 0 | 0 | E | [6 empty] | 0
3 |  | 18315 | 1337 | 1 | IC | 2000 |  |  | 88 | 1951 |  |  |  | NG | FO2 |  | 0 | 0 | 0 | 2000 | RE | 1 | 1984 | 0 | 0 | 0 | 0 |  |  |  | NG | FO2 |  | 0 | 0 | 0 | 0 | 1951 | 0 | 0 | E | [6 empty] | 0
3 |  | 18315 | 1337 | 2 | IC | 2000 |  |  | 88 | 1951 |  |  |  | NG | FO2 |  | 0 | 0 | 0 | 2000 | RE | 1 | 1984 | 0 | 0 | 0 | 0 |  |  |  | NG | FO2 |  | 0 | 0 | 0 | 0 | 1951 | 0 | 0 | E | [6 empty] | 0
3 |  | 18315 | 1337 | 3 | IC | 2000 |  |  | 88 | 1951 |  |  |  | NG | FO2 |  | 0 | 0 | 0 | 2000 | RE | 1 | 1984 | 0 | 0 | 0 | 0 |  |  |  | NG | FO2 |  | 0 | 0 | 0 | 0 | 1951 | 0 | 0 | E | [6 empty] | 0
3 |  | 18315 | 1337 | 4 | IC | 2000 |  |  | 88 | 1951 |  |  |  | NG | FO2 |  | 0 | 0 | 0 | 2000 | RE | 1 | 1984 | 0 | 0 | 0 | 0 |  |  |  | NG | FO2 |  | 0 | 0 | 0 | 0 | 1951 | 0 | 0 | E | [6 empty] | 0
3 |  | 18315 | 1338 | 1 | IC | 200 |  |  | 88 | 1943 |  |  |  | FO2 |  |  | 0 | 0 | 0 | 0 | RE | 9 | 1983 | 0 | 0 | 0 | 0 | [6 empty] | 0 | 0 | 0 | 0 | 1943 | 0 | 0 | E | [6 empty] | 0
3 |  | 18315 | 1338 | 2 | IC | 200 |  |  | 88 | 1943 |  |  |  | FO2 |  |  | 0 | 0 | 0 | 0 | RE | 9 | 1983 | 0 | 0 | 0 | 0 | [6 empty] | 0 | 0 | 0 | 0 | 1943 | 0 | 0 | E | [6 empty] | 0
3 |  | 18315 | 1342 | 1 | IC | 200 |  |  | 88 | 1930 |  |  |  | FO2 |  |  | 0 | 0 | 0 | 0 | RE | 9 | 1983 | 0 | 0 | 0 | 0 | [6 empty] | 0 | 0 | 0 | 0 | 1930 | 0 | 0 | E | [6 empty] | 0
3 |  | 18315 | 1342 | 2 | IC | 400 |  |  | 88 | 1930 |  |  |  | FO2 |  |  | 0 | 0 | 0 | 0 | RE | 9 | 1983 | 0 | 0 | 0 | 0 | [6 empty] | 0 | 0 | 0 | 0 | 1930 | 0 | 0 | E | [6 empty] | 0
3 |  | 18315 | 1342 | 3 | IC | 300 |  |  | 88 | 1948 |  |  |  | FO2 |  |  | 0 | 0 | 0 | 0 | RE | 9 | 1983 | 0 | 0 | 0 | 0 | [6 empty] | 0 | 0 | 0 | 0 | 1948 | 0 | 0 | E | [6 empty] | 0
3 |  | 18315 | 1342 | 4 | IC | 1100 |  |  | 88 | 1955 |  |  |  | FO2 |  |  | 0 | 0 | 0 | 0 | RE | 9 | 1983 | 0 | 0 | 0 | 0 | [6 empty] | 0 | 0 | 0 | 0 | 1955 | 0 | 0 | E | [6 empty] | 0
3 |  | 18336 | 4026 | 2 | ST | 12500 | C | SB | 10 | 1942 | NG |  |  | NG |  |  | 14881 | 12500 | 12800 | 0 |  | 0 | 0 | 0 | 0 | 0 | 0 | [6 empty] | 0 | 0 | 0 | 9 | 1942 | 0 | 0 | E | [6 empty] | 0
3 |  | 18336 | 4026 | 3 | ST | 12650 | C | SB | 8 | 1952 | NG |  |  | NG |  |  | 14077 | 12650 | 13000 | 0 |  | 0 | 0 | 0 | 0 | 0 | 0 | [6 empty] | 0 | 0 | 0 | 7 | 1952 | 0 | 0 | E | [6 empty] | 0
3 |  | 18368 | 1550 | 1 | IC | 100 |  | SB | 11 | 1950 | FO2 |  |  | FO2 |  |  | 0 | 100 | 100 | 0 |  | 0 | 0 | 0 | 0 | 0 | 0 | [6 empty] | 0 | 0 | 0 | 11 | 1950 | 0 | 0 | E | [6 empty] | 0
3 |  | 18368 | 1550 | 2 | IC | 100 |  | SB | 11 | 1950 | FO2 |  |  | FO2 |  |  | 0 | 100 | 100 | 0 |  | 0 | 0 | 0 | 0 | 0 | 0 | [6 empty] | 0 | 0 | 0 | 11 | 1950 | 0 | 0 | E | [6 empty] | 0
3 |  | 18368 | 1550 | 3 | IC | 150 |  | SB | 7 | 1964 | FO2 |  |  | FO2 |  |  | 0 | 150 | 150 | 0 |  | 0 | 0 | 0 | 0 | 0 | 0 | [6 empty] | 0 | 0 | 0 | 6 | 1964 | 0 | 0 | E | [6 empty] | 0
3 |  | 18371 | 6618 | 1 | HC | 900 |  | OP | 88 | 1930 |  |  |  | WAT |  |  | 0 | 900 | 900 | 0 |  | 0 | 0 | 0 | 0 | 0 | 0 | [6 empty] | 0 | 0 | 0 | 0 | 1930 | 0 | 0 | E | [6 empty] | 0
3 |  | 18371 | 6618 | 2 | HC | 900 |  | OP | 88 | 1923 |  |  |  | WAT |  |  | 0 | 850 | 850 | 0 |  | 0 | 0 | 0 | 0 | 0 | 0 | [6 empty] | 0 | 0 | 0 | 0 | 1923 | 0 | 0 | E | [6 empty] | 0
3 |  | 18371 | 6618 | 3 | HC | 2800 |  | OP | 88 | 1954 |  |  |  | WAT |  |  | 0 | 2350 | 2350 | 0 |  | 0 | 0 | 0 | 0 | 0 | 0 | [6 empty] | 0 | 0 | 0 | 0 | 1954 | 0 | 0 | E | [6 empty] | 0
3 |  | 18371 | 6618 | 4 | HC | 4500 |  | OP | 5 | 1990 |  |  |  | WAT |  |  | 0 | 4529 | 4400 | 0 |  | 0 | 0 | 3 | 1988 | 0 | 0 | FI | [5 empty] | 0 | 0 | 0 | 5 | 1990 | 0 | 0 | [7 empty] | 0
3 |  | 18371 | 6618 | 5 | HC | 0 |  |  | 0 | 0 | [6 empty] | 0 | 0 | 0 | 110 | CN | 10 | 1987 | 6 | 1988 | 1 | 1990 |  |  |  | WAT |  |  | 68 | 68 | 0 | 0 | 0 | 0 | 0 | [7 empty] | 0
3 |  | 18429 | 3913 | 11 | HC | 25000 | C | OP | 5 | 1947 |  |  |  | WAT |  |  | 0 | 26000 | 22200 | 0 |  | 0 | 0 | 0 | 0 | 0 | 0 | [6 empty] | 0 | 0 | 0 | 5 | 1947 | 0 | 0 | [7 empty] | 0
3 |  | 18429 | 3913 | 12 | HC | 25000 | C | OP | 12 | 1945 |  |  |  | WAT |  |  | 0 | 26000 | 22200 | 0 |  | 0 | 0 | 0 | 0 | 0 | 0 | [6 empty] | 0 | 0 | 0 | 12 | 1945 | 0 | 0 | [7 empty] | 0
3 |  | 18429 | 3914 | 21 | HC | 21600 | C | OP | 6 | 1926 |  |  |  | WAT |  |  | 0 | 23500 | 18000 | 0 |  | 0 | 0 | 0 | 0 | 0 | 0 | [6 empty] | 0 | 0 | 0 | 6 | 1926 | 0 | 0 | [7 empty] | 0
3 |  | 18429 | 3914 | 22 | HC | 21600 | C | OP | 7 | 1926 |  |  |  | WAT |  |  | 0 | 23500 | 18000 | 0 |  | 0 | 0 | 0 | 0 | 0 | 0 | [6 empty] | 0 | 0 | 0 | 7 | 1926 | 0 | 0 | [7 empty] | 0
3 |  | 18429 | 3915 | 31 | HC | 27000 | C | OP | 12 | 1930 |  |  |  | WAT |  |  | 0 | 27000 | 27000 | 0 |  | 0 | 0 | 0 | 0 | 0 | 0 | [6 empty] | 0 | 0 | 0 | 12 | 1930 | 0 | 0 | [7 empty] | 0
3 |  | 18429 | 3915 | 32 | HC | 27000 | C | OP | 8 | 1931 |  |  |  | WAT |  |  | 0 | 27000 | 27000 | 0 |  | 0 | 0 | 0 | 0 | 0 | 0 | [6 empty] | 0 | 0 | 0 | 8 | 1931 | 0 | 0 | [7 empty] | 0
3 |  | 18429 | 3915 | 33 | HC | 27000 | C | OP | 12 | 1952 |  |  |  | WAT |  |  | 0 | 27000 | 27000 | 0 |  | 0 | 0 | 0 | 0 | 0 | 0 | [6 empty] | 0 | 0 | 0 | 12 | 1952 | 0 | 0 | [7 empty] | 0
3 |  | 18429 | 3916 | 1 | HC | 6000 | B | OP | 11 | 1912 |  |  |  | WAT |  |  | 0 | 5500 | 5500 | 0 |  | 0 | 0 | 0 | 0 | 0 | 0 | [6 empty] | 0 | 0 | 0 | 11 | 1912 | 0 | 0 | [7 empty] | 0
3 |  | 18429 | 3916 | 2 | HC | 6000 | B | OP | 11 | 1912 |  |  |  | WAT |  |  | 0 | 5500 | 5500 | 0 |  | 0 | 0 | 0 | 0 | 0 | 0 | [6 empty] | 0 | 0 | 0 | 11 | 1912 | 0 | 0 | [7 empty] | 0
3 |  | 18429 | 3916 | 3 | HC | 6000 | B | OP | 11 | 1912 |  |  |  | WAT |  |  | 0 | 5500 | 5500 | 0 |  | 0 | 0 | 0 | 0 | 0 | 0 | [6 empty] | 0 | 0 | 0 | 11 | 1912 | 0 | 0 | [7 empty] | 0
3 |  | 18429 | 3916 | 4 | HC | 6000 | B | OP | 11 | 1912 |  |  |  | WAT |  |  | 0 | 5500 | 5500 | 0 |  | 0 | 0 | 0 | 0 | 0 | 0 | [6 empty] | 0 | 0 | 0 | 11 | 1912 | 0 | 0 | [7 empty] | 0
3 |  | 18429 | 3916 | 5 | HC | 40000 | B | OP | 9 | 1945 |  |  |  | WAT |  |  | 0 | 43000 | 43000 | 0 |  | 0 | 0 | 0 | 0 | 0 | 0 | [6 empty] | 0 | 0 | 0 | 9 | 1945 | 0 | 0 | [7 empty] | 0
3 |  | 18429 | 3917 | 41 | HC | 40500 | B | OP | 5 | 1983 |  |  |  | WAT |  |  | 0 | 43000 | 43000 | 0 |  | 0 | 0 | 0 | 0 | 0 | 0 | [6 empty] | 0 | 0 | 0 | 5 | 1983 | 0 | 0 | [7 empty] | 0
3 |  | 18429 | 3917 | 42 | HC | 40500 | B | OP | 3 | 1963 |  |  |  | WAT |  |  | 0 | 43000 | 43000 | 0 |  | 0 | 0 | 0 | 0 | 0 | 0 | [6 empty] | 0 | 0 | 0 | 3 | 1963 | 0 | 0 | [7 empty] | 0
3 |  | 18429 | 3917 | 43 | HC | 40500 | B | OP | 4 | 1963 |  |  |  | WAT |  |  | 0 | 43000 | 43000 | 0 |  | 0 | 0 | 0 | 0 | 0 | 0 | [6 empty] | 0 | 0 | 0 | 4 | 1963 | 0 | 0 | [7 empty] | 0
3 |  | 18429 | 3917 | 44 | HC | 40500 | B | OP | 6 | 1963 |  |  |  | WAT |  |  | 0 | 43000 | 43000 | 0 |  | 0 | 0 | 0 | 0 | 0 | 0 | [6 empty] | 0 | 0 | 0 | 6 | 1963 | 0 | 0 | [7 empty] | 0
3 |  | 18429 | 3918 | 51 | HC | 150000 | C | OP | 11 | 1968 |  |  |  | WAT |  |  | 0 | 192000 | 178100 | 0 |  | 0 | 0 | 0 | 0 | 0 | 0 | [6 empty] | 0 | 0 | 0 | 11 | 1968 | 0 | 0 | [7 empty] | 0
3 |  | 18429 | 3918 | 52 | HC | 150000 | C | OP | 10 | 1968 |  |  |  | WAT |  |  | 0 | 192000 | 178100 | 0 |  | 0 | 0 | 0 | 0 | 0 | 0 | [6 empty] | 0 | 0 | 0 | 10 | 1968 | 0 | 0 | [7 empty] | 0
3 |  | 18429 | 3919 | 1 | ST | 3000 |  |  | 99 | 1922 |  |  |  | PET |  |  | 0 | 0 | 0 | 0 | RE | 6 | 1977 | 0 | 0 | 0 | 0 | [6 empty] | 0 | 0 | 0 | 0 | 1922 | 0 | 0 | E | [6 empty] | 0
3 |  | 18429 | 3920 | 1 | ST | 25000 | B | OP | 7 | 1931 | WD | NG | FO2 | BIT | WD | REF | 0 | 25000 | 25000 | 0 |  | 0 | 0 | 0 | 0 | 0 | 0 | [6 empty] | 0 | 0 | 0 | 6 | 1931 | 0 | 0 |  |  |  |  | Y | This unit REPOWERED 1/1990 and went commercial 7/1991. The original FED & COD did not change but in the NAD 1989 file. |  | 0
3 |  | 18429 | 3920 | 2 | ST | 25000 | B | OP | 1 | 1955 | WD | NG | FO2 | BIT | WD | REF | 0 | 25000 | 25000 | 0 |  | 0 | 0 | 0 | 0 | 0 | 0 | [6 empty] | 0 | 0 | 0 | 12 | 1954 | 0 | 0 |  |  |  |  | Y | This unit REPOWERED 1/1990 and went commercial 7/1991. The FED & COD did not change except in the 1989 NAD. |  | 0
3 |  | 18429 | 7127 | 1 | HC | 0 |  |  | 0 | 0 | [6 empty] | 0 | 0 | 0 | 10800 | CO | 0 | 0 | 6 | 1991 | 9 | 1993 | AP |  |  | WAT |  |  | 15500 | 10800 | 0 | 0 | 0 | 11233 | 10801 | [7 empty] | 0
3 |  | 18429 | 7127 | 2 | HC | 0 |  |  | 0 | 0 | [6 empty] | 0 | 0 | 0 | 3000 | CN | 7 | 1991 | 6 | 1991 | 0 | 0 | AP |  |  | WAT |  |  | 3667 | 3148 | 0 | 0 | 0 | 2974 | 2903 | [7 empty] | 0
3 |  | 18443 | 2754 | 1 | HC | 20000 | C | OP | 4 | 1919 |  |  |  | WAT |  |  | 0 | 20000 | 20000 | 0 |  | 0 | 0 | 0 | 0 | 0 | 0 | [6 empty] | 0 | 0 | 0 | 4 | 1919 | 0 | 0 | [7 empty] | 0
3 |  | 18443 | 2754 | 2 | HC | 20000 | C | OP | 4 | 1919 |  |  |  | WAT |  |  | 0 | 20000 | 20000 | 0 |  | 0 | 0 | 0 | 0 | 0 | 0 | [6 empty] | 0 | 0 | 0 | 4 | 1919 | 0 | 0 | [7 empty] | 0
3 |  | 18443 | 2754 | 3 | HC | 20000 | C | OP | 4 | 1919 |  |  |  | WAT |  |  | 0 | 20000 | 20000 | 0 |  | 0 | 0 | 0 | 0 | 0 | 0 | [6 empty] | 0 | 0 | 0 | 4 | 1919 | 0 | 0 | [7 empty] | 0
3 |  | 18443 | 2754 | 4 | HC | 20000 | C | OP | 10 | 1925 |  |  |  | WAT |  |  | 0 | 20000 | 20000 | 0 |  | 0 | 0 | 0 | 0 | 0 | 0 | [6 empty] | 0 | 0 | 0 | 10 | 1925 | 0 | 0 | [7 empty] | 0
3 |  | 18443 | 2754 | 5 | HC | 30000 | C | OP | 9 | 1949 |  |  |  | WAT |  |  | 0 | 30000 | 30000 | 0 |  | 0 | 0 | 0 | 0 | 0 | 0 | [6 empty] | 0 | 0 | 0 | 9 | 1949 | 0 | 0 | [7 empty] | 0
3 |  | 18443 | 2755 | 1 | HC | 22500 | C | OP | 6 | 1928 |  |  |  | WAT |  |  | 0 | 21000 | 19500 | 0 |  | 0 | 0 | 0 | 0 | 0 | 0 | [6 empty] | 0 | 0 | 0 | 6 | 1928 | 0 | 0 | [7 empty] | 0
3 |  | 18443 | 2755 | 2 | HC | 22500 | C | OP | 6 | 1928 |  |  |  | WAT |  |  | 0 | 21000 | 19500 | 0 |  | 0 | 0 | 0 | 0 | 0 | 0 | [6 empty] | 0 | 0 | 0 | 6 | 1928 | 0 | 0 | [7 empty] | 0
3 |  | 18443 | 6442 | 1 | HC | 40500 | C | OP | 4 | 1930 |  |  |  | WAT |  |  | 0 | 38000 | 38000 | 0 |  | 0 | 0 | 0 | 0 | 0 | 0 | [6 empty] | 0 | 0 | 0 | 4 | 1930 | 0 | 0 | [7 empty] | 0
3 |  | 18443 | 6442 | 2 | HC | 40500 | C | OP | 10 | 1957 |  |  |  | WAT |  |  | 0 | 38000 | 38000 | 0 |  | 0 | 0 | 0 | 0 | 0 | 0 | [6 empty] | 0 | 0 | 0 | 10 | 1957 | 0 | 0 | [7 empty] | 0
3 |  | 18443 | 6442 | 3 | HC | 40500 | C | OP | 6 | 1938 |  |  |  | WAT |  |  | 0 | 38000 | 38000 | 0 |  | 0 | 0 | 0 | 0 | 0 | 0 | [6 empty] | 0 | 0 | 0 | 6 | 1938 | 0 | 0 | [7 empty] | 0
3 |  | 18443 | 6444 | 1 | HC | 16667 | C | OP | 8 | 1957 |  |  |  | WAT |  |  | 0 | 17700 | 17700 | 0 |  | 0 | 0 | 0 | 0 | 0 | 0 | [6 empty] | 0 | 0 | 0 | 8 | 1957 | 0 | 0 | [7 empty] | 0
3 |  | 18443 | 6444 | 2 | HC | 16667 | C | OP | 10 | 1957 |  |  |  | WAT |  |  | 0 | 17700 | 17700 | 0 |  | 0 | 0 | 0 | 0 | 0 | 0 | [6 empty] | 0 | 0 | 0 | 10 | 1957 | 0 | 0 | [7 empty] | 0
3 |  | 18443 | 6444 | 3 | HC | 16700 | C | OP | 9 | 1957 |  |  |  | WAT |  |  | 0 | 17700 | 17700 | 0 |  | 0 | 0 | 0 | 0 | 0 | 0 | [6 empty] | 0 | 0 | 0 | 9 | 1957 | 0 | 0 | [7 empty] | 0
3 |  | 18445 | 688 | 1 | ST | 75000 | C | OP | 5 | 1971 | NG | FO6 |  | FO6 | NG |  | 11302 | 75000 | 80000 | 0 |  | 0 | 0 | 0 | 0 | 0 | 0 | [6 empty] | 0 | 0 | 0 | 2 | 1971 | 0 | 0 | E | [6 empty] | 0
3 |  | 18445 | 688 | 2 | ST | 259250 | B | OP | 10 | 1977 | NG | FO6 |  | FO6 | NG |  | 10592 | 238000 | 248000 | 259250 |  | 0 | 0 | 10 | 1995 | 0 | 0 |  |  |  | BIT |  |  | 223000 | 223000 | 0 | 7 | 1977 | 0 | 0 | E | [6 empty] | 0
3 |  | 18445 | 688 | 3 | ST | 0 |  |  | 0 | 0 | [6 empty] | 0 | 0 | 0 | 259250 | CN | 9 | 1991 | 4 | 2000 | 0 | 0 |  |  |  | FO2 | NG |  | 238000 | 248000 | 0 | 0 | 0 | 243662 | 248732 | [7 empty] | 0
3 |  | 18445 | 688 | CC1 | CT | 0 |  |  | 0 | 0 | [6 empty] | 0 | 0 | 0 | 40000 | PL | 0 | 0 | 6 | 2000 | 6 | 2000 |  |  |  | NG | FO2 |  | 33000 | 40000 | 0 | 0 | 0 | 34266 | 37923 | [7 empty] | 0
3 |  | 18445 | 688 | CC2 | CT | 0 |  |  | 0 | 0 | [6 empty] | 0 | 0 | 0 | 40000 | PL | 0 | 0 | 6 | 2000 | 6 | 2000 |  |  |  | NG | FO2 |  | 33000 | 40000 | 0 | 0 | 0 | 34266 | 37923 | [7 empty] | 0
3 |  | 18445 | 688 | CC3 | CW | 0 |  |  | 0 | 0 | [6 empty] | 0 | 0 | 0 | 18500 | PL | 0 | 0 | 6 | 2000 | 6 | 2000 |  |  |  | WH |  |  | 18500 | 18500 | 0 | 0 | 0 | 16355 | 18885 | [7 empty] | 0
3 |  | 18445 | 688 | CC4 | CW | 0 |  |  | 0 | 0 | [6 empty] | 0 | 0 | 0 | 18500 | PL | 0 | 0 | 6 | 2000 | 6 | 2000 |  |  |  | WH |  |  | 18500 | 18500 | 0 | 0 | 0 | 16355 | 18885 | [7 empty] | 0
3 |  | 18445 | 688 | GT1 | GT | 16320 | P | OP | 2 | 1970 | NG | FO2 |  | FO2 | NG |  | 14029 | 12000 | 14000 | 0 |  | 0 | 0 | 0 | 0 | 0 | 0 | [6 empty] | 0 | 0 | 0 | 1 | 1970 | 0 | 0 | E | [6 empty] | 0
3 |  | 18445 | 688 | GT2 | GT | 27000 | P | OP | 9 | 1972 | NG | FO2 |  | FO2 | NG |  | 13597 | 24000 | 26000 | 0 |  | 0 | 0 | 0 | 0 | 0 | 0 | [6 empty] | 0 | 0 | 0 | 8 | 1972 | 0 | 0 | E | [6 empty] | 0
3 |  | 18445 | 688 | GT3 | GT | 0 |  |  | 0 | 0 | [6 empty] | 0 | 0 | 0 | 50000 | CN | 99 | 9999 | 5 | 1980 | 5 | 1984 |  |  |  | FO2 | NG |  | 0 | 0 | 0 | 0 | 0 | 41000 | 50000 | [7 empty] | 0
3 |  | 18445 | 688 | GT4 | GT | 0 |  |  | 0 | 0 | [6 empty] | 0 | 0 | 0 | 66000 | PL | 0 | 0 | 4 | 1998 | 4 | 1998 |  |  |  | NG | FO2 |  | 66000 | 66000 | 0 | 0 | 0 | 54415 | 65326 | [7 empty] | 0
3 |  | 18445 | 689 | 1 | ST | 7500 |  | SC | 1 | 1952 | NG | FO2 |  | FO6 |  |  | 15000 | 7500 | 7500 | 7500 |  | 0 | 0 | 5 | 2000 | 0 | 0 |  |  |  | FO6 |  |  | 0 | 0 | 0 | 1 | 1952 | 0 | 0 | [7 empty] | 0
3 |  | 18445 | 689 | 2 | ST | 7500 |  | SC | 1 | 1952 | NG | FO2 |  | FO6 |  |  | 15000 | 7500 | 7500 | 7500 |  | 0 | 0 | 5 | 2000 | 0 | 0 |  |  |  | FO6 |  |  | 0 | 0 | 0 | 1 | 1952 | 0 | 0 | [7 empty] | 0
3 |  | 18445 | 689 | 3 | ST | 7500 |  | SC | 1 | 1952 | NG | FO2 |  | FO6 | NG |  | 15000 | 7000 | 7000 | 7500 |  | 0 | 0 | 5 | 2000 | 0 | 0 |  |  |  | FO6 |  |  | 0 | 0 | 0 | 12 | 1951 | 0 | 0 | E | [6 empty] | 0
3 |  | 18445 | 689 | 4 | ST | 7500 |  | SC | 4 | 1954 | NG | FO2 |  | FO6 | NG |  | 15000 | 7000 | 7000 | 7500 |  | 0 | 0 | 5 | 2000 | 0 | 0 |  |  |  | FO6 |  |  | 0 | 0 | 0 | 3 | 1954 | 0 | 0 | E | [6 empty] | 0
3 |  | 18445 | 689 | 5 | ST | 25000 | C | OP | 4 | 1958 | NG | FO6 |  | FO6 | NG |  | 12606 | 23000 | 24000 | 25000 |  | 0 | 0 | 4 | 2000 | 0 | 0 |  |  |  | FO6 |  |  | 0 | 0 | 0 | 3 | 1958 | 0 | 0 | E | [6 empty] | 0
3 |  | 18445 | 689 | 6 | ST | 25000 | C | OP | 1 | 1961 | NG | FO6 |  | FO6 | NG |  | 13555 | 23000 | 24000 | 25000 |  | 0 | 0 | 1 | 2003 | 0 | 0 |  |  |  | FO6 |  |  | 0 | 0 | 0 | 11 | 1960 | 0 | 0 | E | [6 empty] | 0
3 |  | 18445 | 689 | 7 | ST | 50000 | B | OP | 6 | 1966 | NG | FO6 |  | FO6 | NG |  | 13086 | 48000 | 50000 | 0 |  | 0 | 0 | 0 | 0 | 0 | 0 | [6 empty] | 0 | 0 | 0 | 4 | 1966 | 0 | 0 | E | [6 empty] | 0
3 |  | 18445 | 689 | GT1 | GT | 15000 | P | OP | 12 | 1963 | NG | FO2 |  | FO2 | NG |  | 16250 | 12000 | 12000 | 0 |  | 0 | 0 | 0 | 0 | 0 | 0 | [6 empty] | 0 | 0 | 0 | 11 | 1963 | 0 | 0 | E | [6 empty] | 0
3 |  | 18445 | 689 | GT2 | GT | 15000 | P | OP | 5 | 1964 | NG | FO2 |  | FO2 | NG |  | 16250 | 12000 | 12000 | 0 |  | 0 | 0 | 0 | 0 | 0 | 0 | [6 empty] | 0 | 0 | 0 | 4 | 1964 | 0 | 0 | E | [6 empty] | 0
3 |  | 18445 | 956 | 1 | HC | 4440 | C | OP | 9 | 1985 |  |  |  | WAT |  |  | 0 | 4000 | 4000 | 0 |  | 0 | 0 | 10 | 1983 | 0 | 0 | [6 empty] | 0 | 0 | 0 | 6 | 1985 | 0 | 0 | E | [6 empty] | 0
3 |  | 18445 | 956 | 2 | HC | 4440 | C | OP | 8 | 1985 |  |  |  | WAT |  |  | 0 | 4000 | 4000 | 0 |  | 0 | 0 | 10 | 1983 | 0 | 0 | [6 empty] | 0 | 0 | 0 | 5 | 1985 | 0 | 0 | E | [6 empty] | 0
3 |  | 18445 | 956 | 3 | HC | 3430 | C | OP | 1 | 1986 |  |  |  | WAT |  |  | 0 | 3417 | 3331 | 0 |  | 0 | 0 | 10 | 1983 | 0 | 0 | [6 empty] | 1000 | 1000 | 0 | 1 | 1986 | 0 | 0 |  | E | E |  |  |  |  | 0
3 |  | 18445 | 4228 | FC1 | FC | 0 |  |  | 0 | 0 | [6 empty] | 0 | 0 | 0 | 20000 | PL | 0 | 0 | 4 | 2001 | 4 | 2001 |  |  |  | NG |  |  | 20000 | 20000 | 0 | 0 | 0 | 18512 | 18984 | [7 empty] | 0
3 |  | 18454 | 110 | 1 | ST | 0 |  |  | 0 | 0 | [6 empty] | 0 | 0 | 0 | 425000 | CN | 12 | 1984 | 3 | 1989 | 4 | 1994 |  |  |  | COL |  |  | 0 | 0 | 0 | 0 | 0 | 396000 | 404000 | [7 empty] | 0
3 |  | 18454 | 645 | 1 | ST | 445500 | B | OP | 10 | 1970 | FO2 |  |  | BIT |  |  | 9750 | 406000 | 406000 | 0 |  | 0 | 0 | 0 | 0 | 0 | 0 | [6 empty] | 0 | 0 | 0 | 8 | 1970 | 0 | 0 | E | [6 empty] | 0
3 |  | 18454 | 645 | GT1 | GT | 18000 | P | OP | 2 | 1969 | FO2 |  |  | FO2 |  |  | 29540 | 14000 | 14000 | 0 |  | 0 | 0 | 0 | 0 | 0 | 0 | [6 empty] | 0 | 0 | 0 | 2 | 1969 | 0 | 0 | [7 empty] | 0
3 |  | 18454 | 645 | GT2 | GT | 78750 | P | OP | 11 | 1974 | FO2 |  |  | FO2 |  |  | 15080 | 65000 | 80000 | 0 |  | 0 | 0 | 0 | 0 | 0 | 0 | [6 empty] | 0 | 0 | 0 | 10 | 1974 | 0 | 0 | E | [6 empty] | 0
3 |  | 18454 | 645 | GT3 | GT | 78750 | P | OP | 11 | 1974 | FO2 |  |  | FO2 |  |  | 15080 | 65000 | 80000 | 0 |  | 0 | 0 | 0 | 0 | 0 | 0 | [6 empty] | 0 | 0 | 0 | 8 | 1974 | 0 | 0 | [7 empty] | 0
3 |  | 18454 | 645 | ST2 | ST | 445500 | B | OP | 4 | 1973 | FO2 |  |  | BIT |  |  | 9870 | 407000 | 407000 | 0 |  | 0 | 0 | 0 | 0 | 0 | 0 | [6 empty] | 0 | 0 | 0 | 1 | 1973 | 0 | 0 | E | [6 empty] | 0
3 |  | 18454 | 645 | ST3 | ST | 445500 | B | OP | 5 | 1976 | FO2 |  |  | BIT |  |  | 9590 | 420000 | 420000 | 0 |  | 0 | 0 | 0 | 0 | 0 | 0 | [6 empty] | 0 | 0 | 0 | 2 | 1976 | 0 | 0 | E | [6 empty] | 0
3 |  | 18454 | 645 | ST4 | ST | 486000 | B | OP | 2 | 1985 | FO2 |  |  | BIT |  |  | 9810 | 441000 | 441000 | 0 |  | 0 | 0 | 3 | 1985 | 2 | 1985 | [6 empty] | 0 | 0 | 0 | 12 | 1984 | 0 | 0 | [7 empty] | 0
3 |  | 18454 | 646 | 1 | ST | 125000 | B | OP | 9 | 1957 | FO2 |  |  | BIT |  |  | 10840 | 119000 | 119000 | 0 |  | 0 | 0 | 0 | 0 | 0 | 0 | [6 empty] | 0 | 0 | 0 | 7 | 1957 | 0 | 0 | [7 empty] | 0
3 |  | 18454 | 646 | 2 | ST | 125000 | B | OP | 11 | 1958 | FO2 |  |  | BIT |  |  | 10640 | 118000 | 118000 | 0 |  | 0 | 0 | 0 | 0 | 0 | 0 | [6 empty] | 0 | 0 | 0 | 9 | 1958 | 0 | 0 | [7 empty] | 0
3 |  | 18454 | 646 | 3 | ST | 179520 | B | OP | 10 | 1960 | FO2 |  |  | BIT |  |  | 10580 | 149000 | 149000 | 0 |  | 0 | 0 | 0 | 0 | 0 | 0 | [6 empty] | 0 | 0 | 0 | 8 | 1960 | 0 | 0 | [7 empty] | 0
3 |  | 18454 | 646 | 4 | ST | 187500 | B | OP | 11 | 1963 | FO2 |  |  | BIT |  |  | 11010 | 178000 | 178000 | 0 |  | 0 | 0 | 0 | 0 | 0 | 0 | [6 empty] | 0 | 0 | 0 | 7 | 1963 | 0 | 0 | [7 empty] | 0
3 |  | 18454 | 646 | 5 | ST | 239360 | B | OP | 11 | 1965 | FO2 |  |  | BIT |  |  | 9770 | 232000 | 232000 | 0 |  | 0 | 0 | 0 | 0 | 0 | 0 | [6 empty] | 0 | 0 | 0 | 9 | 1965 | 0 | 0 | E | [6 empty] | 0
3 |  | 18454 | 646 | 6 | ST | 414000 | B | OP | 10 | 1967 | FO2 |  |  | BIT |  |  | 9760 | 362000 | 362000 | 0 |  | 0 | 0 | 0 | 0 | 0 | 0 | [6 empty] | 0 | 0 | 0 | 9 | 1967 | 0 | 0 | [7 empty] | 0
3 |  | 18454 | 646 | GT1 | GT | 18000 | P | OP | 3 | 1969 | FO2 |  |  | FO2 |  |  | 29540 | 14000 | 14000 | 0 |  | 0 | 0 | 0 | 0 | 0 | 0 | [6 empty] | 0 | 0 | 0 | 2 | 1969 | 0 | 0 | E | [6 empty] | 0
3 |  | 18454 | 647 | 1 | ST | 33000 | C | OP | 7 | 1948 | FO6 |  |  | FO6 |  |  | 12630 | 32000 | 32000 | 0 |  | 0 | 0 | 0 | 0 | 0 | 0 | [6 empty] | 0 | 0 | 0 | 7 | 1948 | 0 | 0 | [7 empty] | 0
3 |  | 18454 | 647 | 2 | ST | 34500 | C | OP | 6 | 1950 | FO6 |  |  | FO6 |  |  | 12850 | 32000 | 32000 | 0 |  | 0 | 0 | 0 | 0 | 0 | 0 | [6 empty] | 0 | 0 | 0 | 6 | 1950 | 0 | 0 | [7 empty] | 0
3 |  | 18454 | 647 | 3 | ST | 34500 | C | OP | 8 | 1950 | FO6 |  |  | FO6 |  |  | 12760 | 32000 | 32000 | 0 |  | 0 | 0 | 0 | 0 | 0 | 0 | [6 empty] | 0 | 0 | 0 | 8 | 1950 | 0 | 0 | [7 empty] | 0
3 |  | 18454 | 647 | 4 | ST | 49000 | C | OP | 10 | 1953 | FO6 |  |  | FO6 |  |  | 14040 | 42000 | 42000 | 0 |  | 0 | 0 | 0 | 0 | 0 | 0 | [6 empty] | 0 | 0 | 0 | 10 | 1953 | 0 | 0 | [7 empty] | 0
3 |  | 18454 | 647 | 5 | ST | 81600 | C | OP | 5 | 1955 | FO6 |  |  | FO6 |  |  | 13190 | 68000 | 68000 | 0 |  | 0 | 0 | 0 | 0 | 0 | 0 | [6 empty] | 0 | 0 | 0 | 5 | 1955 | 0 | 0 | [7 empty] | 0
3 |  | 18454 | 747 | 1 | ST | 12650 | B | OP | 12 | 1966 | NG |  |  | NG | FO6 |  | 16800 | 11000 | 12000 | 0 |  | 0 | 0 | 0 | 0 | 0 | 0 | [6 empty] | 0 | 0 | 0 | 12 | 1965 | 0 | 0 | [7 empty] | 0
3 |  | 18454 | 748 | CW1 | CW | 3600 | C | OS | 6 | 1983 |  |  |  | WH |  |  | 0 | 3000 | 3000 | 0 |  | 0 | 0 | 0 | 0 | 0 | 0 | [6 empty] | 0 | 0 | 0 | 12 | 1982 | 0 | 0 | [7 empty] | 0
3 |  | 18454 | 748 | IC1 | IC | 21350 | C | OP | 6 | 1983 | FO2 |  |  | FO6 | FO2 |  | 10770 | 17000 | 17000 | 0 |  | 0 | 0 | 0 | 0 | 0 | 0 | [6 empty] | 0 | 0 | 0 | 4 | 1983 | 0 | 0 | [7 empty] | 0
3 |  | 18454 | 748 | IC2 | IC | 21350 | C | OP | 6 | 1983 | FO2 |  |  | FO6 | FO2 |  | 10770 | 17000 | 17000 | 0 |  | 0 | 0 | 0 | 0 | 0 | 0 | [6 empty] | 0 | 0 | 0 | 11 | 1982 | 0 | 0 | [7 empty] | 0
3 |  | 18454 | 748 | IC5 | IC | 600 | C | OS | 1 | 1956 | FO2 |  |  | FO2 |  |  | 12000 | 600 | 600 | 0 |  | 0 | 0 | 0 | 0 | 0 | 0 | [6 empty] | 0 | 0 | 0 | 12 | 1955 | 0 | 0 | [7 empty] | 0
3 |  | 18454 | 6143 | 1 | ST | 0 |  |  | 0 | 0 | [6 empty] | 0 | 0 | 0 | 425000 | CN | 99 | 9999 | 4 | 1981 | 3 | 1985 |  |  |  | COL |  |  | 0 | 0 | 0 | 0 | 0 | 396000 | 404000 | [7 empty] | 0
3 |  | 18454 | 7242 | 1 | CT | 0 |  |  | 0 | 0 | [6 empty] | 0 | 0 | 0 | 170600 | PL | 0 | 0 | 7 | 1995 | 7 | 1995 |  |  |  | NG | FO2 |  | 170600 | 170600 | 0 | 0 | 0 | 137738 | 140747 |  |  |  |  | Y | Part of integrated coal-gasification unit. Bituminous coal is original energy source. |  | 0
3 |  | 18454 | 7242 | 2 | CT | 0 |  |  | 0 | 0 | [6 empty] | 0 | 0 | 0 | 92200 | PL | 0 | 0 | 1 | 1997 | 1 | 1999 |  |  |  | NG | FO2 |  | 76700 | 92200 | 0 | 0 | 0 | 76335 | 80688 | [7 empty] | 0
3 |  | 18454 | 7242 | 3 | CT | 0 |  |  | 0 | 0 | [6 empty] | 0 | 0 | 0 | 92200 | PL | 0 | 0 | 1 | 1999 | 1 | 2000 |  |  |  | NG | FO2 |  | 76700 | 92200 | 0 | 0 | 0 | 76335 | 80688 | [7 empty] | 0
3 |  | 18454 | 7242 | 1A | CA | 0 |  |  | 0 | 0 | [6 empty] | 0 | 0 | 0 | 92700 | PL | 0 | 0 | 1 | 1997 | 7 | 1996 |  |  |  | WH | FO2 |  | 92700 | 92700 | 0 | 0 | 0 | 76732 | 81084 |  |  |  |  | Y | Part of an integrated coal-gasification unit. Bituminous coal is the original energy source. |  | 0
3 |  | 18454 | 7242 | 2A | CW | 0 |  |  | 0 | 0 | [6 empty] | 0 | 0 | 0 | 78700 | PL | 0 | 0 | 1 | 2000 | 1 | 2001 |  |  |  | WH |  |  | 65500 | 78700 | 0 | 0 | 0 | 65581 | 69927 | [7 empty] | 0
3 |  | 18454 | 7278 | 3 | CT | 0 |  |  | 0 | 0 | [6 empty] | 0 | 0 | 0 | 79794 | PL | 0 | 0 | 1 | 1998 | 1 | 1998 |  |  |  | NG | FO2 |  | 67100 | 83500 | 0 | 0 | 0 | 66455 | 70805 | [7 empty] | 0
3 |  | 18454 | 7278 | 4 | CT | 0 |  |  | 0 | 0 | [6 empty] | 0 | 0 | 0 | 79794 | PL | 0 | 0 | 1 | 1999 | 1 | 1999 |  |  |  | NG | FO2 |  | 67100 | 83500 | 0 | 0 | 0 | 66455 | 70805 |  |  |  |  | Y | Nameplate unknown at this time |  | 0
3 |  | 18454 | 7278 | 2A | CW | 0 |  |  | 0 | 0 | [6 empty] | 0 | 0 | 0 | 70963 | PL | 0 | 0 | 1 | 2000 | 1 | 2000 |  |  |  | WH |  |  | 61800 | 66000 | 0 | 0 | 0 | 59384 | 63681 | [7 empty] | 0
3 |  | 18488 | 1682 | 8 | ST | 28300 | C | OP | 6 | 1966 | FO6 |  |  | FO6 |  |  | 13400 | 26000 | 26000 | 0 |  | 0 | 0 | 0 | 0 | 0 | 0 | [6 empty] | 0 | 0 | 0 | 4 | 1966 | 0 | 0 | E | [6 empty] | 0
3 |  | 18488 | 1682 | 9A | CT | 23000 | C | OP | 10 | 1976 | NG | FO2 |  | NG | FO6 | FO2 | 13913 | 18000 | 23000 | 0 |  | 0 | 0 | 0 | 0 | 0 | 0 | [6 empty] | 0 | 0 | 0 | 9 | 1976 | 0 | 0 | E | [6 empty] | 0
3 |  | 18488 | 1682 | CA9 | CA | 95000 | C | OP | 12 | 1975 | NG | FO6 |  | NG | FO6 |  | 12107 | 87000 | 87000 | 0 |  | 0 | 0 | 0 | 0 | 0 | 0 | [6 empty] | 0 | 0 | 0 | 0 | 1975 | 0 | 0 | E | [6 empty] | 0
3 |  | 18488 | 1683 | 3 | ST | 8000 |  |  | 99 | 1933 |  |  |  | FO6 |  |  | 0 | 0 | 0 | 0 | RE | 0 | 0 | 0 | 0 | 0 | 0 | [6 empty] | 0 | 0 | 0 | 0 | 1933 | 0 | 0 | E | [6 empty] | 0
3 |  | 18488 | 1683 | 4 | ST | 5000 |  |  | 99 | 1942 |  |  |  | FO6 |  |  | 0 | 0 | 0 | 0 | RE | 9 | 1978 | 0 | 0 | 0 | 0 | [6 empty] | 0 | 0 | 0 | 0 | 1942 | 0 | 0 | E | [6 empty] | 0
3 |  | 18488 | 1683 | 5 | ST | 7500 |  |  | 99 | 1950 |  |  |  | FO6 |  |  | 0 | 0 | 0 | 0 | RE | 9 | 1978 | 0 | 0 | 0 | 0 | [6 empty] | 0 | 0 | 0 | 0 | 1950 | 0 | 0 | E | [6 empty] | 0
3 |  | 18488 | 1683 | 6 | ST | 7500 |  |  | 99 | 1950 |  |  |  | FO6 |  |  | 0 | 0 | 0 | 0 | RE | 9 | 1978 | 0 | 0 | 0 | 0 | [6 empty] | 0 | 0 | 0 | 0 | 1950 | 0 | 0 | E | [6 empty] | 0
3 |  | 18488 | 1683 | 7 | ST | 19000 |  |  | 99 | 1958 |  |  |  | FO6 |  |  | 0 | 0 | 0 | 0 | RE | 0 | 0 | 0 | 0 | 0 | 0 | [6 empty] | 0 | 0 | 0 | 0 | 1958 | 0 | 0 | E | [6 empty] | 0
3 |  | 18525 | 2308 | 1 | IC | 755 |  | OP | 88 | 1948 | FO2 |  |  | FO2 |  |  | 0 | 620 | 620 | 0 |  | 0 | 0 | 0 | 0 | 0 | 0 | [6 empty] | 0 | 0 | 0 | 0 | 1948 | 0 | 0 | E | [6 empty] | 0
3 |  | 18525 | 2308 | 2 | IC | 1550 |  | OP | 88 | 1968 | FO2 |  |  | FO2 |  |  | 0 | 1420 | 1420 | 0 |  | 0 | 0 | 0 | 0 | 0 | 0 | [6 empty] | 0 | 0 | 0 | 0 | 1968 | 0 | 0 | E | [6 empty] | 0
3 |  | 18525 | 2308 | 3 | IC | 1183 |  | OP | 88 | 1953 | FO2 |  |  | FO2 |  |  | 0 | 1030 | 1030 | 0 |  | 0 | 0 | 0 | 0 | 0 | 0 | [6 empty] | 0 | 0 | 0 | 0 | 1953 | 0 | 0 | E | [6 empty] | 0
3 |  | 18525 | 2308 | 4 | IC | 1360 |  | OP | 88 | 1960 | FO2 |  |  | FO2 |  |  | 0 | 1220 | 1220 | 0 |  | 0 | 0 | 0 | 0 | 0 | 0 | [6 empty] | 0 | 0 | 0 | 0 | 1960 | 0 | 0 | E | [6 empty] | 0
3 |  | 18525 | 2308 | 5 | IC | 460 |  | OP | 88 | 1957 | FO2 |  |  | FO2 |  |  | 0 | 410 | 410 | 0 | RT | 5 | 1992 | 0 | 0 | 0 | 0 | [6 empty] | 0 | 0 | 0 | 0 | 1957 | 0 | 0 | E | [5 empty] | OP | 460
3 |  | 18525 | 2308 | 6 | IC | 0 |  |  | 0 | 0 | [6 empty] | 0 | 0 | 0 | 2400 | CO | 0 | 0 | 10 | 1992 | 10 | 1992 |  |  |  | FO2 |  |  | 2400 | 2400 | 0 | 0 | 0 | 2215 | 2540 | [7 empty] | 0
3 |  | 18574 | 3833 | 1 | HC | 12000 | P | OP | 12 | 1952 | WAT |  |  | WAT |  |  | 0 | 14000 | 14000 | 0 |  | 0 | 0 | 0 | 0 | 0 | 0 | [6 empty] | 0 | 0 | 0 | 0 | 1952 | 0 | 0 | E | [6 empty] | 0
3 |  | 18574 | 3833 | 2 | HC | 32000 | P | OP | 11 | 1952 | WAT |  |  | WAT |  |  | 0 | 37000 | 37000 | 0 |  | 0 | 0 | 0 | 0 | 0 | 0 | [6 empty] | 0 | 0 | 0 | 0 | 1952 | 0 | 0 | E | [6 empty] | 0
3 |  | 18574 | 3833 | 3 | HC | 32000 | P | OP | 1 | 1953 | WAT |  |  | WAT |  |  | 0 | 37000 | 37000 | 0 |  | 0 | 0 | 0 | 0 | 0 | 0 | [6 empty] | 0 | 0 | 0 | 0 | 1953 | 0 | 0 | E | [6 empty] | 0
3 |  | 18574 | 3833 | 4 | HC | 32000 | P | OP | 3 | 1953 | WAT |  |  | WAT |  |  | 0 | 37000 | 37000 | 0 |  | 0 | 0 | 0 | 0 | 0 | 0 | [6 empty] | 0 | 0 | 0 | 0 | 1953 | 0 | 0 | E | [6 empty] | 0
3 |  | 18574 | 3833 | 5 | HC | 32000 | P | OP | 9 | 1953 | WAT |  |  | WAT |  |  | 0 | 37000 | 37000 | 0 |  | 0 | 0 | 0 | 0 | 0 | 0 | [6 empty] | 0 | 0 | 0 | 0 | 1953 | 0 | 0 | E | [6 empty] | 0
3 |  | 18574 | 3833 | 6 | HC | 32000 | P | OP | 10 | 1953 | WAT |  |  | WAT |  |  | 0 | 37000 | 37000 | 0 |  | 0 | 0 | 0 | 0 | 0 | 0 | [6 empty] | 0 | 0 | 0 | 0 | 1953 | 0 | 0 | E | [6 empty] | 0
3 |  | 18574 | 3833 | 7 | HC | 32000 |  | OP | 12 | 1953 |  |  |  | WAT |  |  | 0 | 37000 | 37000 | 0 |  | 0 | 0 | 0 | 0 | 0 | 0 | [6 empty] | 0 | 0 | 0 | 0 | 1953 | 0 | 0 | E | [6 empty] | 0
3 |  | 18574 | 3834 | 1 | HC | 6700 | P | OP | 8 | 1953 |  |  |  | WAT |  |  | 0 | 7500 | 7500 | 0 |  | 0 | 0 | 0 | 0 | 0 | 0 | [6 empty] | 0 | 0 | 0 | 0 | 1953 | 0 | 0 | E | [6 empty] | 0
3 |  | 18574 | 3834 | 2 | HC | 6700 | P | OP | 8 | 1953 |  |  |  | WAT |  |  | 0 | 7500 | 7500 | 0 |  | 0 | 0 | 0 | 0 | 0 | 0 | [6 empty] | 0 | 0 | 0 | 0 | 1953 | 0 | 0 | E | [6 empty] | 0
3 |  | 18574 | 3834 | 3 | HC | 600 | P | OP | 8 | 1953 |  |  |  | WAT |  |  | 0 | 600 | 600 | 0 |  | 0 | 0 | 0 | 0 | 0 | 0 | [6 empty] | 0 | 0 | 0 | 5 | 1953 | 0 | 0 | E | [6 empty] | 0
3 |  | 18642 | 46 | 1 | NB | 1152000 | B | OS | 8 | 1974 | UR | FO2 |  | UR |  |  | 10430 | 1065000 | 1065000 | 0 |  | 0 | 0 | 0 | 0 | 10 | 1994 | [6 empty] | 0 | 0 | 1065000 | 12 | 1973 | 0 | 0 | [7 empty] | 0
3 |  | 18642 | 46 | 2 | NB | 1152000 | B | OP | 3 | 1975 | UR | FO2 |  | UR |  |  | 10430 | 1065000 | 1065000 | 0 |  | 0 | 0 | 0 | 0 | 0 | 0 | [6 empty] | 0 | 0 | 1065000 | 8 | 1974 | 0 | 0 | [7 empty] | 0
3 |  | 18642 | 46 | 3 | NB | 1152000 | B | OS | 3 | 1977 | UR | FO2 |  | UR |  |  | 10430 | 1065000 | 1065000 | 0 |  | 0 | 0 | 0 | 0 | 10 | 1993 | [6 empty] | 0 | 0 | 1065000 | 8 | 1976 | 0 | 0 | [7 empty] | 0
3 |  | 18642 | 47 | 1 | ST | 200000 | B | OP | 1 | 1955 | FO2 |  |  | BIT |  |  | 10347 | 185000 | 189000 | 0 |  | 0 | 0 | 0 | 0 | 0 | 0 | [6 empty] | 0 | 0 | 0 | 12 | 1954 | 0 | 0 | E | [6 empty] | 0
3 |  | 18642 | 47 | 2 | ST | 200000 | B | OP | 3 | 1955 | FO2 |  |  | BIT |  |  | 10347 | 185000 | 189000 | 0 |  | 0 | 0 | 0 | 0 | 0 | 0 | [6 empty] | 0 | 0 | 0 | 1 | 1955 | 0 | 0 | E | [6 empty] | 0
3 |  | 18642 | 47 | 3 | ST | 200000 | B | OP | 7 | 1955 | FO2 |  |  | BIT |  |  | 10347 | 185000 | 189000 | 0 |  | 0 | 0 | 0 | 0 | 0 | 0 | [6 empty] | 0 | 0 | 0 | 6 | 1955 | 0 | 0 | E | [6 empty] | 0
3 |  | 18642 | 47 | 4 | ST | 200000 | B | OP | 11 | 1955 | FO2 |  |  | BIT |  |  | 10347 | 185000 | 189000 | 0 |  | 0 | 0 | 0 | 0 | 0 | 0 | [6 empty] | 0 | 0 | 0 | 10 | 1955 | 0 | 0 | E | [6 empty] | 0
3 |  | 18642 | 47 | 5 | ST | 550000 | B | OP | 11 | 1965 | FO2 |  |  | BIT |  |  | 10141 | 480000 | 487000 | 0 |  | 0 | 0 | 0 | 0 | 0 | 0 | [6 empty] | 0 | 0 | 0 | 10 | 1962 | 0 | 0 | E | [6 empty] | 0
3 |  | 18642 | 47 | GT1 | GT | 59500 | P | OP | 9 | 1972 | FO2 | NG |  | NG | FO2 |  | 13100 | 46400 | 54400 | 0 |  | 0 | 0 | 0 | 0 | 0 | 0 | [6 empty] | 0 | 0 | 0 | 3 | 1972 | 0 | 0 | E | [6 empty] | 0
3 |  | 18642 | 47 | GT2 | GT | 59500 | P | OP | 9 | 1972 | FO2 | NG |  | NG | FO2 |  | 13100 | 46400 | 54400 | 0 |  | 0 | 0 | 0 | 0 | 0 | 0 | [6 empty] | 0 | 0 | 0 | 4 | 1972 | 0 | 0 | E | [6 empty] | 0
3 |  | 18642 | 47 | GT3 | GT | 59500 | P | OP | 9 | 1972 | FO2 | NG |  | NG | FO2 |  | 13100 | 46400 | 54400 | 0 |  | 0 | 0 | 0 | 0 | 0 | 0 | [6 empty] | 0 | 0 | 0 | 4 | 1972 | 0 | 0 | E | [6 empty] | 0
3 |  | 18642 | 47 | GT4 | GT | 59500 | P | OP | 9 | 1972 | FO2 | NG |  | NG | FO2 |  | 13100 | 46400 | 54400 | 0 |  | 0 | 0 | 0 | 0 | 0 | 0 | [6 empty] | 0 | 0 | 0 | 4 | 1972 | 0 | 0 | E | [6 empty] | 0
3 |  | 18642 | 47 | GT5 | GT | 59500 | P | OP | 9 | 1972 | FO2 | NG |  | NG | FO2 |  | 13100 | 46400 | 54400 | 0 |  | 0 | 0 | 0 | 0 | 0 | 0 | [6 empty] | 0 | 0 | 0 | 5 | 1972 | 0 | 0 | E | [6 empty] | 0
3 |  | 18642 | 47 | GT6 | GT | 59500 | P | OP | 9 | 1972 | FO2 | NG |  | NG | FO2 |  | 13100 | 46400 | 54400 | 0 |  | 0 | 0 | 0 | 0 | 0 | 0 | [6 empty] | 0 | 0 | 0 | 4 | 1972 | 0 | 0 | E | [6 empty] | 0
3 |  | 18642 | 47 | GT7 | GT | 59500 | P | OP | 9 | 1972 | FO2 | NG |  | NG | FO2 |  | 13100 | 46400 | 54400 | 0 |  | 0 | 0 | 0 | 0 | 0 | 0 | [6 empty] | 0 | 0 | 0 | 5 | 1972 | 0 | 0 | E | [6 empty] | 0
3 |  | 18642 | 47 | GT8 | GT | 59500 | P | OP | 9 | 1972 | FO2 | NG |  | NG | FO2 |  | 13100 | 46400 | 54400 | 0 |  | 0 | 0 | 0 | 0 | 0 | 0 | [6 empty] | 0 | 0 | 0 | 5 | 1972 | 0 | 0 | E | [6 empty] | 0
3 |  | 18642 | 48 | 1 | HC | 28800 | P | OP | 8 | 1939 | WAT |  |  | WAT |  |  | 0 | 27000 | 27000 | 0 |  | 0 | 0 | 0 | 0 | 0 | 0 | [6 empty] | 0 | 0 | 0 | 5 | 1939 | 0 | 0 | E | [6 empty] | 0
3 |  | 18642 | 48 | 2 | HC | 28800 | P | OP | 10 | 1939 | WAT |  |  | WAT |  |  | 0 | 27000 | 27000 | 0 |  | 0 | 0 | 0 | 0 | 0 | 0 | [6 empty] | 0 | 0 | 0 | 7 | 1939 | 0 | 0 | E | [6 empty] | 0
3 |  | 18642 | 48 | 3 | HC | 28800 | P | OP | 12 | 1939 | WAT |  |  | WAT |  |  | 0 | 27000 | 27000 | 0 |  | 0 | 0 | 0 | 0 | 0 | 0 | [6 empty] | 0 | 0 | 0 | 9 | 1939 | 0 | 0 | E | [6 empty] | 0
3 |  | 18642 | 48 | 4 | HC | 28800 | P | OP | 3 | 1952 | WAT |  |  | WAT |  |  | 0 | 27000 | 27000 | 0 |  | 0 | 0 | 0 | 0 | 0 | 0 | [6 empty] | 0 | 0 | 0 | 12 | 1951 | 0 | 0 | E | [6 empty] | 0
3 |  | 18642 | 49 | 1 | HC | 35100 | P | OP | 11 | 1936 | WAT |  |  | WAT |  |  | 0 | 33100 | 33100 | 0 |  | 0 | 0 | 0 | 0 | 0 | 0 | [6 empty] | 0 | 0 | 0 | 8 | 1936 | 0 | 0 | E | [6 empty] | 0
3 |  | 18642 | 49 | 2 | HC | 35100 | P | OP | 4 | 1937 | WAT |  |  | WAT |  |  | 0 | 33100 | 33100 | 0 |  | 0 | 0 | 0 | 0 | 0 | 0 | [6 empty] | 0 | 0 | 0 | 1 | 1937 | 0 | 0 | E | [6 empty] | 0
3 |  | 18642 | 49 | 3 | HC | 35100 | P | OP | 1 | 1941 | WAT |  |  | WAT |  |  | 0 | 33100 | 33100 | 0 |  | 0 | 0 | 0 | 0 | 0 | 0 | [6 empty] | 0 | 0 | 0 | 10 | 1940 | 0 | 0 | E | [6 empty] | 0
3 |  | 18642 | 49 | 4 | HC | 35100 | P | OP | 3 | 1941 | WAT |  |  | WAT |  |  | 0 | 33100 | 33100 | 0 |  | 0 | 0 | 0 | 0 | 0 | 0 | [6 empty] | 0 | 0 | 0 | 12 | 1940 | 0 | 0 | E | [6 empty] | 0
3 |  | 18642 | 49 | 5 | HC | 35100 | P | OP | 10 | 1948 | WAT |  |  | WAT |  |  | 0 | 33100 | 33100 | 0 |  | 0 | 0 | 0 | 0 | 0 | 0 | [6 empty] | 0 | 0 | 0 | 7 | 1948 | 0 | 0 | E | [6 empty] | 0
3 |  | 18642 | 49 | 6 | HC | 35100 | P | OP | 2 | 1949 | WAT |  |  | WAT |  |  | 0 | 33100 | 33100 | 0 |  | 0 | 0 | 0 | 0 | 0 | 0 | [6 empty] | 0 | 0 | 0 | 11 | 1948 | 0 | 0 | E | [6 empty] | 0
3 |  | 18642 | 49 | 7 | HC | 35100 | P | OP | 12 | 1949 | WAT |  |  | WAT |  |  | 0 | 33100 | 33100 | 0 |  | 0 | 0 | 0 | 0 | 0 | 0 | [6 empty] | 0 | 0 | 0 | 9 | 1949 | 0 | 0 | E | [6 empty] | 0
3 |  | 18642 | 49 | 8 | HC | 35100 | P | OP | 3 | 1950 | WAT |  |  | WAT |  |  | 0 | 33100 | 33100 | 0 |  | 0 | 0 | 0 | 0 | 0 | 0 | [6 empty] | 0 | 0 | 0 | 12 | 1949 | 0 | 0 | E | [6 empty] | 0
3 |  | 18642 | 49 | 9 | HC | 32400 | P | OP | 12 | 1962 | WAT |  |  | WAT |  |  | 0 | 33100 | 33100 | 0 |  | 0 | 0 | 0 | 0 | 0 | 0 | [6 empty] | 0 | 0 | 0 | 9 | 1962 | 0 | 0 | E | [6 empty] | 0
3 |  | 18642 | 49 | 10 | HC | 32400 | P | OP | 6 | 1963 | WAT |  |  | WAT |  |  | 0 | 33100 | 33100 | 0 |  | 0 | 0 | 0 | 0 | 0 | 0 | [6 empty] | 0 | 0 | 0 | 3 | 1963 | 0 | 0 | E | [6 empty] | 0
3 |  | 18642 | 49 | 11 | HC | 32400 | P | OP | 12 | 1963 | WAT |  |  | WAT |  |  | 0 | 33100 | 33100 | 0 |  | 0 | 0 | 0 | 0 | 0 | 0 | [6 empty] | 0 | 0 | 0 | 9 | 1963 | 0 | 0 | E | [6 empty] | 0
3 |  | 18642 | 50 | 1 | ST | 140625 | B | OP | 7 | 1952 | FO2 |  |  | BIT |  |  | 11576 | 112000 | 115000 | 0 |  | 0 | 0 | 0 | 0 | 0 | 0 | [6 empty] | 0 | 0 | 0 | 5 | 1952 | 0 | 0 | E | [6 empty] | 0
3 |  | 18642 | 50 | 2 | ST | 140625 | B | OP | 10 | 1952 | FO2 |  |  | BIT |  |  | 11576 | 112000 | 115000 | 0 |  | 0 | 0 | 0 | 0 | 0 | 0 | [6 empty] | 0 | 0 | 0 | 8 | 1952 | 0 | 0 | E | [6 empty] | 0
3 |  | 18642 | 50 | 3 | ST | 140625 | B | OP | 11 | 1952 | FO2 |  |  | BIT |  |  | 11576 | 112000 | 115000 | 0 |  | 0 | 0 | 0 | 0 | 0 | 0 | [6 empty] | 0 | 0 | 0 | 10 | 1952 | 0 | 0 | E | [6 empty] | 0
3 |  | 18642 | 50 | 4 | ST | 140625 | B | OP | 1 | 1953 | FO2 |  |  | BIT |  |  | 11576 | 112000 | 115000 | 0 |  | 0 | 0 | 0 | 0 | 0 | 0 | [6 empty] | 0 | 0 | 0 | 1 | 1953 | 0 | 0 | E | [6 empty] | 0
3 |  | 18642 | 50 | 5 | ST | 140625 | B | OP | 6 | 1954 | FO2 |  |  | BIT |  |  | 11035 | 112000 | 115000 | 0 |  | 0 | 0 | 0 | 0 | 0 | 0 | [6 empty] | 0 | 0 | 0 | 5 | 1954 | 0 | 0 | E | [6 empty] | 0
3 |  | 18642 | 50 | 6 | ST | 140625 | B | OP | 7 | 1954 | FO2 |  |  | BIT |  |  | 11035 | 112000 | 115000 | 0 |  | 0 | 0 | 0 | 0 | 0 | 0 | [6 empty] | 0 | 0 | 0 | 7 | 1954 | 0 | 0 | E | [6 empty] | 0
3 |  | 18642 | 50 | 7 | ST | 575010 | B | OP | 2 | 1961 | FO2 |  |  | BIT |  |  | 9968 | 460000 | 462000 | 0 |  | 0 | 0 | 0 | 0 | 0 | 0 | [6 empty] | 0 | 0 | 0 | 9 | 1960 | 0 | 0 | E | [6 empty] | 0
3 |  | 18642 | 50 | 8 | ST | 550000 | B | OP | 2 | 1965 | FO2 |  |  | BIT |  |  | 10966 | 460000 | 462000 | 0 |  | 0 | 0 | 0 | 0 | 0 | 0 | [6 empty] | 0 | 0 | 0 | 6 | 1964 | 0 | 0 | E | [6 empty] | 0
3 |  | 18642 | 757 | 1 | HC | 22000 | P | OP | 7 | 1931 | WAT |  |  | WAT |  |  | 0 | 10000 | 2000 | 0 |  | 0 | 0 | 0 | 0 | 0 | 0 | [6 empty] | 0 | 0 | 0 | 4 | 1931 | 0 | 0 | E | [6 empty] | 0
3 |  | 18642 | 758 | 1 | HC | 15000 | P | OP | 1 | 1956 | WAT |  |  | WAT |  |  | 0 | 17000 | 9000 | 0 |  | 0 | 0 | 0 | 0 | 0 | 0 | [6 empty] | 0 | 0 | 0 | 10 | 1955 | 0 | 0 | E | [6 empty] | 0
3 |  | 18642 | 1377 | 1 | HC | 37000 | P | OP | 4 | 1945 | WAT |  |  | WAT |  |  | 0 | 37000 | 37000 | 0 |  | 0 | 0 | 0 | 0 | 0 | 0 | [6 empty] | 0 | 0 | 0 | 1 | 1945 | 0 | 0 | E | [6 empty] | 0
3 |  | 18642 | 1377 | 2 | HC | 32000 | P | OP | 11 | 1944 | WAT |  |  | WAT |  |  | 0 | 32000 | 32000 | 0 |  | 0 | 0 | 0 | 0 | 0 | 0 | [6 empty] | 0 | 0 | 0 | 8 | 1944 | 0 | 0 | E | [6 empty] | 0
3 |  | 18642 | 1377 | 3 | HC | 32000 | P | OP | 9 | 1944 | WAT |  |  | WAT |  |  | 0 | 32000 | 32000 | 0 |  | 0 | 0 | 0 | 0 | 0 | 0 | [6 empty] | 0 | 0 | 0 | 6 | 1944 | 0 | 0 | E | [6 empty] | 0
3 |  | 18642 | 1377 | 4 | HC | 37000 | P | OP | 12 | 1945 | WAT |  |  | WAT |  |  | 0 | 37000 | 37000 | 0 |  | 0 | 0 | 0 | 0 | 0 | 0 | [6 empty] | 0 | 0 | 0 | 9 | 1945 | 0 | 0 | E | [6 empty] | 0
3 |  | 18642 | 1377 | 5 | HC | 37000 | P | OP | 1 | 1948 | WAT |  |  | WAT |  |  | 0 | 37000 | 37000 | 0 |  | 0 | 0 | 0 | 0 | 0 | 0 | [6 empty] | 0 | 0 | 0 | 10 | 1947 | 0 | 0 | E | [6 empty] | 0
3 |  | 18642 | 1378 | 1 | ST | 704000 | B | OP | 11 | 1963 | FO2 |  |  | BIT |  |  | 10050 | 601000 | 618000 | 0 |  | 0 | 0 | 0 | 0 | 0 | 0 | [6 empty] | 0 | 0 | 0 | 8 | 1963 | 0 | 0 | E | [6 empty] | 0
3 |  | 18642 | 1378 | 2 | ST | 704000 | B | OP | 5 | 1963 | FO2 |  |  | BIT |  |  | 10050 | 601000 | 618000 | 0 |  | 0 | 0 | 0 | 0 | 0 | 0 | [6 empty] | 0 | 0 | 0 | 3 | 1963 | 0 | 0 | E | [6 empty] | 0
3 |  | 18642 | 1378 | 3 | ST | 1150200 | B | OP | 2 | 1970 | FO2 |  |  | BIT |  |  | 9902 | 1011000 | 1045000 | 0 |  | 0 | 0 | 0 | 0 | 0 | 0 | [6 empty] | 0 | 0 | 0 | 5 | 1969 | 0 | 0 | E | [6 empty] | 0
3 |  | 18642 | 1379 | 1 | ST | 175000 | B | OP | 4 | 1953 | FO2 |  |  | BIT |  |  | 10290 | 132000 | 137000 | 0 |  | 0 | 0 | 0 | 0 | 0 | 0 | [6 empty] | 0 | 0 | 0 | 4 | 1953 | 0 | 0 | E | [6 empty] | 0
3 |  | 18642 | 1379 | 2 | ST | 175000 | B | OP | 6 | 1953 | FO2 |  |  | BIT |  |  | 10290 | 132000 | 137000 | 0 |  | 0 | 0 | 0 | 0 | 0 | 0 | [6 empty] | 0 | 0 | 0 | 6 | 1953 | 0 | 0 | E | [6 empty] | 0
3 |  | 18642 | 1379 | 3 | ST | 175000 | B | OP | 10 | 1953 | FO2 |  |  | BIT |  |  | 10290 | 132000 | 137000 | 0 |  | 0 | 0 | 0 | 0 | 0 | 0 | [6 empty] | 0 | 0 | 0 | 9 | 1953 | 0 | 0 | E | [6 empty] | 0
3 |  | 18642 | 1379 | 4 | ST | 175000 | B | OP | 1 | 1954 | FO2 |  |  | BIT |  |  | 10290 | 132000 | 137000 | 0 |  | 0 | 0 | 0 | 0 | 0 | 0 | [6 empty] | 0 | 0 | 0 | 1 | 1954 | 0 | 0 | E | [6 empty] | 0
3 |  | 18642 | 1379 | 5 | ST | 175000 | B | OP | 10 | 1954 | FO2 |  |  | BIT |  |  | 10290 | 132000 | 137000 | 0 |  | 0 | 0 | 0 | 0 | 0 | 0 | [6 empty] | 0 | 0 | 0 | 9 | 1954 | 0 | 0 | E | [6 empty] | 0
3 |  | 18642 | 1379 | 6 | ST | 175000 | B | OP | 11 | 1954 | FO2 |  |  | BIT |  |  | 10290 | 132000 | 137000 | 0 |  | 0 | 0 | 0 | 0 | 0 | 0 | [6 empty] | 0 | 0 | 0 | 10 | 1954 | 0 | 0 | E | [6 empty] | 0
3 |  | 18642 | 1379 | 7 | ST | 175000 | B | OP | 12 | 1954 | FO2 |  |  | BIT |  |  | 10290 | 132000 | 137000 | 0 |  | 0 | 0 | 0 | 0 | 0 | 0 | [6 empty] | 0 | 0 | 0 | 12 | 1954 | 0 | 0 | E | [6 empty] | 0
3 |  | 18642 | 1379 | 8 | ST | 175000 | B | OP | 3 | 1955 | FO2 |  |  | BIT |  |  | 10290 | 132000 | 137000 | 0 |  | 0 | 0 | 0 | 0 | 0 | 0 | [6 empty] | 0 | 0 | 0 | 2 | 1955 | 0 | 0 | E | [6 empty] | 0
3 |  | 18642 | 1379 | 9 | ST | 175000 | B | OP | 7 | 1955 | FO2 |  |  | BIT |  |  | 10290 | 132000 | 137000 | 0 |  | 0 | 0 | 0 | 0 | 0 | 0 | [6 empty] | 0 | 0 | 0 | 6 | 1955 | 0 | 0 | E | [6 empty] | 0
3 |  | 18642 | 1379 | 10 | AB | 175000 | B | OP | 10 | 1956 | FO2 |  |  | BIT |  |  | 10784 | 136000 | 140000 | 0 |  | 0 | 0 | 0 | 0 | 0 | 0 | [6 empty] | 0 | 0 | 0 | 9 | 1956 | 0 | 0 | E | [6 empty] | 0
3 |  | 18642 | 2778 | 1 | HC | 10000 | P | OP | 12 | 1954 | WAT |  |  | WAT |  |  | 0 | 10000 | 5000 | 0 |  | 0 | 0 | 0 | 0 | 0 | 0 | [6 empty] | 0 | 0 | 0 | 9 | 1954 | 0 | 0 | E | [6 empty] | 0
3 |  | 18642 | 2779 | 1 | HC | 81000 | P | OP | 1 | 1945 | WAT |  |  | WAT |  |  | 0 | 71000 | 52000 | 0 |  | 0 | 0 | 0 | 0 | 0 | 0 | [6 empty] | 0 | 0 | 0 | 10 | 1944 | 0 | 0 | E | [6 empty] | 0
3 |  | 18642 | 2779 | 2 | HC | 76500 | P | OP | 3 | 1945 | WAT |  |  | WAT |  |  | 0 | 79000 | 58000 | 0 |  | 0 | 0 | 0 | 0 | 0 | 0 | [6 empty] | 0 | 0 | 0 | 12 | 1944 | 0 | 0 | E | [6 empty] | 0
3 |  | 18642 | 2779 | 3 | HC | 81000 | P | OP | 2 | 1954 | WAT |  |  | WAT |  |  | 0 | 85000 | 62000 | 0 |  | 0 | 0 | 0 | 0 | 0 | 0 | [6 empty] | 0 | 0 | 0 | 11 | 1953 | 0 | 0 | E | [6 empty] | 0
3 |  | 18642 | 2780 | 1 | HC | 70650 | P | OP | 5 | 1940 | WAT |  |  | WAT |  |  | 0 | 67000 | 47000 | 0 |  | 0 | 0 | 0 | 0 | 0 | 0 | [6 empty] | 0 | 0 | 0 | 2 | 1940 | 0 | 0 | E | [6 empty] | 0
3 |  | 18642 | 2780 | 2 | HR | 59500 | P | OP | 5 | 1956 | WAT |  |  | WAT |  |  | 0 | 68000 | 48000 | 0 |  | 0 | 0 | 0 | 0 | 0 | 0 | [6 empty] | 0 | 0 | 0 | 2 | 1956 | 0 | 0 | E | [6 empty] | 0
3 |  | 18642 | 3393 | 1 | ST | 330000 | B | OP | 5 | 1959 | FO2 |  |  | BIT |  |  | 9671 | 248000 | 251000 | 0 |  | 0 | 0 | 0 | 0 | 0 | 0 | [6 empty] | 0 | 0 | 0 | 11 | 1958 | 0 | 0 | E | [6 empty] | 0
3 |  | 18642 | 3393 | 2 | ST | 330000 | B | OP | 5 | 1959 | FO2 |  |  | BIT |  |  | 9660 | 248000 | 251000 | 0 |  | 0 | 0 | 0 | 0 | 0 | 0 | [6 empty] | 0 | 0 | 0 | 2 | 1959 | 0 | 0 | E | [6 empty] | 0
3 |  | 18642 | 3393 | 3 | ST | 330000 | B | OP | 10 | 1959 | FO2 |  |  | BIT |  |  | 9664 | 248000 | 251000 | 0 |  | 0 | 0 | 0 | 0 | 0 | 0 | [6 empty] | 0 | 0 | 0 | 5 | 1959 | 0 | 0 | E | [6 empty] | 0
3 |  | 18642 | 3393 | GT1 | GT | 23900 | P | OP | 6 | 1971 | FO2 | NG |  | NG | FO2 |  | 15700 | 18400 | 21700 | 0 |  | 0 | 0 | 0 | 0 | 0 | 0 | [6 empty] | 0 | 0 | 0 | 3 | 1971 | 0 | 0 | E | [6 empty] | 0
3 |  | 18642 | 3393 | GT2 | GT | 23900 | P | OP | 6 | 1971 | FO2 | NG |  | NG | FO2 |  | 15700 | 18400 | 21700 | 0 |  | 0 | 0 | 0 | 0 | 0 | 0 | [6 empty] | 0 | 0 | 0 | 3 | 1971 | 0 | 0 | E | [6 empty] | 0
3 |  | 18642 | 3393 | GT3 | GT | 23900 | P | OP | 6 | 1971 | FO2 | NG |  | NG | FO2 |  | 15700 | 18400 | 21700 | 0 |  | 0 | 0 | 0 | 0 | 0 | 0 | [6 empty] | 0 | 0 | 0 | 3 | 1971 | 0 | 0 | E | [6 empty] | 0
3 |  | 18642 | 3393 | GT4 | GT | 23900 | P | OP | 6 | 1971 | FO2 | NG |  | NG | FO2 |  | 15700 | 18400 | 21700 | 0 |  | 0 | 0 | 0 | 0 | 0 | 0 | [6 empty] | 0 | 0 | 0 | 3 | 1971 | 0 | 0 | E | [6 empty] | 0
3 |  | 18642 | 3393 | GT5 | GT | 23900 | P | OP | 6 | 1971 | FO2 | NG |  | NG | FO2 |  | 15700 | 18400 | 21700 | 0 |  | 0 | 0 | 0 | 0 | 0 | 0 | [6 empty] | 0 | 0 | 0 | 3 | 1971 | 0 | 0 | E | [6 empty] | 0
3 |  | 18642 | 3393 | GT6 | GT | 23900 | P | OP | 6 | 1971 | FO2 | NG |  | NG | FO2 |  | 15700 | 18400 | 21700 | 0 |  | 0 | 0 | 0 | 0 | 0 | 0 | [6 empty] | 0 | 0 | 0 | 3 | 1971 | 0 | 0 | E | [6 empty] | 0
3 |  | 18642 | 3393 | GT7 | GT | 23900 | P | OP | 6 | 1971 | FO2 | NG |  | NG | FO2 |  | 15700 | 18400 | 21700 | 0 |  | 0 | 0 | 0 | 0 | 0 | 0 | [6 empty] | 0 | 0 | 0 | 3 | 1971 | 0 | 0 | E | [6 empty] | 0
3 |  | 18642 | 3393 | GT8 | GT | 23900 | P | OP | 6 | 1971 | FO2 | NG |  | NG | FO2 |  | 15700 | 18400 | 21700 | 0 |  | 0 | 0 | 0 | 0 | 0 | 0 | [6 empty] | 0 | 0 | 0 | 3 | 1971 | 0 | 0 | E | [6 empty] | 0
3 |  | 18642 | 3393 | GT9 | GT | 23900 | P | OP | 6 | 1971 | FO2 | NG |  | NG | FO2 |  | 15700 | 18400 | 21700 | 0 |  | 0 | 0 | 0 | 0 | 0 | 0 | [6 empty] | 0 | 0 | 0 | 3 | 1971 | 0 | 0 | E | [6 empty] | 0
3 |  | 18642 | 3393 | G10 | GT | 23900 | P | OP | 6 | 1971 | FO2 | NG |  | NG | FO2 |  | 15700 | 18400 | 21700 | 0 |  | 0 | 0 | 0 | 0 | 0 | 0 | [6 empty] | 0 | 0 | 0 | 3 | 1971 | 0 | 0 | E | [6 empty] | 0
3 |  | 18642 | 3393 | G11 | GT | 23900 | P | OP | 6 | 1971 | FO2 | NG |  | NG | FO2 |  | 15700 | 18400 | 21700 | 0 |  | 0 | 0 | 0 | 0 | 0 | 0 | [6 empty] | 0 | 0 | 0 | 3 | 1971 | 0 | 0 | E | [6 empty] | 0
3 |  | 18642 | 3393 | G12 | GT | 23900 | P | OP | 6 | 1971 | FO2 | NG |  | NG | FO2 |  | 15700 | 18400 | 21700 | 0 |  | 0 | 0 | 0 | 0 | 0 | 0 | [6 empty] | 0 | 0 | 0 | 3 | 1971 | 0 | 0 | E | [6 empty] | 0
3 |  | 18642 | 3393 | G13 | GT | 23900 | P | OP | 6 | 1971 | FO2 | NG |  | NG | FO2 |  | 15700 | 18400 | 21700 | 0 |  | 0 | 0 | 0 | 0 | 0 | 0 | [6 empty] | 0 | 0 | 0 | 3 | 1971 | 0 | 0 | E | [6 empty] | 0
3 |  | 18642 | 3393 | G14 | GT | 23900 | P | OP | 6 | 1971 | FO2 | NG |  | NG | FO2 |  | 15700 | 18400 | 21700 | 0 |  | 0 | 0 | 0 | 0 | 0 | 0 | [6 empty] | 0 | 0 | 0 | 3 | 1971 | 0 | 0 | E | [6 empty] | 0
3 |  | 18642 | 3393 | G15 | GT | 23900 | P | OP | 6 | 1971 | FO2 | NG |  | NG | FO2 |  | 15700 | 18400 | 21700 | 0 |  | 0 | 0 | 0 | 0 | 0 | 0 | [6 empty] | 0 | 0 | 0 | 3 | 1971 | 0 | 0 | E | [6 empty] | 0
3 |  | 18642 | 3393 | G16 | GT | 23900 | P | OP | 6 | 1971 | FO2 | NG |  | NG | FO2 |  | 15700 | 18400 | 21700 | 0 |  | 0 | 0 | 0 | 0 | 0 | 0 | [6 empty] | 0 | 0 | 0 | 3 | 1971 | 0 | 0 | E | [6 empty] | 0
3 |  | 18642 | 3393 | G17 | GT | 59600 | P | OP | 9 | 1972 | FO2 | NG |  | NG | FO2 |  | 13000 | 46400 | 54400 | 0 |  | 0 | 0 | 0 | 0 | 0 | 0 | [6 empty] | 0 | 0 | 0 | 2 | 1972 | 0 | 0 | E | [6 empty] | 0
3 |  | 18642 | 3393 | G18 | GT | 59600 | P | OP | 9 | 1972 | FO2 | NG |  | NG | FO2 |  | 13000 | 46400 | 54400 | 0 |  | 0 | 0 | 0 | 0 | 0 | 0 | [6 empty] | 0 | 0 | 0 | 2 | 1972 | 0 | 0 | E | [6 empty] | 0
3 |  | 18642 | 3393 | G19 | GT | 59600 | P | OP | 9 | 1972 | FO2 | NG |  | NG | FO2 |  | 13000 | 46400 | 54400 | 0 |  | 0 | 0 | 0 | 0 | 0 | 0 | [6 empty] | 0 | 0 | 0 | 2 | 1972 | 0 | 0 | E | [6 empty] | 0
3 |  | 18642 | 3393 | G20 | GT | 59600 | P | OP | 9 | 1972 | FO2 | NG |  | NG | FO2 |  | 13000 | 46400 | 54400 | 0 |  | 0 | 0 | 0 | 0 | 0 | 0 | [6 empty] | 0 | 0 | 0 | 2 | 1972 | 0 | 0 | E | [6 empty] | 0
3 |  | 18642 | 3394 | 1 | HC | 41400 | P | OP | 11 | 1943 | WAT |  |  | WAT |  |  | 0 | 38000 | 36000 | 0 |  | 0 | 0 | 0 | 0 | 0 | 0 | [6 empty] | 0 | 0 | 0 | 8 | 1943 | 0 | 0 | E | [6 empty] | 0
3 |  | 18642 | 3394 | 2 | HC | 41400 | P | OP | 9 | 1943 | WAT |  |  | WAT |  |  | 0 | 38000 | 36000 | 0 |  | 0 | 0 | 0 | 0 | 0 | 0 | [6 empty] | 0 | 0 | 0 | 6 | 1943 | 0 | 0 | E | [6 empty] | 0
3 |  | 18642 | 3395 | 1 | HC | 26400 | P | OP | 9 | 1953 | WAT |  |  | WAT |  |  | 0 | 23000 | 18000 | 0 |  | 0 | 0 | 0 | 0 | 0 | 0 | [6 empty] | 0 | 0 | 0 | 6 | 1953 | 0 | 0 | E | [6 empty] | 0
3 |  | 18642 | 3395 | 2 | HC | 25000 | P | OP | 6 | 1953 | WAT |  |  | WAT |  |  | 0 | 23000 | 18000 | 0 |  | 0 | 0 | 0 | 0 | 0 | 0 | [6 empty] | 0 | 0 | 0 | 3 | 1953 | 0 | 0 | E | [6 empty] | 0
3 |  | 18642 | 3395 | 3 | HC | 25000 | P | OP | 3 | 1953 | WAT |  |  | WAT |  |  | 0 | 24000 | 18000 | 0 |  | 0 | 0 | 0 | 0 | 0 | 0 | [6 empty] | 0 | 0 | 0 | 12 | 1952 | 0 | 0 | E | [6 empty] | 0
3 |  | 18642 | 3396 | 1 | ST | 950000 | B | OP | 6 | 1967 | FO2 |  |  | BIT |  |  | 9097 | 870000 | 873000 | 0 |  | 0 | 0 | 0 | 0 | 0 | 0 | [6 empty] | 0 | 0 | 0 | 2 | 1966 | 0 | 0 | E | [6 empty] | 0
3 |  | 18642 | 3397 | 1 | HC | 33480 | P | OP | 4 | 1942 | WAT |  |  | WAT |  |  | 0 | 33800 | 18800 | 0 |  | 0 | 0 | 0 | 0 | 0 | 0 | [6 empty] | 0 | 0 | 0 | 1 | 1942 | 0 | 0 | E | [6 empty] | 0
3 |  | 18642 | 3397 | 2 | HC | 34650 | P | OP | 1 | 1953 | WAT |  |  | WAT |  |  | 0 | 33800 | 18800 | 0 |  | 0 | 0 | 0 | 0 | 0 | 0 | [6 empty] | 0 | 0 | 0 | 10 | 1952 | 0 | 0 | E | [6 empty] | 0
3 |  | 18642 | 3397 | 3 | HC | 34650 | P | OP | 6 | 1942 | WAT |  |  | WAT |  |  | 0 | 33800 | 18800 | 0 |  | 0 | 0 | 0 | 0 | 0 | 0 | [6 empty] | 0 | 0 | 0 | 3 | 1942 | 0 | 0 | E | [6 empty] | 0
3 |  | 18642 | 3397 | 4 | HC | 32400 | P | OP | 10 | 1953 | WAT |  |  | WAT |  |  | 0 | 33800 | 18800 | 0 |  | 0 | 0 | 0 | 0 | 0 | 0 | [6 empty] | 0 | 0 | 0 | 7 | 1953 | 0 | 0 | E | [6 empty] | 0
3 |  | 18642 | 3398 | 1 | HC | 30000 | P | OP | 7 | 1940 | WAT |  |  | WAT |  |  | 0 | 31000 | 31000 | 0 |  | 0 | 0 | 0 | 0 | 0 | 0 | [6 empty] | 0 | 0 | 0 | 4 | 1940 | 0 | 0 | E | [6 empty] | 0
3 |  | 18642 | 3398 | 2 | HC | 30000 | P | OP | 5 | 1940 | WAT |  |  | WAT |  |  | 0 | 31000 | 31000 | 0 |  | 0 | 0 | 0 | 0 | 0 | 0 | [6 empty] | 0 | 0 | 0 | 2 | 1940 | 0 | 0 | E | [6 empty] | 0
3 |  | 18642 | 3398 | 3 | HC | 30000 | P | OP | 3 | 1940 | WAT |  |  | WAT |  |  | 0 | 31000 | 31000 | 0 |  | 0 | 0 | 0 | 0 | 0 | 0 | [6 empty] | 0 | 0 | 0 | 12 | 1939 | 0 | 0 | E | [6 empty] | 0
3 |  | 18642 | 3398 | 4 | HC | 30000 | P | OP | 3 | 1952 | WAT |  |  | WAT |  |  | 0 | 31000 | 31000 | 0 |  | 0 | 0 | 0 | 0 | 0 | 0 | [6 empty] | 0 | 0 | 0 | 12 | 1951 | 0 | 0 | E | [6 empty] | 0
3 |  | 18642 | 3399 | 1 | ST | 1300000 | B | OP | 3 | 1973 | FO2 |  |  | BIT |  |  | 10117 | 1245000 | 1245000 | 0 |  | 0 | 0 | 0 | 0 | 0 | 0 | [6 empty] | 0 | 0 | 0 | 4 | 1972 | 0 | 0 | E | [6 empty] | 0
3 |  | 18642 | 3399 | 2 | ST | 1300000 | B | OP | 11 | 1973 | FO2 |  |  | BIT |  |  | 10098 | 1245000 | 1245000 | 0 |  | 0 | 0 | 0 | 0 | 0 | 0 | [6 empty] | 0 | 0 | 0 | 2 | 1973 | 0 | 0 | E | [6 empty] | 0
3 |  | 18642 | 3400 | 1 | HC | 31500 | P | OP | 1 | 1944 | WAT |  |  | WAT |  |  | 0 | 30000 | 17000 | 0 |  | 0 | 0 | 0 | 0 | 0 | 0 | [6 empty] | 0 | 0 | 0 | 10 | 1943 | 0 | 0 | E | [6 empty] | 0
3 |  | 18642 | 3400 | 2 | HC | 28800 | P | OP | 5 | 1949 | WAT |  |  | WAT |  |  | 0 | 25000 | 12000 | 0 |  | 0 | 0 | 0 | 0 | 0 | 0 | [6 empty] | 0 | 0 | 0 | 2 | 1949 | 0 | 0 | E | [6 empty] | 0
3 |  | 18642 | 3400 | 3 | HC | 31500 | P | OP | 3 | 1943 | WAT |  |  | WAT |  |  | 0 | 30000 | 17000 | 0 |  | 0 | 0 | 0 | 0 | 0 | 0 | [6 empty] | 0 | 0 | 0 | 12 | 1942 | 0 | 0 | E | [6 empty] | 0
3 |  | 18642 | 3400 | 4 | HC | 28800 | P | OP | 8 | 1954 | WAT |  |  | WAT |  |  | 0 | 25000 | 12000 | 0 |  | 0 | 0 | 0 | 0 | 0 | 0 | [6 empty] | 0 | 0 | 0 | 5 | 1954 | 0 | 0 | E | [6 empty] | 0
3 |  | 18642 | 3401 | 1 | HC | 18000 | P | OP | 2 | 1954 | WAT |  |  | WAT |  |  | 0 | 18000 | 18000 | 0 |  | 0 | 0 | 0 | 0 | 0 | 0 | [6 empty] | 0 | 0 | 0 | 11 | 1953 | 0 | 0 | E | [6 empty] | 0
3 |  | 18642 | 3401 | 2 | HC | 18000 | P | OP | 12 | 1953 | WAT |  |  | WAT |  |  | 0 | 18000 | 18000 | 0 |  | 0 | 0 | 0 | 0 | 0 | 0 | [6 empty] | 0 | 0 | 0 | 9 | 1953 | 0 | 0 | E | [6 empty] | 0
3 |  | 18642 | 3402 | 1 | HC | 35550 | P | OP | 1 | 1944 | WAT |  |  | WAT |  |  | 0 | 34000 | 34000 | 0 |  | 0 | 0 | 0 | 0 | 0 | 0 | [6 empty] | 0 | 0 | 0 | 10 | 1943 | 0 | 0 | E | [6 empty] | 0
3 |  | 18642 | 3402 | 2 | HC | 34200 | P | OP | 11 | 1943 | WAT |  |  | WAT |  |  | 0 | 36000 | 36000 | 0 |  | 0 | 0 | 0 | 0 | 0 | 0 | [6 empty] | 0 | 0 | 0 | 8 | 1943 | 0 | 0 | E | [6 empty] | 0
3 |  | 18642 | 3402 | 3 | HC | 34200 | P | OP | 10 | 1948 | WAT |  |  | WAT |  |  | 0 | 34000 | 34000 | 0 |  | 0 | 0 | 0 | 0 | 0 | 0 | [6 empty] | 0 | 0 | 0 | 7 | 1948 | 0 | 0 | E | [6 empty] | 0
3 |  | 18642 | 3402 | 4 | HC | 35190 | P | OP | 1 | 1949 | WAT |  |  | WAT |  |  | 0 | 36000 | 36000 | 0 |  | 0 | 0 | 0 | 0 | 0 | 0 | [6 empty] | 0 | 0 | 0 | 10 | 1948 | 0 | 0 | E | [6 empty] | 0
3 |  | 18642 | 3403 | 1 | ST | 300000 | B | OP | 11 | 1956 | FO2 |  |  | BIT |  |  | 9512 | 225000 | 228000 | 0 |  | 0 | 0 | 0 | 0 | 0 | 0 | [6 empty] | 0 | 0 | 0 | 10 | 1956 | 0 | 0 | E | [6 empty] | 0
3 |  | 18642 | 3403 | 2 | ST | 300000 | B | OP | 6 | 1957 | FO2 |  |  | BIT |  |  | 9513 | 225000 | 228000 | 0 |  | 0 | 0 | 0 | 0 | 0 | 0 | [6 empty] | 0 | 0 | 0 | 5 | 1957 | 0 | 0 | E | [6 empty] | 0
3 |  | 18642 | 3403 | 3 | ST | 327600 | B | OP | 5 | 1959 | FO2 |  |  | BIT |  |  | 9582 | 280000 | 282000 | 0 |  | 0 | 0 | 0 | 0 | 0 | 0 | [6 empty] | 0 | 0 | 0 | 4 | 1959 | 0 | 0 | E | [6 empty] | 0
3 |  | 18642 | 3403 | 4 | ST | 327600 | B | OP | 8 | 1959 | FO2 |  |  | BIT |  |  | 9582 | 280000 | 282000 | 0 |  | 0 | 0 | 0 | 0 | 0 | 0 | [6 empty] | 0 | 0 | 0 | 7 | 1959 | 0 | 0 | E | [6 empty] | 0
3 |  | 18642 | 3403 | GT1 | GT | 81300 | P | OP | 7 | 1975 | FO2 |  |  | FO2 |  |  | 13200 | 74100 | 88000 | 0 |  | 0 | 0 | 0 | 0 | 0 | 0 | [6 empty] | 0 | 0 | 0 | 5 | 1975 | 0 | 0 | E | [6 empty] | 0
3 |  | 18642 | 3403 | GT2 | GT | 81300 | P | OP | 7 | 1975 | FO2 |  |  | FO2 |  |  | 13200 | 74100 | 88000 | 0 |  | 0 | 0 | 0 | 0 | 0 | 0 | [6 empty] | 0 | 0 | 0 | 5 | 1975 | 0 | 0 | E | [6 empty] | 0
3 |  | 18642 | 3403 | GT3 | GT | 81300 | P | OP | 7 | 1975 | FO2 |  |  | FO2 |  |  | 13200 | 74100 | 88000 | 0 |  | 0 | 0 | 0 | 0 | 0 | 0 | [6 empty] | 0 | 0 | 0 | 6 | 1975 | 0 | 0 | E | [6 empty] | 0
3 |  | 18642 | 3403 | GT4 | GT | 81300 | P | OP | 7 | 1975 | FO2 |  |  | FO2 |  |  | 13200 | 74100 | 88000 | 0 |  | 0 | 0 | 0 | 0 | 0 | 0 | [6 empty] | 0 | 0 | 0 | 6 | 1975 | 0 | 0 | E | [6 empty] | 0
3 |  | 18642 | 3404 | 1 | HC | 15360 | P | OP | 0 | 1916 | WAT |  |  | WAT |  |  | 0 | 10000 | 10000 | 0 |  | 0 | 0 | 0 | 0 | 0 | 0 | [6 empty] | 0 | 0 | 0 | 0 | 1910 | 0 | 0 | E | [6 empty] | 0
3 |  | 18642 | 3404 | 2 | HC | 16500 | P | OP | 10 | 1924 | WAT |  |  | WAT |  |  | 0 | 11000 | 11000 | 0 |  | 0 | 0 | 0 | 0 | 0 | 0 | [6 empty] | 0 | 0 | 0 | 7 | 1924 | 0 | 0 | E | [6 empty] | 0
3 |  | 18642 | 3405 | 1 | ST | 200000 | B | OP | 7 | 1955 | FO2 |  |  | BIT |  |  | 9669 | 179000 | 181000 | 0 |  | 0 | 0 | 0 | 0 | 0 | 0 | [6 empty] | 0 | 0 | 0 | 6 | 1955 | 0 | 0 | E | [6 empty] | 0
3 |  | 18642 | 3405 | 2 | ST | 200000 | B | OP | 9 | 1955 | FO2 |  |  | BIT |  |  | 9669 | 179000 | 181000 | 0 |  | 0 | 0 | 0 | 0 | 0 | 0 | [6 empty] | 0 | 0 | 0 | 9 | 1955 | 0 | 0 | E | [6 empty] | 0
3 |  | 18642 | 3405 | 3 | ST | 200000 | B | OP | 2 | 1956 | FO2 |  |  | BIT |  |  | 9644 | 179000 | 181000 | 0 |  | 0 | 0 | 0 | 0 | 0 | 0 | [6 empty] | 0 | 0 | 0 | 2 | 1956 | 0 | 0 | E | [6 empty] | 0
3 |  | 18642 | 3405 | 4 | ST | 200000 | B | OP | 10 | 1957 | FO2 |  |  | BIT |  |  | 9669 | 179000 | 181000 | 0 |  | 0 | 0 | 0 | 0 | 0 | 0 | [6 empty] | 0 | 0 | 0 | 10 | 1957 | 0 | 0 | E | [6 empty] | 0
3 |  | 18642 | 3406 | 1 | ST | 125000 | B | OP | 10 | 1951 | FO2 |  |  | BIT |  |  | 11990 | 109000 | 117000 | 0 |  | 0 | 0 | 0 | 0 | 0 | 0 | [6 empty] | 0 | 0 | 0 | 10 | 1951 | 0 | 0 | E | [6 empty] | 0
3 |  | 18642 | 3406 | 2 | ST | 125000 | B | OP | 11 | 1951 | FO2 |  |  | BIT |  |  | 11990 | 109000 | 117000 | 0 |  | 0 | 0 | 0 | 0 | 0 | 0 | [6 empty] | 0 | 0 | 0 | 11 | 1951 | 0 | 0 | E | [6 empty] | 0
3 |  | 18642 | 3406 | 3 | ST | 125000 | B | OP | 2 | 1952 | FO2 |  |  | BIT |  |  | 11990 | 109000 | 117000 | 0 |  | 0 | 0 | 0 | 0 | 0 | 0 | [6 empty] | 0 | 0 | 0 | 1 | 1952 | 0 | 0 | E | [6 empty] | 0
3 |  | 18642 | 3406 | 4 | ST | 125000 | B | OP | 4 | 1952 | FO2 |  |  | BIT |  |  | 11990 | 109000 | 117000 | 0 |  | 0 | 0 | 0 | 0 | 0 | 0 | [6 empty] | 0 | 0 | 0 | 3 | 1952 | 0 | 0 | E | [6 empty] | 0
3 |  | 18642 | 3406 | 5 | ST | 147000 | B | OP | 11 | 1952 | FO2 |  |  | BIT |  |  | 11890 | 110000 | 115000 | 0 |  | 0 | 0 | 0 | 0 | 0 | 0 | [6 empty] | 0 | 0 | 0 | 11 | 1952 | 0 | 0 | E | [6 empty] | 0
3 |  | 18642 | 3406 | 6 | ST | 147000 | B | OP | 2 | 1953 | FO2 |  |  | BIT |  |  | 11890 | 110000 | 115000 | 0 |  | 0 | 0 | 0 | 0 | 0 | 0 | [6 empty] | 0 | 0 | 0 | 2 | 1953 | 0 | 0 | E | [6 empty] | 0
3 |  | 18642 | 3406 | 7 | ST | 172800 | B | OP | 11 | 1958 | FO2 |  |  | BIT |  |  | 10607 | 143000 | 145000 | 0 |  | 0 | 0 | 0 | 0 | 0 | 0 | [6 empty] | 0 | 0 | 0 | 10 | 1958 | 0 | 0 | E | [6 empty] | 0
3 |  | 18642 | 3406 | 8 | ST | 172800 | B | OP | 1 | 1959 | FO2 |  |  | BIT |  |  | 10607 | 143000 | 145000 | 0 |  | 0 | 0 | 0 | 0 | 0 | 0 | [6 empty] | 0 | 0 | 0 | 1 | 1959 | 0 | 0 | E | [6 empty] | 0
3 |  | 18642 | 3406 | 9 | ST | 172800 | B | OP | 6 | 1959 | FO2 |  |  | BIT |  |  | 10607 | 143000 | 145000 | 0 |  | 0 | 0 | 0 | 0 | 0 | 0 | [6 empty] | 0 | 0 | 0 | 5 | 1959 | 0 | 0 | E | [6 empty] | 0
3 |  | 18642 | 3406 | 10 | ST | 172800 | B | OP | 8 | 1959 | FO2 |  |  | BIT |  |  | 10607 | 143000 | 145000 | 0 |  | 0 | 0 | 0 | 0 | 0 | 0 | [6 empty] | 0 | 0 | 0 | 7 | 1959 | 0 | 0 | E | [6 empty] | 0
3 |  | 18642 | 3406 | GT1 | GT | 68000 | P | OP | 6 | 1975 | FO2 |  |  | FO2 |  |  | 12800 | 50200 | 58900 | 0 |  | 0 | 0 | 0 | 0 | 0 | 0 | [6 empty] | 0 | 0 | 0 | 4 | 1975 | 0 | 0 | E | [6 empty] | 0
3 |  | 18642 | 3406 | GT2 | GT | 68000 | P | OP | 6 | 1975 | FO2 |  |  | FO2 |  |  | 12800 | 50200 | 58900 | 0 |  | 0 | 0 | 0 | 0 | 0 | 0 | [6 empty] | 0 | 0 | 0 | 4 | 1975 | 0 | 0 | E | [6 empty] | 0
3 |  | 18642 | 3406 | GT3 | GT | 68000 | P | OP | 6 | 1975 | FO2 |  |  | FO2 |  |  | 12800 | 50200 | 58900 | 0 |  | 0 | 0 | 0 | 0 | 0 | 0 | [6 empty] | 0 | 0 | 0 | 4 | 1975 | 0 | 0 | E | [6 empty] | 0
3 |  | 18642 | 3406 | GT4 | GT | 68000 | P | OP | 6 | 1975 | FO2 |  |  | FO2 |  |  | 12800 | 50200 | 58900 | 0 |  | 0 | 0 | 0 | 0 | 0 | 0 | [6 empty] | 0 | 0 | 0 | 4 | 1975 | 0 | 0 | E | [6 empty] | 0
3 |  | 18642 | 3406 | GT5 | GT | 68000 | P | OP | 6 | 1975 | FO2 |  |  | FO2 |  |  | 12800 | 50200 | 58900 | 0 |  | 0 | 0 | 0 | 0 | 0 | 0 | [6 empty] | 0 | 0 | 0 | 4 | 1975 | 0 | 0 | E | [6 empty] | 0
3 |  | 18642 | 3406 | GT6 | GT | 68000 | P | OP | 6 | 1975 | FO2 |  |  | FO2 |  |  | 12800 | 50200 | 58900 | 0 |  | 0 | 0 | 0 | 0 | 0 | 0 | [6 empty] | 0 | 0 | 0 | 4 | 1975 | 0 | 0 | E | [6 empty] | 0
3 |  | 18642 | 3406 | GT7 | GT | 68000 | P | OP | 6 | 1975 | FO2 |  |  | FO2 |  |  | 12800 | 50200 | 58900 | 0 |  | 0 | 0 | 0 | 0 | 0 | 0 | [6 empty] | 0 | 0 | 0 | 3 | 1975 | 0 | 0 | E | [6 empty] | 0
3 |  | 18642 | 3406 | GT8 | GT | 68000 | P | OP | 6 | 1975 | FO2 |  |  | FO2 |  |  | 12800 | 50200 | 58900 | 0 |  | 0 | 0 | 0 | 0 | 0 | 0 | [6 empty] | 0 | 0 | 0 | 3 | 1975 | 0 | 0 | E | [6 empty] | 0
3 |  | 18642 | 3406 | GT9 | GT | 68000 | P | OP | 6 | 1975 | FO2 |  |  | FO2 |  |  | 12800 | 50200 | 58900 | 0 |  | 0 | 0 | 0 | 0 | 0 | 0 | [6 empty] | 0 | 0 | 0 | 3 | 1975 | 0 | 0 | E | [6 empty] | 0
3 |  | 18642 | 3406 | G10 | GT | 68000 | P | OP | 6 | 1975 | FO2 |  |  | FO2 |  |  | 12800 | 50200 | 58900 | 0 |  | 0 | 0 | 0 | 0 | 0 | 0 | [6 empty] | 0 | 0 | 0 | 3 | 1975 | 0 | 0 | E | [6 empty] | 0
3 |  | 18642 | 3406 | G11 | GT | 68000 | P | OP | 6 | 1975 | FO2 |  |  | FO2 |  |  | 12800 | 50200 | 58900 | 0 |  | 0 | 0 | 0 | 0 | 0 | 0 | [6 empty] | 0 | 0 | 0 | 5 | 1975 | 0 | 0 | E | [6 empty] | 0
3 |  | 18642 | 3406 | G12 | GT | 68000 | P | OP | 6 | 1975 | FO2 |  |  | FO2 |  |  | 12800 | 50200 | 58900 | 0 |  | 0 | 0 | 0 | 0 | 0 | 0 | [6 empty] | 0 | 0 | 0 | 5 | 1975 | 0 | 0 | E | [6 empty] | 0
3 |  | 18642 | 3406 | G13 | GT | 68000 | P | OP | 6 | 1975 | FO2 |  |  | FO2 |  |  | 12800 | 50200 | 58900 | 0 |  | 0 | 0 | 0 | 0 | 0 | 0 | [6 empty] | 0 | 0 | 0 | 5 | 1975 | 0 | 0 | E | [6 empty] | 0
3 |  | 18642 | 3406 | G14 | GT | 68000 | P | OP | 6 | 1975 | FO2 |  |  | FO2 |  |  | 12800 | 50200 | 58900 | 0 |  | 0 | 0 | 0 | 0 | 0 | 0 | [6 empty] | 0 | 0 | 0 | 5 | 1975 | 0 | 0 | E | [6 empty] | 0
3 |  | 18642 | 3406 | G15 | GT | 68000 | P | OP | 6 | 1975 | FO2 |  |  | FO2 |  |  | 12800 | 50200 | 58900 | 0 |  | 0 | 0 | 0 | 0 | 0 | 0 | [6 empty] | 0 | 0 | 0 | 5 | 1975 | 0 | 0 | E | [6 empty] | 0
3 |  | 18642 | 3406 | G16 | GT | 68000 | P | OP | 6 | 1975 | FO2 |  |  | FO2 |  |  | 12800 | 50200 | 58900 | 0 |  | 0 | 0 | 0 | 0 | 0 | 0 | [6 empty] | 0 | 0 | 0 | 5 | 1975 | 0 | 0 | E | [6 empty] | 0
3 |  | 18642 | 3407 | 1 | ST | 175000 | B | OP | 2 | 1954 | FO2 |  |  | BIT |  |  | 9802 | 130000 | 135000 | 0 |  | 0 | 0 | 0 | 0 | 0 | 0 | [6 empty] | 0 | 0 | 0 | 1 | 1954 | 0 | 0 | E | [6 empty] | 0
3 |  | 18642 | 3407 | 2 | ST | 175000 | B | OP | 4 | 1954 | FO2 |  |  | BIT |  |  | 9802 | 130000 | 135000 | 0 |  | 0 | 0 | 0 | 0 | 0 | 0 | [6 empty] | 0 | 0 | 0 | 4 | 1954 | 0 | 0 | E | [6 empty] | 0
3 |  | 18642 | 3407 | 3 | ST | 175000 | B | OP | 6 | 1954 | FO2 |  |  | BIT |  |  | 9802 | 130000 | 135000 | 0 |  | 0 | 0 | 0 | 0 | 0 | 0 | [6 empty] | 0 | 0 | 0 | 6 | 1954 | 0 | 0 | E | [6 empty] | 0
3 |  | 18642 | 3407 | 4 | ST | 175000 | B | OP | 7 | 1954 | FO2 |  |  | BIT |  |  | 9802 | 130000 | 135000 | 0 |  | 0 | 0 | 0 | 0 | 0 | 0 | [6 empty] | 0 | 0 | 0 | 7 | 1954 | 0 | 0 | E | [6 empty] | 0
3 |  | 18642 | 3407 | 5 | ST | 200000 | B | OP | 1 | 1955 | FO2 |  |  | BIT |  |  | 9692 | 180000 | 182000 | 0 |  | 0 | 0 | 0 | 0 | 0 | 0 | [6 empty] | 0 | 0 | 0 | 11 | 1954 | 0 | 0 | E | [6 empty] | 0
3 |  | 18642 | 3407 | 6 | ST | 200000 | B | OP | 3 | 1955 | FO2 |  |  | BIT |  |  | 9683 | 180000 | 182000 | 0 |  | 0 | 0 | 0 | 0 | 0 | 0 | [6 empty] | 0 | 0 | 0 | 2 | 1955 | 0 | 0 | E | [6 empty] | 0
3 |  | 18642 | 3407 | 7 | ST | 200000 | B | OP | 5 | 1955 | FO2 |  |  | BIT |  |  | 9692 | 180000 | 182000 | 0 |  | 0 | 0 | 0 | 0 | 0 | 0 | [6 empty] | 0 | 0 | 0 | 4 | 1955 | 0 | 0 | E | [6 empty] | 0
3 |  | 18642 | 3407 | 8 | ST | 200000 | B | OP | 8 | 1955 | FO2 |  |  | BIT |  |  | 9692 | 180000 | 182000 | 0 |  | 0 | 0 | 0 | 0 | 0 | 0 | [6 empty] | 0 | 0 | 0 | 7 | 1955 | 0 | 0 | E | [6 empty] | 0
3 |  | 18642 | 3407 | 9 | ST | 200000 | B | OP | 12 | 1955 | FO2 |  |  | BIT |  |  | 9692 | 180000 | 182000 | 0 |  | 0 | 0 | 0 | 0 | 0 | 0 | [6 empty] | 0 | 0 | 0 | 11 | 1955 | 0 | 0 | E | [6 empty] | 0
3 |  | 18642 | 3408 | 1 | HC | 36000 | P | OP | 7 | 1964 | WAT |  |  | WAT |  |  | 0 | 37500 | 37500 | 0 |  | 0 | 0 | 0 | 0 | 0 | 0 | [6 empty] | 0 | 0 | 0 | 4 | 1964 | 0 | 0 | E | [6 empty] | 0
3 |  | 18642 | 3408 | 2 | HC | 36000 | P | OP | 11 | 1964 | WAT |  |  | WAT |  |  | 0 | 37500 | 37500 | 0 |  | 0 | 0 | 0 | 0 | 0 | 0 | [6 empty] | 0 | 0 | 0 | 8 | 1964 | 0 | 0 | E | [6 empty] | 0
3 |  | 18642 | 3409 | 1 | HC | 27450 | P | OP | 4 | 1968 | WAT |  |  | WAT |  |  | 0 | 24000 | 24000 | 0 |  | 0 | 0 | 0 | 0 | 0 | 0 | [6 empty] | 0 | 0 | 0 | 1 | 1968 | 0 | 0 | E | [6 empty] | 0
3 |  | 18642 | 3409 | 2 | HC | 27900 | P | OP | 4 | 1968 | WAT |  |  | WAT |  |  | 0 | 24000 | 24000 | 0 |  | 0 | 0 | 0 | 0 | 0 | 0 | [6 empty] | 0 | 0 | 0 | 1 | 1968 | 0 | 0 | E | [6 empty] | 0
3 |  | 18642 | 3409 | 3 | HC | 24300 | P | OP | 2 | 1968 | WAT |  |  | WAT |  |  | 0 | 24000 | 24000 | 0 |  | 0 | 0 | 0 | 0 | 0 | 0 | [6 empty] | 0 | 0 | 0 | 11 | 1967 | 0 | 0 | E | [6 empty] | 0
3 |  | 18642 | 3409 | 4 | HC | 24300 | P | OP | 2 | 1968 | WAT |  |  | WAT |  |  | 0 | 24000 | 24000 | 0 |  | 0 | 0 | 0 | 0 | 0 | 0 | [6 empty] | 0 | 0 | 0 | 11 | 1967 | 0 | 0 | E | [6 empty] | 0
3 |  | 18642 | 3410 | 1 | HC | 2000 |  |  | 99 | 1913 |  |  |  | WAT |  |  | 0 | 0 | 0 | 0 | RE | 0 | 0 | 0 | 0 | 0 | 0 | [6 empty] | 0 | 0 | 0 | 0 | 1913 | 0 | 0 | E | [6 empty] | 0
3 |  | 18642 | 3410 | 2 | HC | 3000 |  |  | 99 | 1913 |  |  |  | WAT |  |  | 0 | 0 | 0 | 0 | RE | 0 | 0 | 0 | 0 | 0 | 0 | [6 empty] | 0 | 0 | 0 | 0 | 1913 | 0 | 0 | E | [6 empty] | 0
3 |  | 18642 | 3410 | 3 | HC | 3000 |  |  | 99 | 1923 |  |  |  | WAT |  |  | 0 | 0 | 0 | 0 | RE | 0 | 0 | 0 | 0 | 0 | 0 | [6 empty] | 0 | 0 | 0 | 0 | 1923 | 0 | 0 | E | [6 empty] | 0
3 |  | 18642 | 3410 | 4 | HC | 3000 |  |  | 99 | 1924 |  |  |  | WAT |  |  | 0 | 0 | 0 | 0 | RE | 0 | 0 | 0 | 0 | 0 | 0 | [6 empty] | 0 | 0 | 0 | 0 | 1924 | 0 | 0 | E | [6 empty] | 0
3 |  | 18642 | 3411 | 1 | HC | 50400 | P | OP | 9 | 1936 | WAT |  |  | WAT |  |  | 0 | 50000 | 28500 | 0 |  | 0 | 0 | 0 | 0 | 0 | 0 | [6 empty] | 0 | 0 | 0 | 6 | 1936 | 0 | 0 | E | [6 empty] | 0
3 |  | 18642 | 3411 | 2 | HC | 50400 | P | OP | 7 | 1936 | WAT |  |  | WAT |  |  | 0 | 50000 | 28500 | 0 |  | 0 | 0 | 0 | 0 | 0 | 0 | [6 empty] | 0 | 0 | 0 | 4 | 1936 | 0 | 0 | E | [6 empty] | 0
3 |  | 18642 | 3412 | 1 | HC | 3600 | P | OP | 1 | 1912 | WAT |  |  | WAT |  |  | 0 | 4400 | 4400 | 0 |  | 0 | 0 | 0 | 0 | 0 | 0 | [6 empty] | 0 | 0 | 0 | 10 | 1911 | 0 | 0 | E | [6 empty] | 0
3 |  | 18642 | 3412 | 2 | HC | 3600 | P | OP | 1 | 1912 | WAT |  |  | WAT |  |  | 0 | 4400 | 4400 | 0 |  | 0 | 0 | 0 | 0 | 0 | 0 | [6 empty] | 0 | 0 | 0 | 10 | 1911 | 0 | 0 | E | [6 empty] | 0
3 |  | 18642 | 3412 | 3 | HC | 3600 | P | OP | 5 | 1912 | WAT |  |  | WAT |  |  | 0 | 4400 | 4400 | 0 |  | 0 | 0 | 0 | 0 | 0 | 0 | [6 empty] | 0 | 0 | 0 | 2 | 1912 | 0 | 0 | E | [6 empty] | 0
3 |  | 18642 | 3412 | 4 | HC | 3600 | P | OP | 5 | 1912 | WAT |  |  | WAT |  |  | 0 | 4400 | 4400 | 0 |  | 0 | 0 | 0 | 0 | 0 | 0 | [6 empty] | 0 | 0 | 0 | 2 | 1912 | 0 | 0 | E | [6 empty] | 0
3 |  | 18642 | 3412 | 5 | HC | 3600 | P | OP | 0 | 1914 | WAT |  |  | WAT |  |  | 0 | 4400 | 4400 | 0 |  | 0 | 0 | 0 | 0 | 0 | 0 | [6 empty] | 0 | 0 | 0 | 0 | 1914 | 0 | 0 | E | [6 empty] | 0
3 |  | 18642 | 3413 | 1 | HC | 11548 | P | OP | 10 | 1913 | WAT |  |  | WAT |  |  | 0 | 9000 | 9000 | 0 |  | 0 | 0 | 0 | 0 | 0 | 0 | [6 empty] | 0 | 0 | 0 | 7 | 1913 | 0 | 0 | E | [6 empty] | 0
3 |  | 18642 | 3413 | 2 | HC | 11548 | P | OP | 10 | 1913 | WAT |  |  | WAT |  |  | 0 | 9000 | 9000 | 0 |  | 0 | 0 | 0 | 0 | 0 | 0 | [6 empty] | 0 | 0 | 0 | 7 | 1913 | 0 | 0 | E | [6 empty] | 0
3 |  | 18642 | 3414 | 1 | HC | 28800 | P | OP | 4 | 1943 | WAT |  |  | WAT |  |  | 0 | 27000 | 27000 | 0 |  | 0 | 0 | 0 | 0 | 0 | 0 | [6 empty] | 0 | 0 | 0 | 1 | 1943 | 44000 | 41000 | E | [6 empty] | 0
3 |  | 18642 | 3415 | 1 | HC | 40040 | P | OP | 8 | 1938 | WAT |  |  | WAT |  |  | 0 | 37400 | 37400 | 0 |  | 0 | 0 | 0 | 0 | 0 | 0 | [6 empty] | 0 | 0 | 0 | 5 | 1938 | 0 | 0 | E | [6 empty] | 0
3 |  | 18642 | 3415 | 2 | HC | 40040 | P | OP | 6 | 1938 | WAT |  |  | WAT |  |  | 0 | 37400 | 37400 | 0 |  | 0 | 0 | 0 | 0 | 0 | 0 | [6 empty] | 0 | 0 | 0 | 3 | 1938 | 0 | 0 | E | [6 empty] | 0
3 |  | 18642 | 3415 | 3 | HC | 40040 | P | OP | 8 | 1942 | WAT |  |  | WAT |  |  | 0 | 41000 | 41000 | 0 |  | 0 | 0 | 0 | 0 | 0 | 0 | [6 empty] | 0 | 0 | 0 | 5 | 1942 | 0 | 0 | E | [6 empty] | 0
3 |  | 18642 | 3415 | 4 | HC | 40040 | P | OP | 6 | 1942 | WAT |  |  | WAT |  |  | 0 | 37400 | 37400 | 0 |  | 0 | 0 | 3 | 1987 | 0 | 0 | [6 empty] | 0 | 0 | 0 | 3 | 1942 | 0 | 0 | E | [6 empty] | 0
3 |  | 18642 | 3415 | 5 | HC | 40040 | P | OP | 10 | 1952 | WAT |  |  | WAT |  |  | 0 | 37400 | 37400 | 0 |  | 0 | 0 | 0 | 0 | 0 | 0 | [6 empty] | 0 | 0 | 0 | 7 | 1952 | 0 | 0 | E | [6 empty] | 0
3 |  | 18642 | 3415 | 6 | HC | 40040 | P | OP | 12 | 1952 | WAT |  |  | WAT |  |  | 0 | 37400 | 37400 | 0 |  | 0 | 0 | 0 | 0 | 0 | 0 | [6 empty] | 0 | 0 | 0 | 9 | 1952 | 0 | 0 | E | [6 empty] | 0
3 |  | 18642 | 3416 | 1 | HC | 38500 | P | OP | 2 | 1951 | WAT |  |  | WAT |  |  | 0 | 40000 | 22000 | 0 |  | 0 | 0 | 0 | 0 | 0 | 0 | [6 empty] | 0 | 0 | 0 | 11 | 1950 | 0 | 0 | E | [6 empty] | 0
3 |  | 18642 | 3417 | 1 | HC | 45000 | P | OP | 3 | 1972 | WAT |  |  | WAT |  |  | 0 | 40000 | 40000 | 0 |  | 0 | 0 | 0 | 0 | 0 | 0 | [6 empty] | 0 | 0 | 0 | 12 | 1971 | 0 | 0 | E | [6 empty] | 0
3 |  | 18642 | 3417 | 2 | HC | 700 | P | OP | 3 | 1987 | WAT |  |  | WAT |  |  | 0 | 500 | 500 | 0 |  | 0 | 0 | 0 | 0 | 0 | 0 | [6 empty] | 0 | 0 | 0 | 12 | 1986 | 0 | 0 | [7 empty] | 0
3 |  | 18642 | 3418 | 1 | HC | 28800 | P | OP | 9 | 1949 | WAT |  |  | WAT |  |  | 0 | 30000 | 19000 | 0 |  | 0 | 0 | 0 | 0 | 0 | 0 | [6 empty] | 0 | 0 | 0 | 6 | 1949 | 0 | 0 | E | [6 empty] | 0
3 |  | 18642 | 3418 | 2 | HC | 28800 | P | OP | 8 | 1949 | WAT |  |  | WAT |  |  | 0 | 30000 | 19000 | 0 |  | 0 | 0 | 0 | 0 | 0 | 0 | [6 empty] | 0 | 0 | 0 | 5 | 1949 | 0 | 0 | E | [6 empty] | 0
3 |  | 18642 | 3419 | 1 | NP | 0 |  |  | 0 | 0 | [6 empty] | 0 | 0 | 0 | 1269900 | CO | 0 | 0 | 10 | 1976 | 4 | 1994 | FI | LO |  | UR |  |  | 1170000 | 1170000 | 1165000 | 0 | 0 | 1152000 | 1165000 | [7 empty] | 0
3 |  | 18642 | 3419 | 2 | NP | 0 |  |  | 0 | 0 | [6 empty] | 0 | 0 | 0 | 1269900 | CO | 0 | 0 | 4 | 1977 | 1 | 1996 | FI | LO |  | UR |  |  | 1170000 | 1170000 | 1165000 | 6 | 1996 | 1152000 | 1165000 | [7 empty] | 0
3 |  | 18642 | 3419 | ST1 | ST | 60000 | B | SC | 3 | 1942 | FO2 |  |  | BIT |  |  | 12780 | 56000 | 56000 | 0 |  | 0 | 0 | 0 | 0 | 0 | 0 | [6 empty] | 0 | 0 | 0 | 3 | 1942 | 0 | 0 | E | [6 empty] | 0
3 |  | 18642 | 3419 | ST2 | ST | 60000 | B | SC | 2 | 1942 | FO2 |  |  | BIT |  |  | 12780 | 56000 | 56000 | 0 |  | 0 | 0 | 0 | 0 | 0 | 0 | [6 empty] | 0 | 0 | 0 | 1 | 1942 | 0 | 0 | E | [6 empty] | 0
3 |  | 18642 | 3419 | ST3 | ST | 60000 | B | SC | 2 | 1943 | FO2 |  |  | BIT |  |  | 12780 | 56000 | 56000 | 0 |  | 0 | 0 | 0 | 0 | 0 | 0 | [6 empty] | 0 | 0 | 0 | 1 | 1943 | 0 | 0 | E | [6 empty] | 0
3 |  | 18642 | 3419 | ST4 | ST | 60000 | B | SC | 4 | 1945 | FO2 |  |  | BIT |  |  | 12780 | 56000 | 56000 | 0 |  | 0 | 0 | 0 | 0 | 0 | 0 | [6 empty] | 0 | 0 | 0 | 3 | 1945 | 0 | 0 | E | [6 empty] | 0
3 |  | 18642 | 3420 | HY1 | HC | 33300 | P | OP | 7 | 1942 | WAT |  |  | WAT |  |  | 0 | 35000 | 35000 | 0 |  | 0 | 0 | 0 | 0 | 0 | 0 | [6 empty] | 0 | 0 | 0 | 4 | 1942 | 0 | 0 | E | [6 empty] | 0
3 |  | 18642 | 3420 | HY2 | HC | 33300 | P | OP | 4 | 1942 | WAT |  |  | WAT |  |  | 0 | 35000 | 35000 | 0 |  | 0 | 0 | 0 | 0 | 0 | 0 | [6 empty] | 0 | 0 | 0 | 1 | 1942 | 0 | 0 | E | [6 empty] | 0
3 |  | 18642 | 3420 | HY3 | HC | 33300 | P | OP | 3 | 1942 | WAT |  |  | WAT |  |  | 0 | 35000 | 35000 | 0 |  | 0 | 0 | 0 | 0 | 0 | 0 | [6 empty] | 0 | 0 | 0 | 12 | 1941 | 0 | 0 | E | [6 empty] | 0
3 |  | 18642 | 3420 | HY4 | HC | 33300 | P | OP | 4 | 1944 | WAT |  |  | WAT |  |  | 0 | 35000 | 35000 | 0 |  | 0 | 0 | 0 | 0 | 0 | 0 | [6 empty] | 0 | 0 | 0 | 1 | 1944 | 0 | 0 | E | [6 empty] | 0
3 |  | 18642 | 3420 | HY5 | HC | 33300 | P | OP | 3 | 1944 | WAT |  |  | WAT |  |  | 0 | 35000 | 35000 | 0 |  | 0 | 0 | 0 | 0 | 0 | 0 | [6 empty] | 0 | 0 | 0 | 12 | 1943 | 0 | 0 | E | [6 empty] | 0
3 |  | 18642 | 3421 | 1 | HC | 1250 | P | OP | 88 | 1912 | WAT |  |  | WAT |  |  | 0 | 1300 | 1300 | 0 |  | 0 | 0 | 0 | 0 | 0 | 0 | [6 empty] | 0 | 0 | 0 | 0 | 1912 | 0 | 0 | E | [6 empty] | 0
3 |  | 18642 | 3421 | 2 | HC | 1250 | P | OP | 88 | 1912 | WAT |  |  | WAT |  |  | 0 | 1300 | 1300 | 0 |  | 0 | 0 | 0 | 0 | 0 | 0 | [6 empty] | 0 | 0 | 0 | 0 | 1912 | 0 | 0 | E | [6 empty] | 0
3 |  | 18642 | 3421 | 3 | HC | 1200 | P | OP | 1 | 1926 | WAT |  |  | WAT |  |  | 0 | 1300 | 1300 | 0 |  | 0 | 0 | 0 | 0 | 0 | 0 | [6 empty] | 0 | 0 | 0 | 10 | 1925 | 0 | 0 | E | [6 empty] | 0
3 |  | 18642 | 3421 | 4 | HC | 7000 | P | OP | 7 | 1950 | WAT |  |  | WAT |  |  | 0 | 7200 | 7200 | 0 |  | 0 | 0 | 0 | 0 | 0 | 0 | [6 empty] | 0 | 0 | 0 | 4 | 1950 | 0 | 0 | E | [6 empty] | 0
3 |  | 18642 | 6027 | A1 | NB | 0 |  |  | 0 | 0 | [6 empty] | 0 | 0 | 0 | 1287000 | CN | 8 | 1984 | 4 | 1979 | 0 | 0 |  |  |  | UR |  |  | 0 | 0 | 0 | 0 | 0 | 0 | 0 | [7 empty] | 0
3 |  | 18642 | 6027 | A2 | NB | 0 |  |  | 0 | 0 | [6 empty] | 0 | 0 | 0 | 1287000 | CN | 8 | 1984 | 4 | 1980 | 0 | 0 |  |  |  | UR |  |  | 0 | 0 | 0 | 0 | 0 | 0 | 0 | [7 empty] | 0
3 |  | 18642 | 6027 | B1 | NB | 0 |  |  | 0 | 0 | [6 empty] | 0 | 0 | 0 | 1287000 | CN | 3 | 1983 | 10 | 1979 | 0 | 0 |  |  |  | UR |  |  | 0 | 0 | 0 | 0 | 0 | 0 | 0 | [7 empty] | 0
3 |  | 18642 | 6027 | B2 | NB | 0 |  |  | 0 | 0 | [6 empty] | 0 | 0 | 0 | 1287000 | CN | 8 | 1983 | 10 | 1980 | 0 | 0 |  |  |  | UR |  |  | 0 | 0 | 0 | 0 | 0 | 0 | 0 | [7 empty] | 0
3 |  | 18642 | 6075 | 1 | NB | 0 |  |  | 0 | 0 | [6 empty] | 0 | 0 | 0 | 1287000 | CN | 3 | 1983 | 4 | 1982 | 0 | 0 |  |  |  | UR |  |  | 0 | 0 | 0 | 0 | 0 | 0 | 0 | [7 empty] | 0
3 |  | 18642 | 6075 | 2 | NB | 0 |  |  | 0 | 0 | [6 empty] | 0 | 0 | 0 | 1287000 | CN | 3 | 1983 | 10 | 1983 | 0 | 0 |  |  |  | UR |  |  | 0 | 0 | 0 | 0 | 0 | 0 | 0 | [7 empty] | 0
3 |  | 18642 | 6150 | 1 | NP | 0 |  |  | 0 | 0 | [6 empty] | 0 | 0 | 0 | 1332000 | IP | 12 | 1988 | 7 | 1977 | 0 | 0 | FI | LO |  | UR |  |  | 1212000 | 1212000 | 1235000 | 6 | 1998 | 1223000 | 1237000 | [7 empty] | 0
3 |  | 18642 | 6150 | 2 | NP | 0 |  |  | 0 | 0 | [6 empty] | 0 | 0 | 0 | 1332000 | IP | 12 | 1988 | 4 | 1978 | 0 | 0 | FI | LO |  | UR |  |  | 1212000 | 1212000 | 1235000 | 0 | 0 | 1223000 | 1237000 | [7 empty] | 0
3 |  | 18642 | 6151 | 1 | HR | 382500 | P | OP | 1 | 1979 | WAT |  |  | WAT |  |  | 0 | 383000 | 383000 | 0 |  | 0 | 0 | 0 | 0 | 0 | 0 | [6 empty] | 0 | 0 | 0 | 10 | 1978 | 0 | 0 | E | [6 empty] | 0
3 |  | 18642 | 6151 | 2 | HR | 382500 | P | OP | 12 | 1978 | WAT |  |  | WAT |  |  | 0 | 383000 | 383000 | 0 |  | 0 | 0 | 0 | 0 | 0 | 0 | [6 empty] | 0 | 0 | 0 | 9 | 1978 | 0 | 0 | E | [6 empty] | 0
3 |  | 18642 | 6151 | 3 | HR | 382500 | P | OP | 2 | 1979 | WAT |  |  | WAT |  |  | 0 | 383000 | 383000 | 0 |  | 0 | 0 | 0 | 0 | 0 | 0 | [6 empty] | 0 | 0 | 0 | 11 | 1978 | 0 | 0 | E | [6 empty] | 0
3 |  | 18642 | 6151 | 4 | HR | 382500 | P | OP | 8 | 1979 | WAT |  |  | WAT |  |  | 0 | 383000 | 383000 | 0 |  | 0 | 0 | 0 | 0 | 0 | 0 | [6 empty] | 0 | 0 | 0 | 5 | 1979 | 0 | 0 | E | [6 empty] | 0
3 |  | 18642 | 6152 | 1 | NP | 1220580 | B | OP | 7 | 1981 | UR | FO2 |  | UR |  |  | 10172 | 1122000 | 1150000 | 0 |  | 0 | 0 | 0 | 0 | 0 | 0 | [6 empty] | 0 | 0 | 1148000 | 9 | 1980 | 0 | 0 | [7 empty] | 0
3 |  | 18642 | 6152 | 2 | NP | 1220580 | B | OP | 6 | 1982 | UR | FO2 |  | UR |  |  | 10172 | 1122000 | 1150000 | 0 |  | 0 | 0 | 0 | 0 | 3 | 1987 | [6 empty] | 0 | 0 | 1148000 | 9 | 1981 | 0 | 0 | [7 empty] | 0
3 |  | 18642 | 6440 | 1 | HC | 23000 | P | OP | 9 | 1925 | WAT |  |  | WAT |  |  | 0 | 23000 | 23000 | 0 |  | 0 | 0 | 0 | 0 | 0 | 0 | [6 empty] | 0 | 0 | 0 | 6 | 1925 | 0 | 0 | E | [6 empty] | 0
3 |  | 18642 | 6440 | 2 | HC | 23000 | P | OP | 9 | 1925 | WAT |  |  | WAT |  |  | 0 | 23000 | 23000 | 0 |  | 0 | 0 | 0 | 0 | 0 | 0 | [6 empty] | 0 | 0 | 0 | 6 | 1925 | 0 | 0 | E | [6 empty] | 0
3 |  | 18642 | 6440 | 3 | HC | 23000 | P | OP | 9 | 1925 | WAT |  |  | WAT |  |  | 0 | 23000 | 23000 | 0 |  | 0 | 0 | 0 | 0 | 0 | 0 | [6 empty] | 0 | 0 | 0 | 6 | 1925 | 0 | 0 | E | [6 empty] | 0
3 |  | 18642 | 6440 | 4 | HC | 23000 | P | OP | 9 | 1925 | WAT |  |  | WAT |  |  | 0 | 23000 | 23000 | 0 |  | 0 | 0 | 0 | 0 | 0 | 0 | [6 empty] | 0 | 0 | 0 | 6 | 1925 | 0 | 0 | E | [6 empty] | 0
3 |  | 18642 | 6440 | 5 | HC | 30960 | P | OP | 9 | 1925 | WAT |  |  | WAT |  |  | 0 | 31000 | 31000 | 0 |  | 0 | 0 | 0 | 0 | 0 | 0 | [6 empty] | 0 | 0 | 0 | 6 | 1925 | 0 | 0 | E | [6 empty] | 0
3 |  | 18642 | 6440 | 6 | HC | 30960 | P | OP | 9 | 1925 | WAT |  |  | WAT |  |  | 0 | 31000 | 31000 | 0 |  | 0 | 0 | 0 | 0 | 0 | 0 | [6 empty] | 0 | 0 | 0 | 6 | 1925 | 0 | 0 | E | [6 empty] | 0
3 |  | 18642 | 6440 | 7 | HC | 30960 | P | OP | 9 | 1925 | WAT |  |  | WAT |  |  | 0 | 31000 | 31000 | 0 |  | 0 | 0 | 0 | 0 | 0 | 0 | [6 empty] | 0 | 0 | 0 | 6 | 1925 | 0 | 0 | E | [6 empty] | 0
3 |  | 18642 | 6440 | 8 | HC | 30960 | P | OP | 9 | 1925 | WAT |  |  | WAT |  |  | 0 | 31000 | 31000 | 0 |  | 0 | 0 | 0 | 0 | 0 | 0 | [6 empty] | 0 | 0 | 0 | 6 | 1925 | 0 | 0 | E | [6 empty] | 0
3 |  | 18642 | 6440 | 9 | HC | 25200 | P | OP | 3 | 1942 | WAT |  |  | WAT |  |  | 0 | 25000 | 25000 | 0 |  | 0 | 0 | 0 | 0 | 0 | 0 | [6 empty] | 0 | 0 | 0 | 12 | 1941 | 0 | 0 | E | [6 empty] | 0
3 |  | 18642 | 6440 | 10 | HC | 25200 | P | OP | 5 | 1942 | WAT |  |  | WAT |  |  | 0 | 25000 | 25000 | 0 |  | 0 | 0 | 0 | 0 | 0 | 0 | [6 empty] | 0 | 0 | 0 | 2 | 1942 | 0 | 0 | E | [6 empty] | 0
3 |  | 18642 | 6440 | 11 | HC | 25200 | P | OP | 7 | 1942 | WAT |  |  | WAT |  |  | 0 | 25000 | 25000 | 0 |  | 0 | 0 | 0 | 0 | 0 | 0 | [6 empty] | 0 | 0 | 0 | 4 | 1942 | 0 | 0 | E | [6 empty] | 0
3 |  | 18642 | 6440 | 12 | HC | 25200 | P | OP | 8 | 1942 | WAT |  |  | WAT |  |  | 0 | 25000 | 25000 | 0 |  | 0 | 0 | 0 | 0 | 0 | 0 | [6 empty] | 0 | 0 | 0 | 5 | 1942 | 0 | 0 | E | [6 empty] | 0
3 |  | 18642 | 6440 | 13 | HC | 25200 | P | OP | 4 | 1943 | WAT |  |  | WAT |  |  | 0 | 25000 | 25000 | 0 |  | 0 | 0 | 0 | 0 | 0 | 0 | [6 empty] | 0 | 0 | 0 | 1 | 1943 | 0 | 0 | E | [6 empty] | 0
3 |  | 18642 | 6440 | 14 | HC | 25200 | P | OP | 11 | 1943 | WAT |  |  | WAT |  |  | 0 | 25000 | 25000 | 0 |  | 0 | 0 | 0 | 0 | 0 | 0 | [6 empty] | 0 | 0 | 0 | 8 | 1943 | 0 | 0 | E | [6 empty] | 0
3 |  | 18642 | 6440 | 15 | HC | 25200 | P | OP | 12 | 1949 | WAT |  |  | WAT |  |  | 0 | 25000 | 25000 | 0 |  | 0 | 0 | 0 | 0 | 0 | 0 | [6 empty] | 0 | 0 | 0 | 9 | 1949 | 0 | 0 | E | [6 empty] | 0
3 |  | 18642 | 6440 | 16 | HC | 25200 | P | OP | 1 | 1950 | WAT |  |  | WAT |  |  | 0 | 25000 | 25000 | 0 |  | 0 | 0 | 0 | 0 | 0 | 0 | [6 empty] | 0 | 0 | 0 | 10 | 1949 | 0 | 0 | E | [6 empty] | 0
3 |  | 18642 | 6440 | 17 | HC | 25200 | P | OP | 2 | 1950 | WAT |  |  | WAT |  |  | 0 | 25000 | 25000 | 0 |  | 0 | 0 | 0 | 0 | 0 | 0 | [6 empty] | 0 | 0 | 0 | 11 | 1949 | 0 | 0 | E | [6 empty] | 0
3 |  | 18642 | 6440 | 18 | HC | 25200 | P | OP | 3 | 1950 | WAT |  |  | WAT |  |  | 0 | 26000 | 26000 | 0 |  | 0 | 0 | 0 | 0 | 0 | 0 | [6 empty] | 0 | 0 | 0 | 12 | 1949 | 0 | 0 | E | [6 empty] | 0
3 |  | 18642 | 6440 | 19 | HC | 54000 | P | OP | 12 | 1961 | WAT |  |  | WAT |  |  | 0 | 54000 | 54000 | 0 |  | 0 | 0 | 0 | 0 | 0 | 0 | [6 empty] | 0 | 0 | 0 | 9 | 1961 | 0 | 0 | E | [6 empty] | 0
3 |  | 18642 | 6440 | 20 | HC | 54000 | P | OP | 1 | 1962 | WAT |  |  | WAT |  |  | 0 | 54000 | 54000 | 0 |  | 0 | 0 | 0 | 0 | 0 | 0 | [6 empty] | 0 | 0 | 0 | 10 | 1961 | 0 | 0 | E | [6 empty] | 0
3 |  | 18642 | 6440 | 21 | HC | 54000 | P | OP | 4 | 1962 | WAT |  |  | WAT |  |  | 0 | 54000 | 54000 | 0 |  | 0 | 0 | 0 | 0 | 0 | 0 | [6 empty] | 0 | 0 | 0 | 1 | 1962 | 0 | 0 | E | [6 empty] | 0
3 |  | 18642 | 6620 | 1 | NP | 0 |  |  | 0 | 0 | [6 empty] | 0 | 0 | 0 | 1375000 | CN | 8 | 1984 | 4 | 1983 | 0 | 0 |  |  |  | UR |  |  | 0 | 0 | 0 | 0 | 0 | 0 | 0 | [7 empty] | 0
3 |  | 18642 | 6620 | 2 | NP | 0 |  |  | 0 | 0 | [6 empty] | 0 | 0 | 0 | 1375000 | CN | 8 | 1984 | 4 | 1984 | 0 | 0 |  |  |  | UR |  |  | 0 | 0 | 0 | 0 | 0 | 0 | 0 | [7 empty] | 0
3 |  | 18715 | 6136 | 1 | ST | 443970 | B | OP | 10 | 1983 | NG |  |  | LIG |  |  | 11500 | 405000 | 405000 | 0 |  | 0 | 0 | 0 | 0 | 0 | 0 | [6 empty] | 0 | 0 | 0 | 9 | 1982 | 0 | 0 | [7 empty] | 0
3 |  | 18715 | 6136 | 2 | ST | 0 |  |  | 0 | 0 | [6 empty] | 0 | 0 | 0 | 460000 | CN | 99 | 9999 | 6 | 1983 | 1 | 1983 |  |  |  | LIG |  |  | 0 | 0 | 0 | 0 | 0 | 428000 | 437000 | [7 empty] | 0
3 |  | 18715 | 6136 | 3 | ST | 0 |  |  | 0 | 0 | [6 empty] | 0 | 0 | 0 | 460000 | CN | 99 | 9999 | 1 | 1984 | 1 | 1984 |  |  |  | LIG |  |  | 0 | 0 | 0 | 0 | 0 | 428000 | 437000 | [7 empty] | 0
3 |  | 18715 | 7219 | 1 | GT | 0 |  |  | 0 | 0 | [6 empty] | 0 | 0 | 0 | 120009 | PL | 0 | 0 | 4 | 1996 | 4 | 1997 |  |  |  | NG |  |  | 100000 | 135000 | 0 | 0 | 0 | 97675 | 117289 | [7 empty] | 0
3 |  | 18715 | 7219 | 2 | GT | 0 |  |  | 0 | 0 | [6 empty] | 0 | 0 | 0 | 118918 | PL | 0 | 0 | 1 | 1999 | 1 | 1999 |  |  |  | NG |  |  | 100000 | 135000 | 0 | 0 | 0 | 96806 | 116245 | [7 empty] | 0
3 |  | 18820 | 2014 | HY1 | HC | 300 | C | OP | 88 | 1927 | WAT |  |  | WAT |  |  | 0 | 300 | 300 | 0 |  | 0 | 0 | 0 | 0 | 0 | 0 | [6 empty] | 0 | 0 | 0 | 0 | 1927 | 0 | 0 | E | [6 empty] | 0
3 |  | 18820 | 2014 | HY2 | HC | 250 | C | OP | 88 | 1927 | WAT |  |  | WAT |  |  | 0 | 250 | 250 | 0 |  | 0 | 0 | 0 | 0 | 0 | 0 | [6 empty] | 0 | 0 | 0 | 0 | 1927 | 0 | 0 | E | [6 empty] | 0
3 |  | 18820 | 2014 | IC1 | IC | 2200 | C | SB | 11 | 1956 | FO2 |  |  | FO2 |  |  | 12317 | 1965 | 1965 | 0 |  | 0 | 0 | 0 | 0 | 0 | 0 | [6 empty] | 0 | 0 | 0 | 10 | 1956 | 0 | 0 | E | [6 empty] | 0
3 |  | 18820 | 2014 | IC2 | IC | 1200 | C | SB | 2 | 1952 | FO2 |  |  | FO2 |  |  | 12317 | 1080 | 1080 | 0 |  | 0 | 0 | 0 | 0 | 0 | 0 | [6 empty] | 0 | 0 | 0 | 1 | 1952 | 0 | 0 | E | [6 empty] | 0
3 |  | 18820 | 2014 | IC3 | IC | 1100 | C | SB | 88 | 1941 | FO2 |  |  | FO2 |  |  | 12317 | 1006 | 1006 | 0 |  | 0 | 0 | 0 | 0 | 0 | 0 | [6 empty] | 0 | 0 | 0 | 0 | 1941 | 0 | 0 | E | [6 empty] | 0
3 |  | 18820 | 2014 | IC4 | IC | 1400 | C | SB | 88 | 1948 | FO2 |  |  | FO2 |  |  | 12317 | 1276 | 1276 | 0 |  | 0 | 0 | 0 | 0 | 0 | 0 | [6 empty] | 0 | 0 | 0 | 0 | 1948 | 0 | 0 | E | [6 empty] | 0
3 |  | 18895 | 1874 | 1 | IC | 1313 |  | SB | 88 | 1949 | FO2 |  |  | FO2 |  |  | 9377 | 1000 | 1000 | 0 |  | 0 | 0 | 0 | 0 | 0 | 0 | [6 empty] | 0 | 0 | 0 | 0 | 1949 | 0 | 0 | E | [6 empty] | 0
3 |  | 18895 | 1874 | 2 | IC | 1313 |  | SB | 88 | 1949 | FO2 |  |  | FO2 |  |  | 10526 | 1000 | 1000 | 0 |  | 0 | 0 | 0 | 0 | 0 | 0 | [6 empty] | 0 | 0 | 0 | 0 | 1949 | 0 | 0 | E | [6 empty] | 0
3 |  | 18895 | 1874 | 3 | IC | 1313 |  | SB | 88 | 1952 | FO2 |  |  | FO2 |  |  | 9759 | 1000 | 1000 | 0 |  | 0 | 0 | 0 | 0 | 0 | 0 | [6 empty] | 0 | 0 | 0 | 0 | 1952 | 0 | 0 | E | [6 empty] | 0
3 |  | 18895 | 1874 | 4 | IC | 1500 |  | SB | 8 | 1984 | FO2 |  |  | FO2 |  |  | 20061 | 1500 | 1500 | 0 |  | 0 | 0 | 0 | 0 | 0 | 0 | [6 empty] | 0 | 0 | 0 | 7 | 1984 | 0 | 0 | E | [6 empty] | 0
3 |  | 18895 | 1875 | 1 | IC | 630 |  | SB | 6 | 1938 | FO2 |  |  | FO2 |  |  | 16811 | 630 | 630 | 0 |  | 0 | 0 | 0 | 0 | 0 | 0 | [6 empty] | 0 | 0 | 0 | 5 | 1938 | 0 | 0 | E | [6 empty] | 0
3 |  | 18895 | 1875 | 2 | IC | 736 |  | SB | 6 | 1938 | FO2 |  |  | FO2 |  |  | 16260 | 630 | 630 | 0 |  | 0 | 0 | 0 | 0 | 0 | 0 | [6 empty] | 0 | 0 | 0 | 5 | 1938 | 0 | 0 | E | [6 empty] | 0
3 |  | 18895 | 1875 | 3 | IC | 736 |  | SB | 6 | 1938 | FO2 |  |  | FO2 |  |  | 11086 | 736 | 736 | 0 |  | 0 | 0 | 0 | 0 | 0 | 0 | [6 empty] | 0 | 0 | 0 | 5 | 1938 | 0 | 0 | E | [6 empty] | 0
3 |  | 18895 | 1875 | 4 | IC | 980 |  | SB | 88 | 1947 | FO2 |  |  | FO2 |  |  | 11920 | 980 | 980 | 0 |  | 0 | 0 | 0 | 0 | 0 | 0 | [6 empty] | 0 | 0 | 0 | 0 | 1947 | 0 | 0 | E | [6 empty] | 0
3 |  | 18895 | 1875 | 5 | IC | 1550 |  | SB | 10 | 1987 | FO2 |  |  | FO2 |  |  | 0 | 1424 | 1622 | 0 |  | 0 | 0 | 0 | 0 | 0 | 0 | [6 empty] | 0 | 0 | 0 | 10 | 1987 | 0 | 0 |  | E | E |  |  |  |  | 0
3 |  | 18941 | 2944 | 1 | IC | 1000 |  |  | 99 | 1952 |  |  |  | UNK |  |  | 0 | 0 | 0 | 0 | RE | 3 | 1975 | 0 | 0 | 0 | 0 | [6 empty] | 0 | 0 | 0 | 0 | 1952 | 0 | 0 | E | [6 empty] | 0
3 |  | 18941 | 2944 | 2 | IC | 1000 |  |  | 99 | 1953 |  |  |  | UNK |  |  | 0 | 0 | 0 | 0 | RE | 3 | 1975 | 0 | 0 | 0 | 0 | [6 empty] | 0 | 0 | 0 | 0 | 1953 | 0 | 0 | E | [6 empty] | 0
3 |  | 18947 | 8106 | 1 | IC | 1300 |  |  | 4 | 1971 |  |  |  | NG | FO2 |  | 0 | 0 | 0 | 0 | RE | 0 | 0 | 0 | 0 | 0 | 0 | [6 empty] | 0 | 0 | 0 | 0 | 1971 | 0 | 0 | E | [6 empty] | 0
3 |  | 18947 | 8106 | 2 | IC | 1350 | P | SB | 4 | 1971 |  |  |  | NG | FO2 |  | 0 | 1000 | 1000 | 0 |  | 0 | 0 | 0 | 0 | 0 | 0 | [6 empty] | 0 | 0 | 0 | 3 | 1971 | 0 | 0 | E | [6 empty] | 0
3 |  | 18947 | 8106 | 3 | IC | 1350 | P | SB | 4 | 1971 |  |  |  | NG | FO2 |  | 0 | 1000 | 1000 | 0 |  | 0 | 0 | 0 | 0 | 0 | 0 | [6 empty] | 0 | 0 | 0 | 3 | 1971 | 0 | 0 | E | [6 empty] | 0
3 |  | 18947 | 8106 | 4 | IC | 385 | P | SB | 11 | 1955 |  |  |  | FO2 |  |  | 0 | 300 | 300 | 0 |  | 0 | 0 | 0 | 0 | 0 | 0 | [6 empty] | 0 | 0 | 0 | 10 | 1955 | 0 | 0 | E | [6 empty] | 0
3 |  | 18947 | 8106 | 5 | IC | 385 | P | SB | 11 | 1955 |  |  |  | FO2 |  |  | 0 | 300 | 300 | 0 |  | 0 | 0 | 0 | 0 | 0 | 0 | [6 empty] | 0 | 0 | 0 | 10 | 1955 | 0 | 0 | E | [6 empty] | 0
3 |  | 18947 | 8106 | 6 | IC | 0 |  |  | 0 | 0 | [6 empty] | 0 | 0 | 0 | 1250 | PL | 0 | 0 | 6 | 1993 | 6 | 1993 |  |  |  | FO2 |  |  | 1250 | 1250 | 0 | 0 | 0 | 1146 | 1301 | [7 empty] | 0
3 |  | 18947 | 8106 | 7 | IC | 0 |  |  | 0 | 0 | [6 empty] | 0 | 0 | 0 | 1250 | PL | 0 | 0 | 6 | 1993 | 6 | 1993 |  |  |  | FO2 |  |  | 1250 | 1250 | 0 | 0 | 0 | 1146 | 1301 | [7 empty] | 0
3 |  | 18954 | 2309 | 3 | IC | 1000 |  |  | 99 | 1952 |  |  |  | FO2 |  |  | 0 | 0 | 0 | 0 | RE | 0 | 0 | 0 | 0 | 0 | 0 | [6 empty] | 0 | 0 | 0 | 0 | 1952 | 0 | 0 | E | [6 empty] | 0
3 |  | 18954 | 2309 | 240 | IC | 200 | B | SB | 88 | 1936 | FO2 |  |  | FO2 |  |  | 0 | 200 | 200 | 0 |  | 0 | 0 | 0 | 0 | 0 | 0 | [6 empty] | 0 | 0 | 0 | 0 | 1936 | 0 | 0 | E | [6 empty] | 0
3 |  | 18954 | 2309 | 375 | IC | 250 | B | SB | 88 | 1947 | FO2 |  |  | FO2 |  |  | 0 | 250 | 250 | 0 |  | 0 | 0 | 0 | 0 | 0 | 0 | [6 empty] | 0 | 0 | 0 | 0 | 1947 | 0 | 0 | E | [6 empty] | 0
3 |  | 18954 | 2309 | 561 | IC | 400 | B | SB | 88 | 1952 | FO2 |  |  | FO2 |  |  | 0 | 400 | 400 | 0 |  | 0 | 0 | 0 | 0 | 0 | 0 | [6 empty] | 0 | 0 | 0 | 0 | 1952 | 0 | 0 | E | [6 empty] | 0
3 |  | 18997 | 2877 | 1 | ST | 25000 | C | OS | 7 | 1937 | LPG | NG |  | BIT |  |  | 20885 | 25000 | 25000 | 0 |  | 0 | 0 | 0 | 0 | 0 | 0 | [6 empty] | 0 | 0 | 0 | 7 | 1937 | 0 | 0 | [7 empty] | 0
3 |  | 18997 | 2877 | 2 | ST | 72000 | C | OP | 6 | 1951 | NG | LPG |  | BIT |  |  | 11956 | 75000 | 75000 | 0 |  | 0 | 0 | 0 | 0 | 0 | 0 | [6 empty] | 0 | 0 | 0 | 5 | 1951 | 0 | 0 | E | [6 empty] | 0
3 |  | 18997 | 2877 | 4 | ST | 35000 | C | OS | 5 | 1929 | LPG | NG |  | BIT |  |  | 20885 | 45000 | 45000 | 0 |  | 0 | 0 | 0 | 0 | 0 | 0 | [6 empty] | 0 | 0 | 0 | 5 | 1929 | 0 | 0 | [7 empty] | 0
3 |  | 18997 | 2877 | 5 | ST | 72000 | C | SB | 10 | 1941 | NG | LPG |  | BIT |  |  | 18423 | 72000 | 72000 | 0 |  | 0 | 0 | 0 | 0 | 0 | 0 | [6 empty] | 0 | 0 | 0 | 10 | 1941 | 0 | 0 | [7 empty] | 0
3 |  | 18997 | 2877 | 6 | ST | 112500 | C | OP | 2 | 1949 | NG | LPG |  | BIT |  |  | 12477 | 108000 | 108000 | 0 |  | 0 | 0 | 0 | 0 | 0 | 0 | [6 empty] | 0 | 0 | 0 | 2 | 1949 | 0 | 0 | [7 empty] | 0
3 |  | 18997 | 2877 | TOPR | ST | 6000 | P | SB | 12 | 1973 | NG | LPG |  | BIT |  |  | 18423 | 7000 | 7000 | 0 |  | 0 | 0 | 0 | 0 | 0 | 0 | [6 empty] | 0 | 0 | 0 | 12 | 1973 | 0 | 0 | [7 empty] | 0
3 |  | 18997 | 2878 | 1 | ST | 140625 | B | OP | 8 | 1955 | FO2 |  |  | BIT |  |  | 9254 | 132000 | 136000 | 0 |  | 0 | 0 | 0 | 0 | 0 | 0 | [6 empty] | 0 | 0 | 0 | 8 | 1955 | 0 | 0 | [7 empty] | 0
3 |  | 18997 | 2878 | 2 | ST | 140625 | B | OP | 2 | 1959 | FO2 |  |  | BIT |  |  | 9530 | 134000 | 138000 | 0 |  | 0 | 0 | 0 | 0 | 0 | 0 | [6 empty] | 0 | 0 | 0 | 2 | 1959 | 0 | 0 | [7 empty] | 0
3 |  | 18997 | 2878 | 3 | ST | 140625 | B | OP | 5 | 1963 | FO2 |  |  | BIT |  |  | 9262 | 142000 | 142000 | 0 |  | 0 | 0 | 0 | 0 | 0 | 0 | [6 empty] | 0 | 0 | 0 | 5 | 1963 | 0 | 0 | [7 empty] | 0
3 |  | 18997 | 2878 | 4 | ST | 217600 | B | OP | 6 | 1968 | FO2 |  |  | BIT |  |  | 9258 | 213000 | 215000 | 0 |  | 0 | 0 | 0 | 0 | 0 | 0 | [6 empty] | 0 | 0 | 0 | 5 | 1968 | 0 | 0 | [7 empty] | 0
3 |  | 18997 | 2878 | GT1 | GT | 16000 | P | OP | 8 | 1967 | FO2 |  |  | FO2 |  |  | 14875 | 16000 | 17000 | 0 |  | 0 | 0 | 0 | 0 | 0 | 0 | [6 empty] | 0 | 0 | 0 | 8 | 1967 | 0 | 0 | [7 empty] | 0
3 |  | 18997 | 2880 | 1 | GT | 15000 | P | OP | 12 | 1965 | FO2 |  |  | FO2 |  |  | 16675 | 11000 | 14000 | 0 |  | 0 | 0 | 0 | 0 | 0 | 0 | [6 empty] | 0 | 0 | 0 | 12 | 1965 | 0 | 0 | [7 empty] | 0
3 |  | 18997 | 2880 | 2 | GT | 15000 |  | OP | 2 | 1966 | NG | FO2 |  | NG | FO2 |  | 16675 | 11000 | 14000 | 0 |  | 0 | 0 | 0 | 0 | 0 | 0 | [6 empty] | 0 | 0 | 0 | 2 | 1966 | 0 | 0 | [7 empty] | 0
3 |  | 18997 | 2880 | 3 | GT | 15000 | P | OP | 2 | 1966 | NG | FO2 |  | NG | FO2 |  | 16675 | 11000 | 14000 | 0 |  | 0 | 0 | 0 | 0 | 0 | 0 | [6 empty] | 0 | 0 | 0 | 2 | 1966 | 0 | 0 | [7 empty] | 0
3 |  | 18997 | 2881 | 1 | GT | 19000 | P | OP | 2 | 1968 | FO2 |  |  | FO2 |  |  | 15274 | 17000 | 18000 | 0 |  | 0 | 0 | 0 | 0 | 0 | 0 | [6 empty] | 0 | 0 | 0 | 2 | 1968 | 0 | 0 | [7 empty] | 0
3 |  | 18997 | 6149 | 1 | NP | 925226 | B | OP | 11 | 1977 |  |  |  | UR |  |  | 10180 | 873000 | 883000 | 0 |  | 0 | 0 | 0 | 0 | 0 | 0 | [6 empty] | 0 | 0 | 906000 | 4 | 1977 | 0 | 0 | [7 empty] | 0
3 |  | 18997 | 6149 | 2 | NP | 0 |  |  | 0 | 0 | [6 empty] | 0 | 0 | 0 | 962000 | CN | 88 | 1980 | 6 | 1981 | 4 | 1985 |  |  |  | UR |  |  | 0 | 0 | 0 | 0 | 0 | 0 | 0 | [7 empty] | 0
3 |  | 18997 | 6149 | 3 | NP | 0 |  |  | 0 | 0 | [6 empty] | 0 | 0 | 0 | 962000 | CN | 88 | 1980 | 1 | 1983 | 4 | 1987 |  |  |  | UR |  |  | 0 | 0 | 0 | 0 | 0 | 0 | 0 | [7 empty] | 0
3 |  | 19025 | 3002 | 1 | IC | 500 |  |  | 99 | 1929 |  |  |  | NG | FO2 |  | 0 | 0 | 0 | 0 | RE | 99 | 1981 | 0 | 0 | 0 | 0 | [6 empty] | 0 | 0 | 0 | 0 | 1929 | 0 | 0 | E | [6 empty] | 0
3 |  | 19025 | 3002 | 2 | IC | 400 |  |  | 99 | 1929 |  |  |  | NG | FO2 |  | 0 | 0 | 0 | 0 | RE | 99 | 1981 | 0 | 0 | 0 | 0 | [6 empty] | 0 | 0 | 0 | 0 | 1929 | 0 | 0 | E | [6 empty] | 0
3 |  | 19025 | 3002 | 3 | IC | 900 |  |  | 99 | 1949 |  |  |  | NG | FO2 |  | 0 | 0 | 0 | 0 | RE | 99 | 1981 | 0 | 0 | 0 | 0 | [6 empty] | 0 | 0 | 0 | 0 | 1949 | 0 | 0 | E | [6 empty] | 0
3 |  | 19025 | 3002 | 4 | IC | 800 |  |  | 99 | 1953 |  |  |  | NG | FO2 |  | 0 | 0 | 0 | 0 | RE | 99 | 1981 | 0 | 0 | 0 | 0 | [6 empty] | 0 | 0 | 0 | 0 | 1953 | 0 | 0 | E | [6 empty] | 0
3 |  | 19025 | 3002 | 5 | IC | 1500 |  |  | 99 | 1961 |  |  |  | NG | FO2 |  | 0 | 0 | 0 | 0 | RE | 99 | 1981 | 0 | 0 | 0 | 0 | [6 empty] | 0 | 0 | 0 | 0 | 1961 | 0 | 0 | E | [6 empty] | 0
3 |  | 19025 | 3002 | 6 | IC | 2800 |  |  | 99 | 1965 |  |  |  | NG | FO2 |  | 0 | 0 | 0 | 0 | RE | 99 | 1981 | 0 | 0 | 0 | 0 | [6 empty] | 0 | 0 | 0 | 0 | 1965 | 0 | 0 | E | [6 empty] | 0
3 |  | 19062 | 1192 | 1 | IC | 100 |  |  | 88 | 1958 |  |  |  | FO2 |  |  | 0 | 0 | 0 | 100 | RE | 6 | 1984 | 0 | 0 | 0 | 0 | [6 empty] | 0 | 0 | 0 | 0 | 1958 | 0 | 0 | E | [6 empty] | 0
3 |  | 19062 | 1192 | 2 | IC | 200 |  |  | 88 | 1960 |  |  |  | FO2 |  |  | 0 | 0 | 0 | 200 | RE | 6 | 1984 | 0 | 0 | 0 | 0 | [6 empty] | 0 | 0 | 0 | 0 | 1960 | 0 | 0 | E | [6 empty] | 0
3 |  | 19062 | 1192 | 3 | IC | 1100 |  | SB | 88 | 1963 | FO2 |  |  | FO2 | NG |  | 0 | 1000 | 1050 | 0 |  | 0 | 0 | 0 | 0 | 0 | 0 | [6 empty] | 0 | 0 | 0 | 0 | 1963 | 0 | 0 | E | [6 empty] | 0
3 |  | 19062 | 1192 | 4 | IC | 1100 |  | SB | 88 | 1963 | FO2 |  |  | FO2 | NG |  | 0 | 1000 | 1050 | 0 |  | 0 | 0 | 0 | 0 | 0 | 0 | [6 empty] | 0 | 0 | 0 | 0 | 1963 | 0 | 0 | E | [6 empty] | 0
3 |  | 19062 | 1192 | 5 | IC | 600 |  | SB | 88 | 1970 | FO2 |  |  | FO2 |  |  | 0 | 500 | 550 | 0 |  | 0 | 0 | 0 | 0 | 0 | 0 | [6 empty] | 0 | 0 | 0 | 0 | 1970 | 0 | 0 | E | [6 empty] | 0
3 |  | 19062 | 1192 | 6 | IC | 1300 |  | SB | 88 | 1972 | FO2 |  |  | FO2 | NG |  | 0 | 1250 | 1300 | 0 |  | 0 | 0 | 0 | 0 | 0 | 0 | [6 empty] | 0 | 0 | 0 | 0 | 1972 | 0 | 0 | E | [6 empty] | 0
3 |  | 19108 | 6377 | 1 | IC | 1000 |  |  | 99 | 1952 |  |  |  | UNK |  |  | 0 | 0 | 0 | 0 | RE | 0 | 0 | 0 | 0 | 0 | 0 | [6 empty] | 0 | 0 | 0 | 0 | 1952 | 0 | 0 | E | [6 empty] | 0
3 |  | 19108 | 6377 | 2 | IC | 1000 |  |  | 99 | 1958 |  |  |  | UNK |  |  | 0 | 0 | 0 | 0 | RE | 0 | 0 | 0 | 0 | 0 | 0 | [6 empty] | 0 | 0 | 0 | 0 | 1958 | 0 | 0 | E | [6 empty] | 0
3 |  | 19108 | 6377 | 3 | IC | 1000 |  |  | 8 | 1963 |  |  |  | UNK |  |  | 0 | 0 | 0 | 0 | RE | 0 | 0 | 0 | 0 | 0 | 0 | [6 empty] | 0 | 0 | 0 | 0 | 1963 | 0 | 0 | E | [6 empty] | 0
3 |  | 19108 | 6377 | IC1 | IC | 1200 | C |  | 5 | 1979 | FO1 |  |  | FO1 |  |  | 13745 | 1200 | 1200 | 0 | RE | 6 | 1990 | 0 | 0 | 0 | 0 | [6 empty] | 0 | 0 | 0 | 4 | 1979 | 0 | 0 | E | [6 empty] | 0
3 |  | 19125 | 1857 | 1 | HC | 400 | B | OP | 88 | 1921 | WAT |  |  | WAT |  |  | 0 | 250 | 250 | 0 |  | 0 | 0 | 0 | 0 | 0 | 0 | [6 empty] | 0 | 0 | 0 | 0 | 1921 | 0 | 0 | E | [6 empty] | 0
3 |  | 19125 | 1857 | 2 | HC | 300 | B | OP | 88 | 1921 | WAT |  |  | WAT |  |  | 0 | 230 | 230 | 0 |  | 0 | 0 | 0 | 0 | 0 | 0 | [6 empty] | 0 | 0 | 0 | 0 | 1921 | 0 | 0 | E | [6 empty] | 0
3 |  | 19125 | 1859 | 1 | ST | 2500 | C | SB | 88 | 1946 | BIT |  |  | BIT |  |  | 15500 | 3000 | 3000 | 0 |  | 0 | 0 | 0 | 0 | 0 | 0 | [6 empty] | 0 | 0 | 0 | 0 | 1946 | 0 | 0 | E | [6 empty] | 0
3 |  | 19125 | 1859 | 2 | ST | 5000 |  | SB | 88 | 1950 | BIT |  |  | BIT |  |  | 15500 | 6000 | 6000 | 0 |  | 0 | 0 | 0 | 0 | 0 | 0 | [6 empty] | 0 | 0 | 0 | 0 | 1950 | 0 | 0 | E | [6 empty] | 0
3 |  | 19125 | 1859 | 3 | ST | 7500 |  | SB | 88 | 1954 | BIT |  |  | BIT |  |  | 15500 | 9000 | 9000 | 0 |  | 0 | 0 | 0 | 0 | 0 | 0 | [6 empty] | 0 | 0 | 0 | 0 | 1954 | 0 | 0 | E | [6 empty] | 0
3 |  | 19125 | 1859 | 4 | ST | 16500 |  | OP | 88 | 1968 | BIT |  |  | BIT |  |  | 12000 | 14000 | 14000 | 0 |  | 0 | 0 | 0 | 0 | 0 | 0 | [6 empty] | 0 | 0 | 0 | 0 | 1968 | 0 | 0 | E | [6 empty] | 0
3 |  | 19125 | 4248 | 3 | HC | 375 | B | OP | 10 | 1984 |  |  |  | WAT |  |  | 0 | 200 | 200 | 0 |  | 0 | 0 | 0 | 0 | 0 | 0 | [6 empty] | 0 | 0 | 0 | 7 | 1984 | 0 | 0 | E | [6 empty] | 0
3 |  | 19125 | 4248 | 4 | HC | 375 | B | OP | 10 | 1984 |  |  |  | WAT |  |  | 0 | 200 | 200 | 0 |  | 0 | 0 | 0 | 0 | 0 | 0 | [6 empty] | 0 | 0 | 0 | 7 | 1984 | 0 | 0 | E | [6 empty] | 0
3 |  | 19125 | 4249 | HC1 | HC | 1000 |  | OP | 11 | 1985 |  |  |  | WAT |  |  | 0 | 850 | 800 | 0 |  | 0 | 0 | 10 | 1985 | 10 | 1985 | [6 empty] | 0 | 0 | 0 | 8 | 1985 | 0 | 0 | E | [6 empty] | 0
3 |  | 19125 | 4250 | HC1 | HC | 500 |  | OP | 11 | 1985 |  |  |  | WAT |  |  | 0 | 450 | 400 | 0 |  | 0 | 0 | 10 | 1985 | 10 | 1985 | [6 empty] | 0 | 0 | 0 | 8 | 1985 | 0 | 0 | E | [6 empty] | 0
3 |  | 19150 | 698 | 1 | IC | 2750 | P | OP | 6 | 1974 | FO2 |  |  | FO2 |  |  | 10000 | 2750 | 2750 | 0 |  | 0 | 0 | 0 | 0 | 0 | 0 | [6 empty] | 0 | 0 | 0 | 5 | 1974 | 0 | 0 | E | [6 empty] | 0
3 |  | 19150 | 698 | 2 | IC | 2750 | P | OP | 6 | 1974 | FO2 |  |  | FO2 |  |  | 10000 | 2750 | 2750 | 0 |  | 0 | 0 | 0 | 0 | 0 | 0 | [6 empty] | 0 | 0 | 0 | 5 | 1974 | 0 | 0 | E | [6 empty] | 0
3 |  | 19150 | 698 | 3 | IC | 2750 | P | OP | 6 | 1974 | FO2 |  |  | FO2 |  |  | 10000 | 2750 | 2750 | 0 |  | 0 | 0 | 0 | 0 | 0 | 0 | [6 empty] | 0 | 0 | 0 | 5 | 1974 | 0 | 0 | E | [6 empty] | 0
3 |  | 19150 | 698 | 4 | IC | 2750 | P | OP | 6 | 1974 | FO2 |  |  | FO2 |  |  | 10000 | 2750 | 2750 | 0 |  | 0 | 0 | 0 | 0 | 0 | 0 | [6 empty] | 0 | 0 | 0 | 5 | 1974 | 0 | 0 | E | [6 empty] | 0
3 |  | 19150 | 698 | 5 | IC | 2750 | P | OP | 6 | 1975 | FO2 |  |  | FO2 |  |  | 10000 | 2750 | 2750 | 0 |  | 0 | 0 | 0 | 0 | 0 | 0 | [6 empty] | 0 | 0 | 0 | 5 | 1975 | 0 | 0 | E | [6 empty] | 0
3 |  | 19150 | 698 | R3 | IC | 1000 |  |  | 99 | 1937 |  |  |  | FO2 | NG |  | 0 | 0 | 0 | 0 | RE | 0 | 0 | 0 | 0 | 0 | 0 | [6 empty] | 0 | 0 | 0 | 0 | 1937 | 0 | 0 | E | [6 empty] | 0
3 |  | 19150 | 2163 | 1 | IC | 400 |  | OP | 88 | 1937 | FO2 |  |  | FO2 |  |  | 10500 | 300 | 300 | 0 |  | 0 | 0 | 0 | 0 | 0 | 0 | [6 empty] | 0 | 0 | 0 | 0 | 1937 | 0 | 0 | E | [6 empty] | 0
3 |  | 19150 | 2163 | 2 | IC | 400 |  | OP | 88 | 1937 | FO2 |  |  | FO2 |  |  | 0 | 300 | 300 | 0 |  | 0 | 0 | 0 | 0 | 0 | 0 | [6 empty] | 0 | 0 | 0 | 0 | 1937 | 0 | 0 | E | [6 empty] | 0
3 |  | 19150 | 2163 | 4 | IC | 1000 |  | OP | 88 | 1945 | FO2 |  |  | FO2 |  |  | 0 | 900 | 900 | 0 |  | 0 | 0 | 0 | 0 | 0 | 0 | [6 empty] | 0 | 0 | 0 | 0 | 1945 | 0 | 0 | E | [6 empty] | 0
3 |  | 19150 | 2163 | 5 | IC | 1100 |  | OP | 88 | 1948 | FO2 |  |  | FO2 | NG |  | 0 | 1000 | 1000 | 0 |  | 0 | 0 | 0 | 0 | 0 | 0 | [6 empty] | 0 | 0 | 0 | 0 | 1948 | 0 | 0 | E | [6 empty] | 0
3 |  | 19150 | 2163 | 6 | IC | 1300 |  | OP | 88 | 1958 | FO2 |  |  | FO2 | NG |  | 0 | 1200 | 1200 | 0 |  | 0 | 0 | 0 | 0 | 0 | 0 | [6 empty] | 0 | 0 | 0 | 0 | 1958 | 0 | 0 | E | [6 empty] | 0
3 |  | 19150 | 2163 | 7 | IC | 1000 |  | OP | 88 | 1966 | FO2 |  |  | FO2 | NG |  | 0 | 900 | 900 | 0 |  | 0 | 0 | 0 | 0 | 0 | 0 | [6 empty] | 0 | 0 | 0 | 0 | 1966 | 0 | 0 | E | [6 empty] | 0
3 |  | 19204 | 511 | 1 | ST | 3750 | C | OP | 5 | 1950 | BIT |  |  | BIT |  |  | 20000 | 3800 | 3800 | 0 |  | 0 | 0 | 0 | 0 | 0 | 0 | [6 empty] | 0 | 0 | 0 | 4 | 1950 | 0 | 0 | E | [6 empty] | 0
3 |  | 19204 | 511 | 2 | ST | 3750 | C | SB | 5 | 1950 | FO2 |  |  | NG | FO2 |  | 15000 | 3800 | 3800 | 0 |  | 0 | 0 | 0 | 0 | 0 | 0 | [6 empty] | 0 | 0 | 0 | 4 | 1950 | 0 | 0 | E | [6 empty] | 0
3 |  | 19204 | 511 | 3 | IC | 1900 | C | SB | 5 | 1966 | FO2 |  |  | NG | FO2 |  | 13000 | 1900 | 1900 | 0 |  | 0 | 0 | 0 | 0 | 0 | 0 | [6 empty] | 0 | 0 | 0 | 4 | 1966 | 0 | 0 | E | [6 empty] | 0
3 |  | 19204 | 511 | 4 | IC | 1900 | C | SB | 5 | 1966 | FO2 |  |  | NG | FO2 |  | 13000 | 1900 | 1999 | 0 |  | 0 | 0 | 0 | 0 | 0 | 0 | [6 empty] | 0 | 0 | 0 | 4 | 1966 | 0 | 0 | E |  | E |  |  |  |  | 0
3 |  | 19237 | 2015 | 1 | IC | 200 | C | OP | 9 | 1938 | FO2 |  |  | FO2 | NG |  | 963 | 200 | 200 | 0 |  | 0 | 0 | 0 | 0 | 0 | 0 | [6 empty] | 0 | 0 | 0 | 8 | 1938 | 0 | 0 | E | [6 empty] | 0
3 |  | 19237 | 2015 | 2 | IC | 200 | C | OP | 9 | 1938 | FO2 |  |  | FO2 | NG |  | 963 | 200 | 200 | 0 |  | 0 | 0 | 0 | 0 | 0 | 0 | [6 empty] | 0 | 0 | 0 | 8 | 1938 | 0 | 0 | E | [6 empty] | 0
3 |  | 19237 | 2015 | 3 | IC | 2277 | C | OP | 8 | 1975 | FO2 |  |  | FO2 | NG |  | 983 | 2000 | 2000 | 0 |  | 0 | 0 | 0 | 0 | 0 | 0 | [6 empty] | 0 | 0 | 0 | 7 | 1975 | 0 | 0 | E | [6 empty] | 0
3 |  | 19237 | 2015 | 4 | IC | 700 |  | OP | 99 | 1954 | FO2 |  |  | FO2 | NG |  | 1010 | 700 | 700 | 0 |  | 0 | 0 | 0 | 0 | 0 | 0 | [6 empty] | 0 | 0 | 0 | 0 | 1954 | 0 | 0 | E | [6 empty] | 0
3 |  | 19237 | 2015 | 5 | IC | 800 | C | OP | 99 | 1961 | FO2 |  |  | FO2 | NG |  | 990 | 800 | 800 | 0 |  | 0 | 0 | 0 | 0 | 0 | 0 | [6 empty] | 0 | 0 | 0 | 0 | 1961 | 0 | 0 | E | [6 empty] | 0
3 |  | 19264 | 3619 | 1 | IC | 400 |  |  | 88 | 1949 |  |  |  | NG | FO2 |  | 0 | 0 | 0 | 400 | RE | 12 | 1984 | 0 | 0 | 0 | 0 | [6 empty] | 0 | 0 | 0 | 0 | 1949 | 0 | 0 | E | [6 empty] | 0
3 |  | 19264 | 3619 | 2 | IC | 400 |  | SB | 88 | 1949 | FO2 |  |  | NG | FO2 |  | 13702 | 300 | 350 | 0 |  | 0 | 0 | 0 | 0 | 0 | 0 | [6 empty] | 0 | 0 | 0 | 0 | 1949 | 0 | 0 | E | [6 empty] | 0
3 |  | 19264 | 3619 | 3 | IC | 500 |  |  | 88 | 1946 |  |  |  | NG | FO2 |  | 0 | 0 | 0 | 500 | RE | 12 | 1984 | 0 | 0 | 0 | 0 | [6 empty] | 0 | 0 | 0 | 0 | 1946 | 0 | 0 | E | [6 empty] | 0
3 |  | 19264 | 3619 | 4 | IC | 400 |  |  | 99 | 1929 |  |  |  | NG | FO2 |  | 0 | 0 | 0 | 0 | RE | 0 | 0 | 0 | 0 | 0 | 0 | [6 empty] | 0 | 0 | 0 | 0 | 1929 | 0 | 0 | E | [6 empty] | 0
3 |  | 19264 | 3619 | 5 | IC | 1000 |  | SB | 88 | 1953 | FO2 |  |  | NG | FO2 |  | 13702 | 900 | 1000 | 0 |  | 0 | 0 | 0 | 0 | 0 | 0 | [6 empty] | 0 | 0 | 0 | 0 | 1953 | 0 | 0 | E | [6 empty] | 0
3 |  | 19264 | 3619 | 6 | IC | 1100 |  | SB | 88 | 1957 | FO2 |  |  | NG | FO2 |  | 13702 | 750 | 900 | 0 |  | 0 | 0 | 0 | 0 | 0 | 0 | [6 empty] | 0 | 0 | 0 | 0 | 1957 | 0 | 0 | [7 empty] | 0
3 |  | 19264 | 3619 | 7 | IC | 1100 |  | SB | 88 | 1957 | FO2 |  |  | NG | FO2 |  | 13702 | 750 | 900 | 0 |  | 0 | 0 | 0 | 0 | 0 | 0 | [6 empty] | 0 | 0 | 0 | 0 | 1957 | 0 | 0 | E | [6 empty] | 0
3 |  | 19264 | 3619 | 8 | IC | 1800 |  | SB | 88 | 1963 | FO2 |  |  | NG | FO2 |  | 13702 | 1200 | 1600 | 0 |  | 0 | 0 | 0 | 0 | 0 | 0 | [6 empty] | 0 | 0 | 0 | 0 | 1963 | 0 | 0 | E | [6 empty] | 0
3 |  | 19264 | 3619 | 9 | IC | 1800 |  | SB | 88 | 1963 | FO2 |  |  | NG | FO2 |  | 13702 | 1200 | 1600 | 0 |  | 0 | 0 | 0 | 0 | 0 | 0 | [6 empty] | 0 | 0 | 0 | 0 | 1963 | 0 | 0 | E | [6 empty] | 0
3 |  | 19264 | 3619 | 10 | IC | 1700 |  | SB | 88 | 1971 | FO2 |  |  | NG | FO2 |  | 13702 | 1500 | 1700 | 0 |  | 0 | 0 | 0 | 0 | 0 | 0 | [6 empty] | 0 | 0 | 0 | 0 | 1971 | 0 | 0 | E | [6 empty] | 0
3 |  | 19264 | 3619 | 11 | IC | 4800 |  | SB | 88 | 1974 | FO2 |  |  | NG | FO2 |  | 13702 | 3500 | 4500 | 0 |  | 0 | 0 | 0 | 0 | 0 | 0 | [6 empty] | 0 | 0 | 0 | 0 | 1974 | 0 | 0 | E | [6 empty] | 0
3 |  | 19264 | 3619 | 12 | IC | 3000 |  | SB | 88 | 1979 | FO2 |  |  | NG |  |  | 12611 | 2400 | 2500 | 0 |  | 0 | 0 | 0 | 0 | 0 | 0 | [6 empty] | 0 | 0 | 0 | 0 | 1979 | 0 | 0 | E | [6 empty] | 0
3 |  | 19282 | 161 | 1 | HC | 1100 | B | OP | 7 | 1980 |  |  |  | WAT |  |  | 0 | 1100 | 1037 | 0 |  | 0 | 0 | 0 | 0 | 0 | 0 | [6 empty] | 0 | 0 | 0 | 7 | 1980 | 0 | 0 |  |  | E |  |  |  |  | 0
3 |  | 19282 | 161 | 2 | HC | 1100 | B | OP | 7 | 1980 |  |  |  | WAT |  |  | 0 | 1100 | 1037 | 0 |  | 0 | 0 | 0 | 0 | 0 | 0 | [6 empty] | 0 | 0 | 0 | 7 | 1980 | 0 | 0 |  |  | E |  |  |  |  | 0
3 |  | 19282 | 161 | 3 | HC | 1100 | B | OP | 7 | 1980 |  |  |  | WAT |  |  | 0 | 1100 | 1037 | 0 |  | 0 | 0 | 0 | 0 | 0 | 0 | [6 empty] | 0 | 0 | 0 | 7 | 1980 | 0 | 0 |  |  | E |  |  |  |  | 0
3 |  | 19282 | 162 | 1 | HC | 550 | B | OP | 9 | 1979 |  |  |  | WAT |  |  | 0 | 550 | 509 | 0 |  | 0 | 0 | 0 | 0 | 0 | 0 | [6 empty] | 0 | 0 | 0 | 9 | 1979 | 0 | 0 |  |  | E |  |  |  |  | 0
3 |  | 19282 | 162 | 2 | HC | 550 | B | OP | 9 | 1979 |  |  |  | WAT |  |  | 0 | 550 | 509 | 0 |  | 0 | 0 | 0 | 0 | 0 | 0 | [6 empty] | 0 | 0 | 0 | 9 | 1979 | 0 | 0 |  |  | E |  |  |  |  | 0
3 |  | 19282 | 439 | 1 | HC | 45505 | C | OP | 5 | 1971 |  |  |  | WAT |  |  | 0 | 55000 | 55000 | 0 |  | 0 | 0 | 0 | 0 | 0 | 0 | [6 empty] | 0 | 0 | 0 | 12 | 1970 | 0 | 0 | [7 empty] | 0
3 |  | 19282 | 439 | 2 | HC | 45505 | C | OP | 5 | 1971 |  |  |  | WAT |  |  | 0 | 55000 | 55000 | 0 |  | 0 | 0 | 0 | 0 | 0 | 0 | [6 empty] | 0 | 0 | 0 | 1 | 1971 | 0 | 0 | [7 empty] | 0
3 |  | 19282 | 439 | 3 | HC | 45505 | C | OP | 5 | 1971 |  |  |  | WAT |  |  | 0 | 55000 | 55000 | 0 |  | 0 | 0 | 0 | 0 | 0 | 0 | [6 empty] | 0 | 0 | 0 | 3 | 1971 | 0 | 0 | [7 empty] | 0
3 |  | 19282 | 439 | 4 | HC | 34380 | C | OP | 4 | 1989 |  |  |  | WAT |  |  | 0 | 38200 | 38200 | 0 |  | 0 | 0 | 1 | 1988 | 0 | 0 | [6 empty] | 0 | 0 | 0 | 3 | 1989 | 0 | 0 | [7 empty] | 0
3 |  | 19282 | 440 | 1 | HC | 1229 | C | OP | 12 | 1924 |  |  |  | WAT |  |  | 0 | 1000 | 1000 | 0 |  | 0 | 0 | 0 | 0 | 0 | 0 | [6 empty] | 0 | 0 | 0 | 12 | 1924 | 0 | 0 | [7 empty] | 0
3 |  | 19282 | 440 | 2 | HC | 3375 |  | OP | 12 | 1924 |  |  |  | WAT |  |  | 0 | 3500 | 1000 | 0 |  | 0 | 0 | 0 | 0 | 0 | 0 | [6 empty] | 0 | 0 | 0 | 12 | 1924 | 0 | 0 | [7 empty] | 0
3 |  | 19282 | 489 | 1 | HC | 4427 | B | OP | 11 | 1983 |  |  |  | WAT |  |  | 0 | 5500 | 4327 | 0 |  | 0 | 0 | 0 | 0 | 0 | 0 | [6 empty] | 0 | 0 | 0 | 10 | 1983 | 0 | 0 |  |  | E |  |  |  |  | 0
3 |  | 19282 | 500 | 1 | HC | 0 |  |  | 0 | 0 | [6 empty] | 0 | 0 | 0 | 200 | CN | 99 | 9999 | 3 | 1982 | 9 | 1984 |  |  |  | WAT |  |  | 0 | 0 | 0 | 0 | 0 | 179 | 0 | [7 empty] | 0
3 |  | 19282 | 4256 | 1 | GT | 24950 |  | OP | 4 | 1986 |  |  |  | NG | FO2 |  | 12300 | 23500 | 24950 | 0 |  | 0 | 0 | 4 | 1986 | 4 | 1986 | [6 empty] | 0 | 0 | 0 | 12 | 1985 | 0 | 0 | [7 empty] | 0
3 |  | 19282 | 4256 | 2 | GT | 24950 |  | OP | 4 | 1986 |  |  |  | NG | FO2 |  | 12300 | 23500 | 24950 | 0 |  | 0 | 0 | 4 | 1986 | 4 | 1986 | [6 empty] | 0 | 0 | 0 | 1 | 1986 | 0 | 0 | [7 empty] | 0
3 |  | 19282 | 7315 | 1 | CS | 0 |  |  | 0 | 0 | [6 empty] | 0 | 0 | 0 | 49500 | PL | 0 | 0 | 1 | 1995 | 1 | 1995 |  |  |  | NG |  |  | 49500 | 49500 | 0 | 0 | 0 | 42037 | 45981 | [7 empty] | 0
3 |  | 19321 | 2016 | 1 | ST | 2500 |  |  | 6 | 1948 | NG | BIT |  | NG | BIT |  | 0 | 0 | 0 | 0 | RE | 10 | 1976 | 0 | 0 | 0 | 0 | [6 empty] | 0 | 0 | 0 | 0 | 1948 | 0 | 0 | E | [6 empty] | 0
3 |  | 19321 | 2016 | 2 | ST | 3500 |  |  | 6 | 1953 | NG | BIT |  | NG | BIT |  | 0 | 2000 | 2000 | 0 | RE | 12 | 1989 | 0 | 0 | 0 | 0 | [6 empty] | 0 | 0 | 0 | 5 | 1953 | 0 | 0 | E | [6 empty] | 0
3 |  | 19321 | 2016 | 3 | IC | 2000 |  | SB | 3 | 1972 | FO2 | NG |  | FO2 | NG |  | 0 | 2000 | 2000 | 0 |  | 0 | 0 | 0 | 0 | 0 | 0 | [6 empty] | 0 | 0 | 0 | 2 | 1972 | 0 | 0 | E | [6 empty] | 0
3 |  | 19324 | 4138 | 1 | IC | 100 |  |  | 99 | 1932 |  |  |  | PET |  |  | 0 | 0 | 0 | 0 | RE | 99 | 1979 | 0 | 0 | 0 | 0 | [6 empty] | 0 | 0 | 0 | 0 | 1932 | 0 | 0 | E | [6 empty] | 0
3 |  | 19332 | 2017 | 1 | IC | 200 |  |  | 88 | 1927 |  |  |  | FO2 |  |  | 0 | 1 | 1 | 0 | RE | 1 | 1980 | 0 | 0 | 0 | 0 | [6 empty] | 0 | 0 | 0 | 0 | 1927 | 0 | 0 | E | [6 empty] | 0
3 |  | 19332 | 2017 | 2 | IC | 200 |  |  | 88 | 1936 |  |  |  | FO2 |  |  | 0 | 1 | 1 | 0 | RE | 1 | 1980 | 0 | 0 | 0 | 0 | [6 empty] | 0 | 0 | 0 | 0 | 1936 | 0 | 0 | E | [6 empty] | 0
3 |  | 19332 | 2017 | 3 | IC | 400 |  |  | 88 | 1950 |  |  |  | FO2 |  |  | 0 | 1 | 1 | 0 | RE | 1 | 1980 | 0 | 0 | 0 | 0 | [6 empty] | 0 | 0 | 0 | 0 | 1950 | 0 | 0 | E | [6 empty] | 0
3 |  | 19332 | 2017 | 4 | IC | 500 |  |  | 88 | 1947 |  |  |  | FO2 |  |  | 0 | 1 | 1 | 0 | RE | 1 | 1980 | 0 | 0 | 0 | 0 | [6 empty] | 0 | 0 | 0 | 0 | 1947 | 0 | 0 | E | [6 empty] | 0
3 |  | 19333 | 3374 | 1 | IC | 1000 |  | SB | 88 | 1938 | FO2 |  |  | FO2 |  |  | 0 | 915 | 1035 | 0 |  | 0 | 0 | 0 | 0 | 0 | 0 | [6 empty] | 0 | 0 | 0 | 0 | 1938 | 0 | 0 | E | E | E |  |  |  |  | 0
3 |  | 19333 | 3374 | 2 | IC | 1000 |  | SB | 88 | 1929 | FO2 |  |  | FO2 |  |  | 0 | 915 | 1035 | 0 |  | 0 | 0 | 0 | 0 | 0 | 0 | [6 empty] | 0 | 0 | 0 | 0 | 1929 | 0 | 0 | E | E | E |  |  |  |  | 0
3 |  | 19333 | 3374 | 3 | IC | 1000 |  | SB | 88 | 1949 | FO2 |  |  | FO2 |  |  | 0 | 915 | 1035 | 0 |  | 0 | 0 | 0 | 0 | 0 | 0 | [6 empty] | 0 | 0 | 0 | 0 | 1949 | 0 | 0 | E | E | E |  |  |  |  | 0
3 | A531 | 19375 | 754 | 1 | HC | 66000 |  | OP | 99 | 1962 |  |  |  | WAT |  |  | 0 | 239000 | 208000 | 0 |  | 0 | 0 | 0 | 0 | 0 | 0 | [6 empty] | 0 | 0 | 0 | 0 | 1962 | 0 | 0 | E | [6 empty] | 0
3 | A531 | 19375 | 754 | 2 | HC | 66000 |  | OP | 4 | 1962 |  |  |  | WAT |  |  | 0 | 0 | 0 | 0 |  | 0 | 0 | 0 | 0 | 0 | 0 | [6 empty] | 0 | 0 | 0 | 0 | 1962 | 0 | 0 | E | [6 empty] | 0
3 | A531 | 19375 | 754 | 3 | HC | 66000 |  | OP | 99 | 1962 |  |  |  | WAT |  |  | 0 | 0 | 0 | 0 |  | 0 | 0 | 0 | 0 | 0 | 0 | [6 empty] | 0 | 0 | 0 | 0 | 1962 | 0 | 0 | E | [6 empty] | 0
3 | A531 | 19375 | 754 | 4 | HC | 66000 |  | OP | 99 | 1962 |  |  |  | WAT |  |  | 0 | 0 | 0 | 0 |  | 0 | 0 | 0 | 0 | 0 | 0 | [6 empty] | 0 | 0 | 0 | 0 | 1962 | 0 | 0 | E | [6 empty] | 0
3 | A531 | 19375 | 754 | 5 | HC | 80000 |  | OP | 11 | 1983 |  |  |  | WAT |  |  | 0 | 0 | 0 | 0 |  | 0 | 0 | 0 | 0 | 0 | 0 | [6 empty] | 0 | 0 | 0 | 0 | 1983 | 0 | 0 | E | [6 empty] | 0
3 | A529 | 19375 | 3323 | 1 | HC | 40000 |  | OP | 99 | 1953 |  |  |  | WAT |  |  | 0 | 176000 | 175000 | 0 |  | 0 | 0 | 0 | 0 | 0 | 0 | [6 empty] | 0 | 0 | 0 | 0 | 1953 | 0 | 0 | E | [6 empty] | 0
3 | A529 | 19375 | 3323 | 2 | HC | 40000 |  | OP | 1 | 1953 |  |  |  | WAT |  |  | 0 | 0 | 0 | 0 |  | 0 | 0 | 0 | 0 | 0 | 0 | [6 empty] | 0 | 0 | 0 | 0 | 1953 | 0 | 0 | E | [6 empty] | 0
3 | A529 | 19375 | 3323 | 3 | HC | 40000 |  | OP | 99 | 1953 |  |  |  | WAT |  |  | 0 | 0 | 0 | 0 |  | 0 | 0 | 0 | 0 | 0 | 0 | [6 empty] | 0 | 0 | 0 | 0 | 1953 | 0 | 0 | E | [6 empty] | 0
3 | A529 | 19375 | 3323 | 4 | HC | 40000 |  | OP | 99 | 1953 |  |  |  | WAT |  |  | 0 | 0 | 0 | 0 |  | 0 | 0 | 0 | 0 | 0 | 0 | [6 empty] | 0 | 0 | 0 | 0 | 1953 | 0 | 0 | E | [6 empty] | 0
3 | A529 | 19375 | 3323 | 5 | HC | 40000 |  | OP | 99 | 1954 |  |  |  | WAT |  |  | 0 | 0 | 0 | 0 |  | 0 | 0 | 0 | 0 | 0 | 0 | [6 empty] | 0 | 0 | 0 | 0 | 1954 | 0 | 0 | E | [6 empty] | 0
3 | A529 | 19375 | 3323 | 6 | HC | 40000 |  | OP | 99 | 1954 |  |  |  | WAT |  |  | 0 | 0 | 0 | 0 |  | 0 | 0 | 0 | 0 | 0 | 0 | [6 empty] | 0 | 0 | 0 | 0 | 1954 | 0 | 0 | E | [6 empty] | 0
3 | A529 | 19375 | 3323 | 7 | HC | 40000 |  | OP | 99 | 1954 |  |  |  | WAT |  |  | 0 | 0 | 0 | 0 |  | 0 | 0 | 0 | 0 | 0 | 0 | [6 empty] | 0 | 0 | 0 | 0 | 1954 | 0 | 0 | E | [6 empty] | 0
3 |  | 19375 | 6132 | 1 | HC | 75000 |  | OP | 1 | 1985 | WAT |  |  | WAT |  |  | 0 | 86250 | 86250 | 0 |  | 0 | 0 | 7 | 1982 | 0 | 0 | [6 empty] | 0 | 0 | 0 | 12 | 1984 | 0 | 0 | [7 empty] | 0
3 |  | 19375 | 6132 | 2 | HC | 75000 |  | OP | 2 | 1985 | WAT |  |  | WAT |  |  | 0 | 86250 | 86250 | 0 |  | 0 | 0 | 7 | 1982 | 0 | 0 | [6 empty] | 0 | 0 | 0 | 1 | 1985 | 0 | 0 | [7 empty] | 0
3 |  | 19375 | 6132 | 3 | HC | 75000 |  | OP | 7 | 1985 | WAT |  |  | WAT |  |  | 0 | 86250 | 86250 | 0 |  | 0 | 0 | 0 | 0 | 0 | 0 | [6 empty] | 0 | 0 | 0 | 4 | 1985 | 0 | 0 | E | [6 empty] | 0
3 |  | 19375 | 6132 | 4 | HC | 75000 |  | OP | 1 | 1986 | WAT |  |  | WAT |  |  | 0 | 86250 | 86250 | 0 |  | 0 | 0 | 7 | 1982 | 0 | 0 | [6 empty] | 0 | 0 | 0 | 11 | 1985 | 0 | 0 | [7 empty] | 0
3 |  | 19375 | 6132 | 5 | HR | 0 |  |  | 0 | 0 | [6 empty] | 0 | 0 | 0 | 75000 | CO | 0 | 0 | 2 | 1986 | 1 | 1992 | AP |  |  | WAT |  |  | 86250 | 86250 | 0 | 0 | 0 | 76360 | 174064 | [6 empty] | TS | 75000
3 |  | 19375 | 6132 | 6 | HR | 0 |  |  | 0 | 0 | [6 empty] | 0 | 0 | 0 | 75000 | CO | 0 | 0 | 5 | 1986 | 3 | 1992 | AP |  |  | WAT |  |  | 86250 | 86250 | 0 | 0 | 0 | 76360 | 174064 | [6 empty] | TS | 75000
3 |  | 19375 | 6132 | 7 | HR | 0 |  |  | 0 | 0 | [6 empty] | 0 | 0 | 0 | 75000 | CO | 0 | 0 | 8 | 1986 | 5 | 1992 | AP |  |  | WAT |  |  | 86250 | 86250 | 0 | 0 | 0 | 76360 | 174064 | [7 empty] | 0
3 |  | 19375 | 6132 | 8 | HR | 0 |  |  | 0 | 0 | [6 empty] | 0 | 0 | 0 | 75000 | CO | 0 | 0 | 11 | 1986 | 7 | 1992 | AP |  |  | WAT |  |  | 86250 | 86250 | 0 | 0 | 0 | 76360 | 174064 | [7 empty] | 0
3 |  | 19379 | 6507 | 1 | HC | 2500 | C | OP | 88 | 1942 |  |  |  | WAT |  |  | 0 | 2100 | 2408 | 0 |  | 0 | 0 | 0 | 0 | 0 | 0 | [6 empty] | 0 | 0 | 0 | 0 | 1942 | 0 | 0 | E |  | E |  |  |  |  | 0
3 |  | 19379 | 6508 | 1 | HC | 900 | C | OP | 88 | 1932 |  |  |  | WAT |  |  | 0 | 590 | 844 | 0 |  | 0 | 0 | 0 | 0 | 0 | 0 | [6 empty] | 0 | 0 | 0 | 0 | 1932 | 0 | 0 | E |  | E |  |  |  |  | 0
3 |  | 19379 | 6508 | 2 | HC | 900 |  | OP | 88 | 1932 |  |  |  | WAT |  |  | 0 | 540 | 844 | 0 |  | 0 | 0 | 0 | 0 | 0 | 0 | [6 empty] | 0 | 0 | 0 | 0 | 1932 | 0 | 0 | E |  | E |  |  |  |  | 0
3 |  | 19390 | 3176 | 1 | ST | 23000 |  |  | 99 | 1959 |  |  |  | ANT |  |  | 0 | 0 | 0 | 0 | RE | 12 | 1974 | 0 | 0 | 0 | 0 | [6 empty] | 0 | 0 | 0 | 0 | 1959 | 0 | 0 | E | [6 empty] | 0
3 |  | 19390 | 3176 | 3 | ST | 49998 | B | OP | 9 | 1959 | FO2 |  |  | ANT |  |  | 13626 | 48000 | 48000 | 0 | RT | 12 | 2004 | 0 | 0 | 0 | 0 | [6 empty] | 0 | 0 | 0 | 8 | 1959 | 0 | 0 | E | [6 empty] | 0
3 | A098 | 19400 | 840 | 1 | HC | 90000 |  | OP | 6 | 1975 |  |  |  | WAT |  |  | 0 | 460000 | 460000 | 0 |  | 0 | 0 | 0 | 0 | 0 | 0 | [6 empty] | 0 | 0 | 0 | 0 | 1975 | 0 | 0 | E | [6 empty] | 0
3 | A098 | 19400 | 840 | 2 | HC | 90000 |  | OP | 9 | 1975 |  |  |  | WAT |  |  | 0 | 0 | 0 | 0 |  | 0 | 0 | 0 | 0 | 0 | 0 | [6 empty] | 0 | 0 | 0 | 0 | 1975 | 0 | 0 | E | [6 empty] | 0
3 | A098 | 19400 | 840 | 3 | HC | 220000 |  | OP | 9 | 1974 |  |  |  | WAT |  |  | 0 | 0 | 0 | 0 |  | 0 | 0 | 0 | 0 | 0 | 0 | [6 empty] | 0 | 0 | 0 | 0 | 1974 | 0 | 0 | E | [6 empty] | 0
3 | A091 | 19400 | 851 | 1 | HC | 14000 |  | OP | 5 | 1955 |  |  |  | WAT |  |  | 0 | 40000 | 17000 | 0 |  | 0 | 0 | 0 | 0 | 0 | 0 | [6 empty] | 0 | 0 | 0 | 0 | 1955 | 0 | 0 | E | [6 empty] | 0
3 | A091 | 19400 | 851 | 2 | HC | 14000 |  | OP | 6 | 1955 |  |  |  | WAT |  |  | 0 | 0 | 0 | 0 |  | 0 | 0 | 0 | 0 | 0 | 0 | [6 empty] | 0 | 0 | 0 | 0 | 1955 | 0 | 0 | E | [6 empty] | 0
3 | A091 | 19400 | 851 | 3 | HC | 14000 |  | OP | 9 | 1955 |  |  |  | WAT |  |  | 0 | 0 | 0 | 0 |  | 0 | 0 | 0 | 0 | 0 | 0 | [6 empty] | 0 | 0 | 0 | 0 | 1955 | 0 | 0 | E | [6 empty] | 0
3 |  | 19400 | 3074 | 1 | HC | 18000 |  | OP | 88 | 1954 |  |  |  | WAT |  |  | 0 | 21000 | 21000 | 0 |  | 0 | 0 | 0 | 0 | 0 | 0 | [6 empty] | 0 | 0 | 0 | 0 | 1954 | 0 | 0 | E | [6 empty] | 0
3 | A092 | 19400 | 3075 | 1 | HC | 43200 |  | OP | 7 | 1938 |  |  |  | WAT |  |  | 0 | 1182000 | 1182000 | 0 |  | 0 | 0 | 0 | 0 | 0 | 0 | [6 empty] | 0 | 0 | 0 | 0 | 1938 | 0 | 0 | E | [6 empty] | 0
3 | A092 | 19400 | 3075 | 2 | HC | 59599 |  | OP | 8 | 1938 |  |  |  | WAT |  |  | 0 | 0 | 0 | 0 |  | 0 | 0 | 0 | 0 | 0 | 0 | [6 empty] | 0 | 0 | 0 | 0 | 1938 | 0 | 0 | E | [6 empty] | 0
3 | A092 | 19400 | 3075 | 3 | HC | 54000 |  | OP | 1 | 1941 |  |  |  | WAT |  |  | 0 | 0 | 0 | 0 |  | 0 | 0 | 0 | 0 | 0 | 0 | [6 empty] | 0 | 0 | 0 | 0 | 1941 | 0 | 0 | E | [6 empty] | 0
3 | A092 | 19400 | 3075 | 4 | HC | 54000 |  | OP | 2 | 1941 |  |  |  | WAT |  |  | 0 | 0 | 0 | 0 |  | 0 | 0 | 0 | 0 | 0 | 0 | [6 empty] | 0 | 0 | 0 | 0 | 1941 | 0 | 0 | E | [6 empty] | 0
3 | A092 | 19400 | 3075 | 5 | HC | 54000 |  | OP | 10 | 1941 |  |  |  | WAT |  |  | 0 | 0 | 0 | 0 |  | 0 | 0 | 0 | 0 | 0 | 0 | [6 empty] | 0 | 0 | 0 | 0 | 1941 | 0 | 0 | E | [6 empty] | 0
3 | A092 | 19400 | 3075 | 6 | HC | 54000 |  | OP | 6 | 1942 |  |  |  | WAT |  |  | 0 | 0 | 0 | 0 |  | 0 | 0 | 0 | 0 | 0 | 0 | [6 empty] | 0 | 0 | 0 | 0 | 1942 | 0 | 0 | E | [6 empty] | 0
3 | A092 | 19400 | 3075 | 7 | HC | 54000 |  | OP | 4 | 1943 |  |  |  | WAT |  |  | 0 | 0 | 0 | 0 |  | 0 | 0 | 0 | 0 | 0 | 0 | [6 empty] | 0 | 0 | 0 | 0 | 1943 | 0 | 0 | E | [6 empty] | 0
3 | A092 | 19400 | 3075 | 8 | HC | 54000 |  | OP | 7 | 1943 |  |  |  | WAT |  |  | 0 | 0 | 0 | 0 |  | 0 | 0 | 0 | 0 | 0 | 0 | [6 empty] | 0 | 0 | 0 | 0 | 1943 | 0 | 0 | E | [6 empty] | 0
3 | A092 | 19400 | 3075 | 9 | HC | 54000 |  | OP | 10 | 1943 |  |  |  | WAT |  |  | 0 | 0 | 0 | 0 |  | 0 | 0 | 0 | 0 | 0 | 0 | [6 empty] | 0 | 0 | 0 | 0 | 1943 | 0 | 0 | E | [6 empty] | 0
3 | A093 | 19400 | 3075 | F1 | HC | 13100 |  | OP | 1 | 1982 |  |  |  | WAT |  |  | 0 | 30000 | 30000 | 0 |  | 0 | 0 | 0 | 0 | 0 | 0 | [6 empty] | 0 | 0 | 0 | 0 | 1982 | 0 | 0 | E | [6 empty] | 0
3 | A093 | 19400 | 3075 | F2 | HC | 13100 |  | OP | 11 | 1981 |  |  |  | WAT |  |  | 0 | 0 | 0 | 0 |  | 0 | 0 | 0 | 0 | 0 | 0 | [6 empty] | 0 | 0 | 0 | 0 | 1981 | 0 | 0 | E | [6 empty] | 0
3 | A092 | 19400 | 3075 | 10 | HC | 54000 |  | OP | 1 | 1944 |  |  |  | WAT |  |  | 0 | 0 | 0 | 0 |  | 0 | 0 | 0 | 0 | 0 | 0 | [6 empty] | 0 | 0 | 0 | 0 | 1944 | 0 | 0 | E | [6 empty] | 0
3 | A092 | 19400 | 3075 | 11 | HC | 66500 |  | OP | 10 | 1982 |  |  |  | WAT |  |  | 0 | 0 | 0 | 0 |  | 0 | 0 | 0 | 0 | 0 | 0 | [6 empty] | 0 | 0 | 0 | 0 | 1982 | 0 | 0 | E | [6 empty] | 0
3 | A092 | 19400 | 3075 | 12 | HC | 66500 |  | OP | 10 | 1982 |  |  |  | WAT |  |  | 0 | 0 | 0 | 0 |  | 0 | 0 | 0 | 0 | 0 | 0 | [6 empty] | 0 | 0 | 0 | 0 | 1982 | 0 | 0 | E | [6 empty] | 0
3 | A092 | 19400 | 3075 | 13 | HC | 66500 |  | OP | 10 | 1982 |  |  |  | WAT |  |  | 0 | 0 | 0 | 0 |  | 0 | 0 | 0 | 0 | 0 | 0 | [6 empty] | 0 | 0 | 0 | 0 | 1982 | 0 | 0 | E | [6 empty] | 0
3 | A092 | 19400 | 3075 | 14 | HC | 66500 |  | OP | 6 | 1982 |  |  |  | WAT |  |  | 0 | 0 | 0 | 0 |  | 0 | 0 | 0 | 0 | 0 | 0 | [6 empty] | 0 | 0 | 0 | 0 | 1982 | 0 | 0 | E | [6 empty] | 0
3 | A092 | 19400 | 3075 | 15 | HC | 66500 |  | OP | 3 | 1982 |  |  |  | WAT |  |  | 0 | 0 | 0 | 0 |  | 0 | 0 | 0 | 0 | 0 | 0 | [6 empty] | 0 | 0 | 0 | 0 | 1982 | 0 | 0 | E | [6 empty] | 0
3 | A092 | 19400 | 3075 | 16 | HC | 66500 |  | OP | 12 | 1981 |  |  |  | WAT |  |  | 0 | 0 | 0 | 0 |  | 0 | 0 | 0 | 0 | 0 | 0 | [6 empty] | 0 | 0 | 0 | 0 | 1981 | 0 | 0 | E | [6 empty] | 0
3 | A092 | 19400 | 3075 | 17 | HC | 66500 |  | OP | 9 | 1981 |  |  |  | WAT |  |  | 0 | 0 | 0 | 0 |  | 0 | 0 | 0 | 0 | 0 | 0 | [6 empty] | 0 | 0 | 0 | 0 | 1981 | 0 | 0 | E | [6 empty] | 0
3 | A092 | 19400 | 3075 | 18 | HC | 66500 |  | OP | 5 | 1981 |  |  |  | WAT |  |  | 0 | 0 | 0 | 0 |  | 0 | 0 | 0 | 0 | 0 | 0 | [6 empty] | 0 | 0 | 0 | 0 | 1981 | 0 | 0 | E | [6 empty] | 0
3 | A095 | 19400 | 3076 | 1 | HC | 13000 |  | OP | 4 | 1964 |  |  |  | WAT |  |  | 0 | 29000 | 23000 | 0 |  | 0 | 0 | 0 | 0 | 0 | 0 | [6 empty] | 0 | 0 | 0 | 0 | 1964 | 0 | 0 | E | [6 empty] | 0
3 | A095 | 19400 | 3076 | 2 | HC | 13000 |  | OP | 3 | 1964 |  |  |  | WAT |  |  | 0 | 0 | 0 | 0 |  | 0 | 0 | 0 | 0 | 0 | 0 | [6 empty] | 0 | 0 | 0 | 0 | 1964 | 0 | 0 | E | [6 empty] | 0
3 | A097 | 19400 | 3077 | 1 | HC | 50000 |  | OP | 11 | 1953 |  |  |  | WAT |  |  | 0 | 115000 | 100000 | 0 |  | 0 | 0 | 0 | 0 | 0 | 0 | [6 empty] | 0 | 0 | 0 | 0 | 1953 | 0 | 0 | E | [6 empty] | 0
3 | A097 | 19400 | 3077 | 2 | HC | 50000 |  | OP | 7 | 1953 |  |  |  | WAT |  |  | 0 | 0 | 0 | 0 |  | 0 | 0 | 0 | 0 | 0 | 0 | [6 empty] | 0 | 0 | 0 | 0 | 1953 | 0 | 0 | E | [6 empty] | 0
3 |  | 19400 | 3078 | 1 | HC | 15000 |  | OP | 6 | 1955 |  |  |  | WAT |  |  | 0 | 17000 | 17000 | 0 |  | 0 | 0 | 0 | 0 | 0 | 0 | [6 empty] | 0 | 0 | 0 | 3 | 1955 | 0 | 0 | E | [6 empty] | 0
3 | A100 | 19400 | 3080 | 1 | HC | 40000 |  | OP | 7 | 1967 |  |  |  | WAT |  |  | 0 | 92000 | 76000 | 0 |  | 0 | 0 | 0 | 0 | 0 | 0 | [6 empty] | 0 | 0 | 0 | 0 | 1967 | 0 | 0 | E | [6 empty] | 0
3 | A100 | 19400 | 3080 | 2 | HC | 40000 |  | OP | 7 | 1967 |  |  |  | WAT |  |  | 0 | 0 | 0 | 0 |  | 0 | 0 | 0 | 0 | 0 | 0 | [6 empty] | 0 | 0 | 0 | 0 | 1967 | 0 | 0 | E | [6 empty] | 0
3 | A101 | 19400 | 3081 | 1 | HC | 15000 |  | OP | 2 | 1962 |  |  |  | WAT |  |  | 0 | 35000 | 31000 | 0 |  | 0 | 0 | 0 | 0 | 0 | 0 | [6 empty] | 0 | 0 | 0 | 0 | 1962 | 0 | 0 | E | [6 empty] | 0
3 | A101 | 19400 | 3081 | 2 | HC | 15000 |  | OP | 2 | 1962 |  |  |  | WAT |  |  | 0 | 0 | 0 | 0 |  | 0 | 0 | 0 | 0 | 0 | 0 | [6 empty] | 0 | 0 | 0 | 0 | 1962 | 0 | 0 | E | [6 empty] | 0
3 | A103 | 19400 | 3082 | 1 | HC | 135000 |  | OP | 8 | 1968 |  |  |  | WAT |  |  | 0 | 2484000 | 2484000 | 0 |  | 0 | 0 | 0 | 0 | 0 | 0 | [6 empty] | 0 | 0 | 0 | 0 | 1968 | 0 | 0 | E | [6 empty] | 0
3 | A103 | 19400 | 3082 | 2 | HC | 135000 |  | OP | 9 | 1968 |  |  |  | WAT |  |  | 0 | 0 | 0 | 0 |  | 0 | 0 | 0 | 0 | 0 | 0 | [6 empty] | 0 | 0 | 0 | 0 | 1968 | 0 | 0 | E | [6 empty] | 0
3 | A103 | 19400 | 3082 | 3 | HC | 135000 |  | OP | 11 | 1968 |  |  |  | WAT |  |  | 0 | 0 | 0 | 0 |  | 0 | 0 | 0 | 0 | 0 | 0 | [6 empty] | 0 | 0 | 0 | 0 | 1968 | 0 | 0 | E | [6 empty] | 0
3 | A103 | 19400 | 3082 | 4 | HC | 135000 |  | OP | 12 | 1968 |  |  |  | WAT |  |  | 0 | 0 | 0 | 0 |  | 0 | 0 | 0 | 0 | 0 | 0 | [6 empty] | 0 | 0 | 0 | 0 | 1968 | 0 | 0 | E | [6 empty] | 0
3 | A103 | 19400 | 3082 | 5 | HC | 135000 |  | OP | 2 | 1969 |  |  |  | WAT |  |  | 0 | 0 | 0 | 0 |  | 0 | 0 | 0 | 0 | 0 | 0 | [6 empty] | 0 | 0 | 0 | 0 | 1969 | 0 | 0 | E | [6 empty] | 0
3 | A103 | 19400 | 3082 | 6 | HC | 135000 |  | OP | 3 | 1969 |  |  |  | WAT |  |  | 0 | 0 | 0 | 0 |  | 0 | 0 | 0 | 0 | 0 | 0 | [6 empty] | 0 | 0 | 0 | 0 | 1969 | 0 | 0 | E | [6 empty] | 0
3 | A103 | 19400 | 3082 | 7 | HC | 135000 |  | OP | 4 | 1969 |  |  |  | WAT |  |  | 0 | 0 | 0 | 0 |  | 0 | 0 | 0 | 0 | 0 | 0 | [6 empty] | 0 | 0 | 0 | 0 | 1969 | 0 | 0 | E | [6 empty] | 0
3 | A103 | 19400 | 3082 | 8 | HC | 135000 |  | OP | 6 | 1969 |  |  |  | WAT |  |  | 0 | 0 | 0 | 0 |  | 0 | 0 | 0 | 0 | 0 | 0 | [6 empty] | 0 | 0 | 0 | 0 | 1969 | 0 | 0 | E | [6 empty] | 0
3 | A103 | 19400 | 3082 | 9 | HC | 135000 |  | OP | 8 | 1969 |  |  |  | WAT |  |  | 0 | 0 | 0 | 0 |  | 0 | 0 | 0 | 0 | 0 | 0 | [6 empty] | 0 | 0 | 0 | 0 | 1969 | 0 | 0 | E | [6 empty] | 0
3 | A103 | 19400 | 3082 | 10 | HC | 135000 |  | OP | 9 | 1969 |  |  |  | WAT |  |  | 0 | 0 | 0 | 0 |  | 0 | 0 | 0 | 0 | 0 | 0 | [6 empty] | 0 | 0 | 0 | 0 | 1969 | 0 | 0 | E | [6 empty] | 0
3 | A103 | 19400 | 3082 | 11 | HC | 135000 |  | OP | 3 | 1970 |  |  |  | WAT |  |  | 0 | 0 | 0 | 0 |  | 0 | 0 | 0 | 0 | 0 | 0 | [6 empty] | 0 | 0 | 0 | 0 | 1970 | 0 | 0 | E | [6 empty] | 0
3 | A103 | 19400 | 3082 | 12 | HC | 135000 |  | OP | 5 | 1970 |  |  |  | WAT |  |  | 0 | 0 | 0 | 0 |  | 0 | 0 | 0 | 0 | 0 | 0 | [6 empty] | 0 | 0 | 0 | 0 | 1970 | 0 | 0 | E | [6 empty] | 0
3 | A103 | 19400 | 3082 | 13 | HC | 135000 |  | OP | 12 | 1970 |  |  |  | WAT |  |  | 0 | 0 | 0 | 0 |  | 0 | 0 | 0 | 0 | 0 | 0 | [6 empty] | 0 | 0 | 0 | 0 | 1970 | 0 | 0 | E | [6 empty] | 0
3 | A103 | 19400 | 3082 | 14 | HC | 135000 |  | OP | 1 | 1971 |  |  |  | WAT |  |  | 0 | 0 | 0 | 0 |  | 0 | 0 | 0 | 0 | 0 | 0 | [6 empty] | 0 | 0 | 0 | 0 | 1971 | 0 | 0 | E | [6 empty] | 0
3 | A103 | 19400 | 3082 | 15 | HC | 135000 |  | OP | 10 | 1971 |  |  |  | WAT |  |  | 0 | 0 | 0 | 0 |  | 0 | 0 | 0 | 0 | 0 | 0 | [6 empty] | 0 | 0 | 0 | 0 | 1971 | 0 | 0 | E | [6 empty] | 0
3 | A103 | 19400 | 3082 | 16 | HC | 135000 |  | OP | 12 | 1971 |  |  |  | WAT |  |  | 0 | 0 | 0 | 0 |  | 0 | 0 | 0 | 0 | 0 | 0 | [6 empty] | 0 | 0 | 0 | 0 | 1971 | 0 | 0 | E | [6 empty] | 0
3 | A106 | 19400 | 3083 | 1 | HC | 40000 |  | OP | 5 | 1955 |  |  |  | WAT |  |  | 0 | 138000 | 84000 | 0 |  | 0 | 0 | 0 | 0 | 0 | 0 | [6 empty] | 0 | 0 | 0 | 0 | 1955 | 0 | 0 | E | [6 empty] | 0
3 | A106 | 19400 | 3083 | 2 | HC | 40000 |  | OP | 3 | 1955 |  |  |  | WAT |  |  | 0 | 0 | 0 | 0 |  | 0 | 0 | 0 | 0 | 0 | 0 | [6 empty] | 0 | 0 | 0 | 0 | 1955 | 0 | 0 | E | [6 empty] | 0
3 | A106 | 19400 | 3083 | 3 | HC | 40000 |  | OP | 1 | 1955 |  |  |  | WAT |  |  | 0 | 0 | 0 | 0 |  | 0 | 0 | 0 | 0 | 0 | 0 | [6 empty] | 0 | 0 | 0 | 0 | 1955 | 0 | 0 | E | [6 empty] | 0
3 | A110 | 19400 | 3084 | 1 | HC | 70000 |  | OP | 12 | 1953 |  |  |  | WAT |  |  | 0 | 1127000 | 1127000 | 0 |  | 0 | 0 | 0 | 0 | 0 | 0 | [6 empty] | 0 | 0 | 0 | 0 | 1953 | 0 | 0 | E | [6 empty] | 0
3 | A110 | 19400 | 3084 | 2 | HC | 70000 |  | OP | 1 | 1954 |  |  |  | WAT |  |  | 0 | 0 | 0 | 0 |  | 0 | 0 | 0 | 0 | 0 | 0 | [6 empty] | 0 | 0 | 0 | 0 | 1954 | 0 | 0 | E | [6 empty] | 0
3 | A110 | 19400 | 3084 | 3 | HC | 70000 |  | OP | 5 | 1954 |  |  |  | WAT |  |  | 0 | 0 | 0 | 0 |  | 0 | 0 | 0 | 0 | 0 | 0 | [6 empty] | 0 | 0 | 0 | 0 | 1954 | 0 | 0 | E | [6 empty] | 0
3 | A110 | 19400 | 3084 | 4 | HC | 70000 |  | OP | 7 | 1954 |  |  |  | WAT |  |  | 0 | 0 | 0 | 0 |  | 0 | 0 | 0 | 0 | 0 | 0 | [6 empty] | 0 | 0 | 0 | 0 | 1954 | 0 | 0 | E | [6 empty] | 0
3 | A110 | 19400 | 3084 | 5 | HC | 70000 |  | OP | 10 | 1954 |  |  |  | WAT |  |  | 0 | 0 | 0 | 0 |  | 0 | 0 | 0 | 0 | 0 | 0 | [6 empty] | 0 | 0 | 0 | 0 | 1954 | 0 | 0 | E | [6 empty] | 0
3 | A110 | 19400 | 3084 | 6 | HC | 70000 |  | OP | 1 | 1955 |  |  |  | WAT |  |  | 0 | 0 | 0 | 0 |  | 0 | 0 | 0 | 0 | 0 | 0 | [6 empty] | 0 | 0 | 0 | 0 | 1955 | 0 | 0 | E | [6 empty] | 0
3 | A110 | 19400 | 3084 | 7 | HC | 70000 |  | OP | 3 | 1955 |  |  |  | WAT |  |  | 0 | 0 | 0 | 0 |  | 0 | 0 | 0 | 0 | 0 | 0 | [6 empty] | 0 | 0 | 0 | 0 | 1955 | 0 | 0 | E | [6 empty] | 0
3 | A110 | 19400 | 3084 | 8 | HC | 70000 |  | OP | 6 | 1955 |  |  |  | WAT |  |  | 0 | 0 | 0 | 0 |  | 0 | 0 | 0 | 0 | 0 | 0 | [6 empty] | 0 | 0 | 0 | 0 | 1955 | 0 | 0 | E | [6 empty] | 0
3 | A110 | 19400 | 3084 | 9 | HC | 70000 |  | OP | 9 | 1956 |  |  |  | WAT |  |  | 0 | 0 | 0 | 0 |  | 0 | 0 | 0 | 0 | 0 | 0 | [6 empty] | 0 | 0 | 0 | 0 | 1956 | 0 | 0 | E | [6 empty] | 0
3 | A110 | 19400 | 3084 | 10 | HC | 70000 |  | OP | 11 | 1955 |  |  |  | WAT |  |  | 0 | 0 | 0 | 0 |  | 0 | 0 | 0 | 0 | 0 | 0 | [6 empty] | 0 | 0 | 0 | 0 | 1955 | 0 | 0 | E | [6 empty] | 0
3 | A110 | 19400 | 3084 | 11 | HC | 70000 |  | OP | 5 | 1956 |  |  |  | WAT |  |  | 0 | 0 | 0 | 0 |  | 0 | 0 | 0 | 0 | 0 | 0 | [6 empty] | 0 | 0 | 0 | 0 | 1956 | 0 | 0 | E | [6 empty] | 0
3 | A110 | 19400 | 3084 | 12 | HC | 70000 |  | OP | 5 | 1956 |  |  |  | WAT |  |  | 0 | 0 | 0 | 0 |  | 0 | 0 | 0 | 0 | 0 | 0 | [6 empty] | 0 | 0 | 0 | 0 | 1956 | 0 | 0 | E | [6 empty] | 0
3 | A110 | 19400 | 3084 | 13 | HC | 70000 |  | OP | 3 | 1957 |  |  |  | WAT |  |  | 0 | 0 | 0 | 0 |  | 0 | 0 | 0 | 0 | 0 | 0 | [6 empty] | 0 | 0 | 0 | 0 | 1957 | 0 | 0 | E | [6 empty] | 0
3 | A110 | 19400 | 3084 | 14 | HC | 80500 |  | OP | 3 | 1957 |  |  |  | WAT |  |  | 0 | 0 | 0 | 0 |  | 0 | 0 | 0 | 0 | 0 | 0 | [6 empty] | 0 | 0 | 0 | 0 | 1957 | 0 | 0 | E | [6 empty] | 0
3 | A096 | 19400 | 3895 | 1 | HC | 78000 |  | OP | 10 | 1957 |  |  |  | WAT |  |  | 0 | 0 | 0 | 0 |  | 0 | 0 | 0 | 0 | 0 | 0 | [6 empty] | 0 | 0 | 0 | 0 | 1957 | 0 | 0 | E | [6 empty] | 0
3 | A096 | 19400 | 3895 | 2 | HC | 78000 |  | OP | 11 | 1957 |  |  |  | WAT |  |  | 0 | 0 | 0 | 0 |  | 0 | 0 | 0 | 0 | 0 | 0 | [6 empty] | 0 | 0 | 0 | 0 | 1957 | 0 | 0 | E | [6 empty] | 0
3 | A096 | 19400 | 3895 | 3 | HC | 78000 |  | OP | 2 | 1958 |  |  |  | WAT |  |  | 0 | 0 | 0 | 0 |  | 0 | 0 | 0 | 0 | 0 | 0 | [6 empty] | 0 | 0 | 0 | 0 | 1958 | 0 | 0 | E | [6 empty] | 0
3 | A096 | 19400 | 3895 | 4 | HC | 78000 |  | OP | 5 | 1958 |  |  |  | WAT |  |  | 0 | 0 | 0 | 0 |  | 0 | 0 | 0 | 0 | 0 | 0 | [6 empty] | 0 | 0 | 0 | 0 | 1958 | 0 | 0 | E | [6 empty] | 0
3 | A096 | 19400 | 3895 | 5 | HC | 78000 |  | OP | 10 | 1958 |  |  |  | WAT |  |  | 0 | 0 | 0 | 0 |  | 0 | 0 | 0 | 0 | 0 | 0 | [6 empty] | 0 | 0 | 0 | 0 | 1958 | 0 | 0 | E | [5 empty] | OP | 89700
3 | A096 | 19400 | 3895 | 6 | HC | 78000 |  | OP | 11 | 1958 |  |  |  | WAT |  |  | 0 | 0 | 0 | 0 |  | 0 | 0 | 0 | 0 | 0 | 0 | [6 empty] | 0 | 0 | 0 | 0 | 1958 | 0 | 0 | E | [6 empty] | 0
3 | A096 | 19400 | 3895 | 7 | HC | 78000 |  | OP | 2 | 1959 |  |  |  | WAT |  |  | 0 | 0 | 0 | 0 |  | 0 | 0 | 0 | 0 | 0 | 0 | [6 empty] | 0 | 0 | 0 | 0 | 1959 | 0 | 0 | E | [6 empty] | 0
3 | A096 | 19400 | 3895 | 8 | HC | 78000 |  | OP | 5 | 1959 |  |  |  | WAT |  |  | 0 | 0 | 0 | 0 |  | 0 | 0 | 0 | 0 | 0 | 0 | [6 empty] | 0 | 0 | 0 | 0 | 1959 | 0 | 0 | E | [6 empty] | 0
3 | A096 | 19400 | 3895 | 9 | HC | 78000 |  | OP | 11 | 1959 |  |  |  | WAT |  |  | 0 | 0 | 0 | 0 |  | 0 | 0 | 0 | 0 | 0 | 0 | [6 empty] | 0 | 0 | 0 | 0 | 1959 | 0 | 0 | E | [6 empty] | 0
3 | A096 | 19400 | 3895 | F1 | HC | 14000 |  | OP | 6 | 1957 |  |  |  | WAT |  |  | 0 | 1946000 | 1946000 | 0 |  | 0 | 0 | 0 | 0 | 0 | 0 | [6 empty] | 0 | 0 | 0 | 0 | 1957 | 0 | 0 | E | [6 empty] | 0
3 | A096 | 19400 | 3895 | F2 | HC | 14000 |  | OP | 7 | 1957 |  |  |  | WAT |  |  | 0 | 0 | 0 | 0 |  | 0 | 0 | 0 | 0 | 0 | 0 | [6 empty] | 0 | 0 | 0 | 0 | 1957 | 0 | 0 | E | [6 empty] | 0
3 | A096 | 19400 | 3895 | 10 | HC | 78000 |  | OP | 11 | 1959 |  |  |  | WAT |  |  | 0 | 0 | 0 | 0 |  | 0 | 0 | 0 | 0 | 0 | 0 | [6 empty] | 0 | 0 | 0 | 0 | 1959 | 0 | 0 | E | [6 empty] | 0
3 | A096 | 19400 | 3895 | 11 | HC | 78000 |  | OP | 2 | 1960 |  |  |  | WAT |  |  | 0 | 0 | 0 | 0 |  | 0 | 0 | 0 | 0 | 0 | 0 | [6 empty] | 0 | 0 | 0 | 0 | 1960 | 0 | 0 | E | [6 empty] | 0
3 | A096 | 19400 | 3895 | 12 | HC | 78000 |  | OP | 5 | 1960 |  |  |  | WAT |  |  | 0 | 0 | 0 | 0 |  | 0 | 0 | 0 | 0 | 0 | 0 | [6 empty] | 0 | 0 | 0 | 0 | 1960 | 0 | 0 | E | [6 empty] | 0
3 | A096 | 19400 | 3895 | 13 | HC | 78000 |  | OP | 8 | 1960 |  |  |  | WAT |  |  | 0 | 0 | 0 | 0 |  | 0 | 0 | 0 | 0 | 0 | 0 | [6 empty] | 0 | 0 | 0 | 0 | 1960 | 0 | 0 | E | [6 empty] | 0
3 | A096 | 19400 | 3895 | 14 | HC | 78000 |  | OP | 11 | 1960 |  |  |  | WAT |  |  | 0 | 0 | 0 | 0 |  | 0 | 0 | 0 | 0 | 0 | 0 | [6 empty] | 0 | 0 | 0 | 0 | 1960 | 0 | 0 | E | [6 empty] | 0
3 | A096 | 19400 | 3895 | 15 | HC | 86000 |  | OP | 2 | 1973 |  |  |  | WAT |  |  | 0 | 0 | 0 | 0 |  | 0 | 0 | 0 | 0 | 0 | 0 | [6 empty] | 0 | 0 | 0 | 0 | 1973 | 0 | 0 | E | [6 empty] | 0
3 | A096 | 19400 | 3895 | 16 | HC | 86000 |  | OP | 2 | 1973 |  |  |  | WAT |  |  | 0 | 0 | 0 | 0 |  | 0 | 0 | 0 | 0 | 0 | 0 | [6 empty] | 0 | 0 | 0 | 0 | 1973 | 0 | 0 | E | [6 empty] | 0
3 | A096 | 19400 | 3895 | 17 | HC | 86000 |  | OP | 3 | 1973 |  |  |  | WAT |  |  | 0 | 0 | 0 | 0 |  | 0 | 0 | 0 | 0 | 0 | 0 | [6 empty] | 0 | 0 | 0 | 0 | 1973 | 0 | 0 | E | [6 empty] | 0
3 | A096 | 19400 | 3895 | 18 | HC | 86000 |  | OP | 3 | 1973 |  |  |  | WAT |  |  | 0 | 0 | 0 | 0 |  | 0 | 0 | 0 | 0 | 0 | 0 | [6 empty] | 0 | 0 | 0 | 0 | 1973 | 0 | 0 | E | [6 empty] | 0
3 | A096 | 19400 | 3895 | 19 | HC | 86000 |  | OP | 5 | 1973 |  |  |  | WAT |  |  | 0 | 0 | 0 | 0 |  | 0 | 0 | 0 | 0 | 0 | 0 | [6 empty] | 0 | 0 | 0 | 0 | 1973 | 0 | 0 | E | [6 empty] | 0
3 | A096 | 19400 | 3895 | 20 | HC | 86000 |  | OP | 6 | 1973 |  |  |  | WAT |  |  | 0 | 0 | 0 | 0 |  | 0 | 0 | 0 | 0 | 0 | 0 | [6 empty] | 0 | 0 | 0 | 0 | 1973 | 0 | 0 | E | [6 empty] | 0
3 | A096 | 19400 | 3895 | 21 | HC | 86000 |  | OP | 11 | 1973 |  |  |  | WAT |  |  | 0 | 0 | 0 | 0 |  | 0 | 0 | 0 | 0 | 0 | 0 | [6 empty] | 0 | 0 | 0 | 0 | 1973 | 0 | 0 | E | [6 empty] | 0
3 | A096 | 19400 | 3895 | 22 | HC | 86000 |  | OP | 12 | 1973 |  |  |  | WAT |  |  | 0 | 0 | 0 | 0 |  | 0 | 0 | 0 | 0 | 0 | 0 | [6 empty] | 0 | 0 | 0 | 0 | 1973 | 0 | 0 | E | [6 empty] | 0
3 | A094 | 19400 | 3921 | 1 | HC | 88270 |  | OP | 10 | 1958 |  |  |  | WAT |  |  | 0 | 2337000 | 2337000 | 0 |  | 0 | 0 | 0 | 0 | 0 | 0 | [6 empty] | 0 | 0 | 0 | 0 | 1958 | 0 | 0 | E | [6 empty] | 0
3 | A094 | 19400 | 3921 | 2 | HC | 88270 |  | OP | 7 | 1958 |  |  |  | WAT |  |  | 0 | 0 | 0 | 0 |  | 0 | 0 | 0 | 0 | 0 | 0 | [6 empty] | 0 | 0 | 0 | 0 | 1958 | 0 | 0 | E | [6 empty] | 0
3 | A094 | 19400 | 3921 | 3 | HC | 88270 |  | OP | 5 | 1958 |  |  |  | WAT |  |  | 0 | 0 | 0 | 0 |  | 0 | 0 | 0 | 0 | 0 | 0 | [6 empty] | 0 | 0 | 0 | 0 | 1958 | 0 | 0 | E | [6 empty] | 0
3 | A094 | 19400 | 3921 | 4 | HC | 88270 |  | OP | 2 | 1958 |  |  |  | WAT |  |  | 0 | 0 | 0 | 0 |  | 0 | 0 | 0 | 0 | 0 | 0 | [6 empty] | 0 | 0 | 0 | 0 | 1958 | 0 | 0 | E | [6 empty] | 0
3 | A094 | 19400 | 3921 | 5 | HC | 88270 |  | OP | 2 | 1957 |  |  |  | WAT |  |  | 0 | 0 | 0 | 0 |  | 0 | 0 | 0 | 0 | 0 | 0 | [6 empty] | 0 | 0 | 0 | 0 | 1957 | 0 | 0 | E | [6 empty] | 0
3 | A094 | 19400 | 3921 | 6 | HC | 88270 |  | OP | 12 | 1956 |  |  |  | WAT |  |  | 0 | 0 | 0 | 0 |  | 0 | 0 | 0 | 0 | 0 | 0 | [6 empty] | 0 | 0 | 0 | 0 | 1956 | 0 | 0 | E | [6 empty] | 0
3 | A094 | 19400 | 3921 | 7 | HC | 88270 |  | OP | 11 | 1956 |  |  |  | WAT |  |  | 0 | 0 | 0 | 0 |  | 0 | 0 | 0 | 0 | 0 | 0 | [6 empty] | 0 | 0 | 0 | 0 | 1956 | 0 | 0 | E | [6 empty] | 0
3 | A094 | 19400 | 3921 | 8 | HC | 88270 |  | OP | 9 | 1956 |  |  |  | WAT |  |  | 0 | 0 | 0 | 0 |  | 0 | 0 | 0 | 0 | 0 | 0 | [6 empty] | 0 | 0 | 0 | 0 | 1956 | 0 | 0 | E | [6 empty] | 0
3 | A094 | 19400 | 3921 | 9 | HC | 88270 |  | OP | 12 | 1955 |  |  |  | WAT |  |  | 0 | 0 | 0 | 0 |  | 0 | 0 | 0 | 0 | 0 | 0 | [6 empty] | 0 | 0 | 0 | 0 | 1955 | 0 | 0 | E | [6 empty] | 0
3 | A094 | 19400 | 3921 | 10 | HC | 88270 |  | OP | 9 | 1955 |  |  |  | WAT |  |  | 0 | 0 | 0 | 0 |  | 0 | 0 | 0 | 0 | 0 | 0 | [6 empty] | 0 | 0 | 0 | 0 | 1955 | 0 | 0 | E | [6 empty] | 0
3 | A094 | 19400 | 3921 | 11 | HC | 88270 |  | OP | 9 | 1955 |  |  |  | WAT |  |  | 0 | 0 | 0 | 0 |  | 0 | 0 | 0 | 0 | 0 | 0 | [6 empty] | 0 | 0 | 0 | 0 | 1955 | 0 | 0 | E | [6 empty] | 0
3 | A094 | 19400 | 3921 | 12 | HC | 88270 |  | OP | 9 | 1955 |  |  |  | WAT |  |  | 0 | 0 | 0 | 0 |  | 0 | 0 | 0 | 0 | 0 | 0 | [6 empty] | 0 | 0 | 0 | 0 | 1955 | 0 | 0 | E | [6 empty] | 0
3 | A094 | 19400 | 3921 | 13 | HC | 88270 |  | OP | 2 | 1957 |  |  |  | WAT |  |  | 0 | 0 | 0 | 0 |  | 0 | 0 | 0 | 0 | 0 | 0 | [6 empty] | 0 | 0 | 0 | 0 | 1957 | 0 | 0 | E | [6 empty] | 0
3 | A094 | 19400 | 3921 | 14 | HC | 88270 |  | OP | 7 | 1957 |  |  |  | WAT |  |  | 0 | 0 | 0 | 0 |  | 0 | 0 | 0 | 0 | 0 | 0 | [6 empty] | 0 | 0 | 0 | 0 | 1957 | 0 | 0 | E | [6 empty] | 0
3 | A094 | 19400 | 3921 | 15 | HC | 88270 |  | OP | 9 | 1957 |  |  |  | WAT |  |  | 0 | 0 | 0 | 0 |  | 0 | 0 | 0 | 0 | 0 | 0 | [6 empty] | 0 | 0 | 0 | 0 | 1957 | 0 | 0 | E | [6 empty] | 0
3 | A094 | 19400 | 3921 | 16 | HC | 88270 |  | OP | 11 | 1957 |  |  |  | WAT |  |  | 0 | 0 | 0 | 0 |  | 0 | 0 | 0 | 0 | 0 | 0 | [6 empty] | 0 | 0 | 0 | 0 | 1957 | 0 | 0 | E | [6 empty] | 0
3 | A094 | 19400 | 3921 | 17 | HC | 95000 |  | OP | 7 | 1977 |  |  |  | WAT |  |  | 0 | 0 | 0 | 0 |  | 0 | 0 | 0 | 0 | 0 | 0 | [6 empty] | 0 | 0 | 0 | 0 | 1977 | 0 | 0 | E | [6 empty] | 0
3 | A094 | 19400 | 3921 | 18 | HC | 95000 |  | OP | 8 | 1977 |  |  |  | WAT |  |  | 0 | 0 | 0 | 0 |  | 0 | 0 | 0 | 0 | 0 | 0 | [6 empty] | 0 | 0 | 0 | 0 | 1977 | 0 | 0 | E | [6 empty] | 0
3 | A094 | 19400 | 3921 | 19 | HC | 95000 |  | OP | 11 | 1977 |  |  |  | WAT |  |  | 0 | 0 | 0 | 0 |  | 0 | 0 | 0 | 0 | 0 | 0 | [6 empty] | 0 | 0 | 0 | 0 | 1977 | 0 | 0 | E | [6 empty] | 0
3 | A094 | 19400 | 3921 | 20 | HC | 95000 |  | OP | 6 | 1978 |  |  |  | WAT |  |  | 0 | 0 | 0 | 0 |  | 0 | 0 | 0 | 0 | 0 | 0 | [6 empty] | 0 | 0 | 0 | 0 | 1978 | 0 | 0 | E | [6 empty] | 0
3 | A094 | 19400 | 3921 | 21 | HC | 95000 |  | OP | 6 | 1978 |  |  |  | WAT |  |  | 0 | 0 | 0 | 0 |  | 0 | 0 | 0 | 0 | 0 | 0 | [6 empty] | 0 | 0 | 0 | 0 | 1978 | 0 | 0 | E | [6 empty] | 0
3 | A094 | 19400 | 3921 | 22 | HC | 95000 |  | OP | 6 | 1978 |  |  |  | WAT |  |  | 0 | 0 | 0 | 0 |  | 0 | 0 | 0 | 0 | 0 | 0 | [6 empty] | 0 | 0 | 0 | 0 | 1978 | 0 | 0 | E | [6 empty] | 0
3 | A094 | 19400 | 3921 | 23 | HC | 95000 |  | OP | 9 | 1978 |  |  |  | WAT |  |  | 0 | 0 | 0 | 0 |  | 0 | 0 | 0 | 0 | 0 | 0 | [6 empty] | 0 | 0 | 0 | 0 | 1978 | 0 | 0 | E | [6 empty] | 0
3 | A094 | 19400 | 3921 | 24 | HC | 95000 |  | OP | 1 | 1979 |  |  |  | WAT |  |  | 0 | 0 | 0 | 0 |  | 0 | 0 | 0 | 0 | 0 | 0 | [6 empty] | 0 | 0 | 0 | 0 | 1979 | 0 | 0 | E | [6 empty] | 0
3 | A094 | 19400 | 3921 | 25 | HC | 95000 |  | OP | 1 | 1979 |  |  |  | WAT |  |  | 0 | 0 | 0 | 0 |  | 0 | 0 | 0 | 0 | 0 | 0 | [6 empty] | 0 | 0 | 0 | 0 | 1979 | 0 | 0 | E | [6 empty] | 0
3 | A094 | 19400 | 3921 | 26 | HC | 95000 |  | OP | 2 | 1979 |  |  |  | WAT |  |  | 0 | 0 | 0 | 0 |  | 0 | 0 | 0 | 0 | 0 | 0 | [6 empty] | 0 | 0 | 0 | 0 | 1979 | 0 | 0 | E | [6 empty] | 0
3 | A094 | 19400 | 3921 | 27 | HC | 95000 |  | OP | 5 | 1979 |  |  |  | WAT |  |  | 0 | 0 | 0 | 0 |  | 0 | 0 | 0 | 0 | 0 | 0 | [6 empty] | 0 | 0 | 0 | 0 | 1979 | 0 | 0 | E | [6 empty] | 0
3 | A102 | 19400 | 3925 | 1 | HC | 90000 |  | OP | 1 | 1962 |  |  |  | WAT |  |  | 0 | 693000 | 693000 | 0 |  | 0 | 0 | 0 | 0 | 0 | 0 | [6 empty] | 0 | 0 | 0 | 0 | 1962 | 0 | 0 | E | [6 empty] | 0
3 | A102 | 19400 | 3925 | 2 | HC | 90000 |  | OP | 3 | 1962 |  |  |  | WAT |  |  | 0 | 0 | 0 | 0 |  | 0 | 0 | 0 | 0 | 0 | 0 | [6 empty] | 0 | 0 | 0 | 0 | 1962 | 0 | 0 | E | [6 empty] | 0
3 | A102 | 19400 | 3925 | 3 | HC | 90000 |  | OP | 3 | 1962 |  |  |  | WAT |  |  | 0 | 0 | 0 | 0 |  | 0 | 0 | 0 | 0 | 0 | 0 | [6 empty] | 0 | 0 | 0 | 0 | 1962 | 0 | 0 | E | [6 empty] | 0
3 | A102 | 19400 | 3925 | 4 | HC | 111000 |  | OP | 12 | 1975 |  |  |  | WAT |  |  | 0 | 0 | 0 | 0 |  | 0 | 0 | 0 | 0 | 0 | 0 | [6 empty] | 0 | 0 | 0 | 0 | 1975 | 0 | 0 | E | [6 empty] | 0
3 | A102 | 19400 | 3925 | 5 | HC | 111000 |  | OP | 12 | 1975 |  |  |  | WAT |  |  | 0 | 0 | 0 | 0 |  | 0 | 0 | 0 | 0 | 0 | 0 | [6 empty] | 0 | 0 | 0 | 0 | 1975 | 0 | 0 | E | [6 empty] | 0
3 | A102 | 19400 | 3925 | 6 | HC | 111000 |  | OP | 2 | 1976 |  |  |  | WAT |  |  | 0 | 0 | 0 | 0 |  | 0 | 0 | 0 | 0 | 0 | 0 | [6 empty] | 0 | 0 | 0 | 0 | 1976 | 0 | 0 | E | [6 empty] | 0
3 | A105 | 19400 | 3926 | 1 | HC | 135000 |  | OP | 4 | 1970 |  |  |  | WAT |  |  | 0 | 932000 | 932000 | 0 |  | 0 | 0 | 0 | 0 | 0 | 0 | [6 empty] | 0 | 0 | 0 | 0 | 1970 | 0 | 0 | E | [6 empty] | 0
3 | A105 | 19400 | 3926 | 2 | HC | 135000 |  | OP | 4 | 1970 |  |  |  | WAT |  |  | 0 | 0 | 0 | 0 |  | 0 | 0 | 0 | 0 | 0 | 0 | [6 empty] | 0 | 0 | 0 | 0 | 1970 | 0 | 0 | E | [6 empty] | 0
3 | A105 | 19400 | 3926 | 3 | HC | 135000 |  | OP | 1 | 1971 |  |  |  | WAT |  |  | 0 | 0 | 0 | 0 |  | 0 | 0 | 0 | 0 | 0 | 0 | [6 empty] | 0 | 0 | 0 | 0 | 1971 | 0 | 0 | E | [6 empty] | 0
3 | A105 | 19400 | 3926 | 4 | HC | 135000 |  | OP | 2 | 1978 |  |  |  | WAT |  |  | 0 | 0 | 0 | 0 |  | 0 | 0 | 0 | 0 | 0 | 0 | [6 empty] | 0 | 0 | 0 | 0 | 1978 | 0 | 0 | E | [6 empty] | 0
3 | A105 | 19400 | 3926 | 5 | HC | 135000 |  | OP | 6 | 1978 |  |  |  | WAT |  |  | 0 | 0 | 0 | 0 |  | 0 | 0 | 0 | 0 | 0 | 0 | [6 empty] | 0 | 0 | 0 | 0 | 1978 | 0 | 0 | E | [6 empty] | 0
3 | A105 | 19400 | 3926 | 6 | HC | 135000 |  | OP | 6 | 1978 |  |  |  | WAT |  |  | 0 | 0 | 0 | 0 |  | 0 | 0 | 0 | 0 | 0 | 0 | [6 empty] | 0 | 0 | 0 | 0 | 1978 | 0 | 0 | E | [6 empty] | 0
3 | A109 | 19400 | 3927 | 1 | HC | 135000 |  | OP | 6 | 1969 |  |  |  | WAT |  |  | 0 | 932000 | 932000 | 0 |  | 0 | 0 | 0 | 0 | 0 | 0 | [6 empty] | 0 | 0 | 0 | 0 | 1969 | 0 | 0 | E | [6 empty] | 0
3 | A109 | 19400 | 3927 | 2 | HC | 135000 |  | OP | 10 | 1969 |  |  |  | WAT |  |  | 0 | 0 | 0 | 0 |  | 0 | 0 | 0 | 0 | 0 | 0 | [6 empty] | 0 | 0 | 0 | 0 | 1969 | 0 | 0 | E | [6 empty] | 0
3 | A109 | 19400 | 3927 | 3 | HC | 135000 |  | OP | 2 | 1970 |  |  |  | WAT |  |  | 0 | 0 | 0 | 0 |  | 0 | 0 | 0 | 0 | 0 | 0 | [6 empty] | 0 | 0 | 0 | 0 | 1970 | 0 | 0 | E | [6 empty] | 0
3 | A109 | 19400 | 3927 | 4 | HC | 135000 |  | OP | 3 | 1979 |  |  |  | WAT |  |  | 0 | 0 | 0 | 0 |  | 0 | 0 | 0 | 0 | 0 | 0 | [6 empty] | 0 | 0 | 0 | 0 | 1979 | 0 | 0 | E | [6 empty] | 0
3 | A109 | 19400 | 3927 | 5 | HC | 135000 |  | OP | 4 | 1979 |  |  |  | WAT |  |  | 0 | 0 | 0 | 0 |  | 0 | 0 | 0 | 0 | 0 | 0 | [6 empty] | 0 | 0 | 0 | 0 | 1979 | 0 | 0 | E | [6 empty] | 0
3 | A109 | 19400 | 3927 | 6 | HC | 135000 |  | OP | 7 | 1979 |  |  |  | WAT |  |  | 0 | 0 | 0 | 0 |  | 0 | 0 | 0 | 0 | 0 | 0 | [6 empty] | 0 | 0 | 0 | 0 | 1979 | 0 | 0 | E | [6 empty] | 0
3 | A104 | 19400 | 6172 | 1 | HC | 105000 |  | OP | 8 | 1975 |  |  |  | WAT |  |  | 0 | 603750 | 565000 | 0 |  | 0 | 0 | 0 | 0 | 0 | 0 | [6 empty] | 0 | 0 | 0 | 0 | 1975 | 0 | 0 | E | [6 empty] | 0
3 | A104 | 19400 | 6172 | 2 | HC | 105000 |  | OP | 10 | 1975 |  |  |  | WAT |  |  | 0 | 0 | 0 | 0 |  | 0 | 0 | 0 | 0 | 0 | 0 | [6 empty] | 0 | 0 | 0 | 0 | 1975 | 0 | 0 | E | [6 empty] | 0
3 | A104 | 19400 | 6172 | 3 | HC | 105000 |  | OP | 1 | 1976 |  |  |  | WAT |  |  | 0 | 0 | 0 | 0 |  | 0 | 0 | 0 | 0 | 0 | 0 | [6 empty] | 0 | 0 | 0 | 0 | 1976 | 0 | 0 | E | [6 empty] | 0
3 | A104 | 19400 | 6172 | 4 | HC | 105000 |  | OP | 4 | 1976 |  |  |  | WAT |  |  | 0 | 0 | 0 | 0 |  | 0 | 0 | 0 | 0 | 0 | 0 | [6 empty] | 0 | 0 | 0 | 0 | 1976 | 0 | 0 | E | [6 empty] | 0
3 | A104 | 19400 | 6172 | 5 | HC | 105000 |  | OP | 9 | 1984 |  |  |  | WAT |  |  | 0 | 0 | 0 | 0 |  | 0 | 0 | 0 | 0 | 0 | 0 | [6 empty] | 0 | 0 | 0 | 0 | 1984 | 0 | 0 | E | [6 empty] | 0
3 |  | 19400 | 6172 | 6 | HC | 0 |  |  | 0 | 0 | [6 empty] | 0 | 0 | 0 | 105000 | CN | 99 | 9999 | 6 | 1977 | 5 | 1984 |  |  |  | WAT |  |  | 0 | 0 | 0 | 0 | 0 | 119000 | 111000 | [7 empty] | 0
3 |  | 19400 | 6172 | 7 | HC | 0 |  |  | 0 | 0 | [6 empty] | 0 | 0 | 0 | 105000 | CN | 99 | 9999 | 9 | 1977 | 5 | 1984 |  |  |  | WAT |  |  | 0 | 0 | 0 | 0 | 0 | 119000 | 111000 | [7 empty] | 0
3 |  | 19400 | 6172 | 8 | HC | 0 |  |  | 0 | 0 | [6 empty] | 0 | 0 | 0 | 105000 | CN | 99 | 9999 | 12 | 1977 | 5 | 1984 |  |  |  | WAT |  |  | 0 | 0 | 0 | 0 | 0 | 119000 | 111000 | [7 empty] | 0
3 |  | 19400 | 6173 | 1 | HC | 0 |  |  | 0 | 0 | [6 empty] | 0 | 0 | 0 | 7000 | CN | 99 | 9999 | 1 | 1983 | 1 | 1984 |  |  |  | WAT |  |  | 0 | 0 | 0 | 0 | 0 | 7000 | 7000 | [7 empty] | 0
3 |  | 19400 | 6173 | 2 | HC | 0 |  |  | 0 | 0 | [6 empty] | 0 | 0 | 0 | 12000 | CN | 99 | 9999 | 4 | 1983 | 3 | 1984 |  |  |  | WAT |  |  | 0 | 0 | 0 | 0 | 0 | 13000 | 12000 | [7 empty] | 0
3 |  | 19400 | 6173 | 3 | HC | 0 |  |  | 0 | 0 | [6 empty] | 0 | 0 | 0 | 12000 | CN | 99 | 9999 | 7 | 1983 | 5 | 1984 |  |  |  | WAT |  |  | 0 | 0 | 0 | 0 | 0 | 13000 | 22000 | [7 empty] | 0
3 |  | 19400 | 6173 | 4 | HC | 0 |  |  | 0 | 0 | [6 empty] | 0 | 0 | 0 | 12000 | CN | 99 | 9999 | 9 | 1983 | 4 | 1984 |  |  |  | WAT |  |  | 0 | 0 | 0 | 0 | 0 | 13000 | 12000 | [7 empty] | 0
3 | A107 | 19400 | 6174 | 1 | HC | 24500 |  | OP | 9 | 1977 |  |  |  | WAT |  |  | 0 | 48000 | 48000 | 0 |  | 0 | 0 | 0 | 0 | 0 | 0 | [6 empty] | 0 | 0 | 0 | 0 | 1977 | 0 | 0 | E | [6 empty] | 0
3 | A107 | 19400 | 6174 | 2 | HC | 24500 |  | OP | 12 | 1977 |  |  |  | WAT |  |  | 0 | 0 | 0 | 0 |  | 0 | 0 | 0 | 0 | 0 | 0 | [6 empty] | 0 | 0 | 0 | 0 | 1977 | 0 | 0 | E | [6 empty] | 0
3 | A108 | 19400 | 6175 | 1 | HC | 135000 |  | OP | 4 | 1975 |  |  |  | WAT |  |  | 0 | 932000 | 932000 | 0 |  | 0 | 0 | 0 | 0 | 0 | 0 | [6 empty] | 0 | 0 | 0 | 0 | 1975 | 0 | 0 | E | [6 empty] | 0
3 | A108 | 19400 | 6175 | 2 | HC | 135000 |  | OP | 5 | 1975 |  |  |  | WAT |  |  | 0 | 0 | 0 | 0 |  | 0 | 0 | 0 | 0 | 0 | 0 | [6 empty] | 0 | 0 | 0 | 0 | 1975 | 0 | 0 | E | [6 empty] | 0
3 | A108 | 19400 | 6175 | 3 | HC | 135000 |  | OP | 6 | 1975 |  |  |  | WAT |  |  | 0 | 0 | 0 | 0 |  | 0 | 0 | 0 | 0 | 0 | 0 | [6 empty] | 0 | 0 | 0 | 0 | 1975 | 0 | 0 | E | [6 empty] | 0
3 | A108 | 19400 | 6175 | 4 | HC | 135000 |  | OP | 2 | 1978 |  |  |  | WAT |  |  | 0 | 0 | 0 | 0 |  | 0 | 0 | 0 | 0 | 0 | 0 | [6 empty] | 0 | 0 | 0 | 0 | 1978 | 0 | 0 | E | [6 empty] | 0
3 | A108 | 19400 | 6175 | 5 | HC | 135000 |  | OP | 4 | 1978 |  |  |  | WAT |  |  | 0 | 0 | 0 | 0 |  | 0 | 0 | 0 | 0 | 0 | 0 | [6 empty] | 0 | 0 | 0 | 0 | 1978 | 0 | 0 | E | [6 empty] | 0
3 | A108 | 19400 | 6175 | 6 | HC | 135000 |  | OP | 4 | 1978 |  |  |  | WAT |  |  | 0 | 0 | 0 | 0 |  | 0 | 0 | 0 | 0 | 0 | 0 | [6 empty] | 0 | 0 | 0 | 0 | 1978 | 0 | 0 | E | [6 empty] | 0
3 | A099 | 19400 | 6552 | 1 | HC | 10000 |  | OP | 9 | 1968 |  |  |  | WAT |  |  | 0 | 23000 | 21000 | 0 |  | 0 | 0 | 0 | 0 | 0 | 0 | [6 empty] | 0 | 0 | 0 | 0 | 1968 | 0 | 0 | E | [6 empty] | 0
3 | A099 | 19400 | 6552 | 2 | HC | 10000 |  | OP | 10 | 1968 |  |  |  | WAT |  |  | 0 | 0 | 0 | 0 |  | 0 | 0 | 0 | 0 | 0 | 0 | [6 empty] | 0 | 0 | 0 | 0 | 1968 | 0 | 0 | E | [6 empty] | 0
3 |  | 19406 | 187 | 1 | HC | 40000 | P | OP | 2 | 1972 | WAT |  |  | WAT |  |  | 0 | 40000 | 40000 | 0 |  | 0 | 0 | 0 | 0 | 0 | 0 | [6 empty] | 0 | 0 | 0 | 11 | 1971 | 0 | 0 | E | [6 empty] | 0
3 |  | 19406 | 187 | 2 | HR | 28000 | P | OP | 2 | 1972 | WAT |  |  | WAT |  |  | 0 | 28000 | 28000 | 0 |  | 0 | 0 | 0 | 0 | 0 | 0 | [6 empty] | 0 | 0 | 0 | 11 | 1971 | 0 | 0 | E | [6 empty] | 0
3 |  | 19406 | 195 | 1 | HC | 8500 | P | OP | 5 | 1950 | WAT |  |  | WAT |  |  | 0 | 8500 | 8500 | 0 |  | 0 | 0 | 0 | 0 | 0 | 0 | [6 empty] | 0 | 0 | 0 | 2 | 1950 | 0 | 0 | E | [6 empty] | 0
3 |  | 19406 | 195 | 2 | HC | 8500 | P | OP | 5 | 1950 | WAT |  |  | WAT |  |  | 0 | 8500 | 8500 | 0 |  | 0 | 0 | 0 | 0 | 0 | 0 | [6 empty] | 0 | 0 | 0 | 2 | 1950 | 0 | 0 | E | [6 empty] | 0
3 |  | 19406 | 195 | 3 | HC | 8500 | P | OP | 9 | 1969 | WAT |  |  | WAT |  |  | 0 | 8500 | 8500 | 0 |  | 0 | 0 | 0 | 0 | 0 | 0 | [6 empty] | 0 | 0 | 0 | 6 | 1969 | 0 | 0 | E | [6 empty] | 0
3 |  | 19406 | 197 | 1 | HC | 37500 | P | OP | 9 | 1955 | WAT |  |  | WAT |  |  | 0 | 37500 | 37500 | 0 |  | 0 | 0 | 0 | 0 | 0 | 0 | [6 empty] | 0 | 0 | 0 | 6 | 1955 | 0 | 0 | E | [6 empty] | 0
3 |  | 19406 | 197 | 2 | HC | 37500 | P | OP | 10 | 1955 | WAT |  |  | WAT |  |  | 0 | 37500 | 37500 | 0 |  | 0 | 0 | 0 | 0 | 0 | 0 | [6 empty] | 0 | 0 | 0 | 7 | 1955 | 0 | 0 | E | [6 empty] | 0
3 |  | 19432 | 1862 | 1 | IC | 300 | C | SB | 88 | 1941 | FO4 |  |  | FO2 |  |  | 0 | 300 | 300 | 0 |  | 0 | 0 | 0 | 0 | 0 | 0 | [6 empty] | 0 | 0 | 0 | 0 | 1941 | 0 | 0 | E | [6 empty] | 0
3 |  | 19432 | 1862 | 2 | IC | 300 | C | SB | 88 | 1941 | FO4 |  |  | FO2 |  |  | 0 | 300 | 300 | 0 |  | 0 | 0 | 0 | 0 | 0 | 0 | [6 empty] | 0 | 0 | 0 | 0 | 1941 | 0 | 0 | E | [6 empty] | 0
3 |  | 19432 | 1862 | 3 | IC | 300 | C | SB | 88 | 1941 | FO4 |  |  | FO2 |  |  | 0 | 300 | 300 | 0 |  | 0 | 0 | 0 | 0 | 0 | 0 | [6 empty] | 0 | 0 | 0 | 0 | 1941 | 0 | 0 | E | [6 empty] | 0
3 |  | 19432 | 1863 | 1 | HC | 250 | C | OP | 88 | 1922 | WAT |  |  | WAT |  |  | 0 | 250 | 250 | 0 |  | 0 | 0 | 0 | 0 | 0 | 0 | [6 empty] | 0 | 0 | 0 | 0 | 1922 | 0 | 0 | E | [6 empty] | 0
3 |  | 19432 | 1863 | 2 | HC | 167 | C | OP | 88 | 1922 | WAT |  |  | WAT |  |  | 0 | 167 | 167 | 0 |  | 0 | 0 | 0 | 0 | 0 | 0 | [6 empty] | 0 | 0 | 0 | 0 | 1922 | 0 | 0 | E | [6 empty] | 0
3 |  | 19436 | 907 | 1 | ST | 34000 |  |  | 99 | 1923 |  |  |  | PET |  |  | 0 | 0 | 0 | 0 | RE | 0 | 0 | 0 | 0 | 0 | 0 | [6 empty] | 0 | 0 | 0 | 0 | 1923 | 0 | 0 | E | [6 empty] | 0
3 |  | 19436 | 907 | 2 | ST | 35000 |  |  | 99 | 1924 |  |  |  | PET |  |  | 0 | 0 | 0 | 0 | RE | 0 | 0 | 0 | 0 | 0 | 0 | [6 empty] | 0 | 0 | 0 | 0 | 1924 | 0 | 0 | E | [6 empty] | 0
3 |  | 19436 | 907 | 3 | ST | 35000 |  |  | 99 | 1925 |  |  |  | PET |  |  | 0 | 0 | 0 | 0 | RE | 0 | 0 | 0 | 0 | 0 | 0 | [6 empty] | 0 | 0 | 0 | 0 | 1925 | 0 | 0 | E | [6 empty] | 0
3 |  | 19436 | 907 | 4 | ST | 50000 |  |  | 99 | 1927 |  |  |  | PET |  |  | 0 | 0 | 0 | 0 | RE | 0 | 0 | 0 | 0 | 0 | 0 | [6 empty] | 0 | 0 | 0 | 0 | 1927 | 0 | 0 | E | [6 empty] | 0
3 |  | 19436 | 907 | 5 | ST | 75000 |  |  | 99 | 1929 |  |  |  | PET |  |  | 0 | 0 | 0 | 0 | RE | 9 | 1976 | 0 | 0 | 0 | 0 | [6 empty] | 0 | 0 | 0 | 0 | 1929 | 0 | 0 | E | [6 empty] | 0
3 |  | 19436 | 907 | 6 | ST | 75000 |  |  | 99 | 1937 |  |  |  | PET |  |  | 0 | 0 | 0 | 0 | RE | 9 | 1976 | 0 | 0 | 0 | 0 | [6 empty] | 0 | 0 | 0 | 0 | 1937 | 0 | 0 | E | [6 empty] | 0
3 |  | 19436 | 911 | 1 | ST | 20000 |  |  | 0 | 1900 |  |  |  | NG |  |  | 0 | 0 | 0 | 0 | RE | 0 | 0 | 0 | 0 | 0 | 0 | [6 empty] | 0 | 0 | 0 | 0 | 1900 | 0 | 0 | E | [6 empty] | 0
3 |  | 19436 | 911 | 2 | ST | 35000 |  |  | 0 | 1900 |  |  |  | NG |  |  | 0 | 0 | 0 | 0 | RE | 0 | 0 | 0 | 0 | 0 | 0 | [6 empty] | 0 | 0 | 0 | 0 | 1900 | 0 | 0 | E | [6 empty] | 0
3 | B052 | 19436 | 913 | 2 | ST | 40000 | P | OP | 5 | 1942 | FO2 | NG |  | FO2 | NG |  | 28095 | 0 | 0 | 0 |  | 0 | 0 | 0 | 0 | 0 | 0 | [6 empty] | 0 | 0 | 0 | 4 | 1942 | 0 | 0 | [7 empty] | 0
3 | B052 | 19436 | 913 | 3 | ST | 98000 | P | OP | 7 | 1943 | FO2 | NG |  | FO2 | NG |  | 28095 | 0 | 0 | 0 |  | 0 | 0 | 0 | 0 | 0 | 0 | [6 empty] | 0 | 0 | 0 | 7 | 1943 | 0 | 0 | [7 empty] | 0
3 | B052 | 19436 | 913 | 4 | ST | 98000 | P | OP | 3 | 1948 | FO2 | NG |  | FO2 | NG |  | 28095 | 0 | 0 | 0 |  | 0 | 0 | 0 | 0 | 0 | 0 | [6 empty] | 0 | 0 | 0 | 3 | 1948 | 0 | 0 | [7 empty] | 0
3 | B052 | 19436 | 913 | 5 | ST | 98000 | P | OP | 9 | 1950 | FO2 | NG |  | FO2 | NG |  | 28095 | 0 | 0 | 0 |  | 0 | 0 | 0 | 0 | 0 | 0 | [6 empty] | 0 | 0 | 0 | 9 | 1950 | 0 | 0 | [7 empty] | 0
3 | B052 | 19436 | 913 | 6 | ST | 100000 | P | OP | 12 | 1950 | FO2 | NG |  | FO2 | NG |  | 28095 | 0 | 0 | 0 |  | 0 | 0 | 0 | 0 | 0 | 0 | [6 empty] | 0 | 0 | 0 | 12 | 1950 | 0 | 0 | [7 empty] | 0
3 |  | 19436 | 913 | GT1 | GT | 37500 | P | OP | 10 | 1967 | FO2 |  |  | FO2 |  |  | 0 | 25000 | 29000 | 0 |  | 0 | 0 | 0 | 0 | 0 | 0 | [6 empty] | 0 | 0 | 0 | 9 | 1967 | 0 | 0 |  |  |  |  | Y | Unit had negative net generation from which heat rate cannot be calculated |  | 0
3 | B052 | 19436 | 913 | ST1 | ST | 40000 | P | OP | 2 | 1942 | FO2 | NG |  | FO2 | NG |  | 28095 | 166000 | 166000 | 0 |  | 0 | 0 | 0 | 0 | 0 | 0 | [6 empty] | 0 | 0 | 0 | 1 | 1942 | 0 | 0 | [7 empty] | 0
3 | B048 | 19436 | 1109 | 1 | HC | 7600 | B | OP | 8 | 1913 | WAT |  |  | WAT |  |  | 0 | 119000 | 122000 | 0 |  | 0 | 0 | 0 | 0 | 0 | 0 | [6 empty] | 0 | 0 | 0 | 8 | 1913 | 0 | 0 | [7 empty] | 0
3 | B048 | 19436 | 1109 | 2 | HC | 7600 | B | OP | 8 | 1913 | WAT |  |  | WAT |  |  | 0 | 0 | 0 | 0 |  | 0 | 0 | 0 | 0 | 0 | 0 | [6 empty] | 0 | 0 | 0 | 8 | 1913 | 0 | 0 | [7 empty] | 0
3 | B048 | 19436 | 1109 | 3 | HC | 7600 | B | OP | 8 | 1913 | WAT |  |  | WAT |  |  | 0 | 0 | 0 | 0 |  | 0 | 0 | 0 | 0 | 0 | 0 | [6 empty] | 0 | 0 | 0 | 8 | 1913 | 0 | 0 | [7 empty] | 0
3 | B048 | 19436 | 1109 | 4 | HC | 7600 | B | OP | 8 | 1913 | WAT |  |  | WAT |  |  | 0 | 0 | 0 | 0 |  | 0 | 0 | 0 | 0 | 0 | 0 | [6 empty] | 0 | 0 | 0 | 8 | 1913 | 0 | 0 | [7 empty] | 0
3 | B048 | 19436 | 1109 | 5 | HC | 7600 | B | OP | 8 | 1913 | WAT |  |  | WAT |  |  | 0 | 0 | 0 | 0 |  | 0 | 0 | 0 | 0 | 0 | 0 | [6 empty] | 0 | 0 | 0 | 8 | 1913 | 0 | 0 | [7 empty] | 0
3 | B048 | 19436 | 1109 | 6 | HC | 7600 | B | OP | 8 | 1913 | WAT |  |  | WAT |  |  | 0 | 0 | 0 | 0 |  | 0 | 0 | 0 | 0 | 0 | 0 | [6 empty] | 0 | 0 | 0 | 8 | 1913 | 0 | 0 | [7 empty] | 0
3 | B048 | 19436 | 1109 | 7 | HC | 8800 | B | OP | 8 | 1913 | WAT |  |  | WAT |  |  | 0 | 0 | 0 | 0 |  | 0 | 0 | 0 | 0 | 0 | 0 | [6 empty] | 0 | 0 | 0 | 8 | 1913 | 0 | 0 | [7 empty] | 0
3 | B048 | 19436 | 1109 | 8 | HC | 8800 | B | OP | 8 | 1913 | WAT |  |  | WAT |  |  | 0 | 0 | 0 | 0 |  | 0 | 0 | 0 | 0 | 0 | 0 | [6 empty] | 0 | 0 | 0 | 8 | 1913 | 0 | 0 | [7 empty] | 0
3 | B048 | 19436 | 1109 | 9 | HC | 8800 | B | OP | 8 | 1913 | WAT |  |  | WAT |  |  | 0 | 0 | 0 | 0 |  | 0 | 0 | 0 | 0 | 0 | 0 | [6 empty] | 0 | 0 | 0 | 8 | 1913 | 0 | 0 | [7 empty] | 0
3 | B048 | 19436 | 1109 | 10 | HC | 8800 | B | OP | 8 | 1913 | WAT |  |  | WAT |  |  | 0 | 0 | 0 | 0 |  | 0 | 0 | 0 | 0 | 0 | 0 | [6 empty] | 0 | 0 | 0 | 8 | 1913 | 0 | 0 | [7 empty] | 0
3 | B048 | 19436 | 1109 | 11 | HC | 8800 | B | OP | 8 | 1913 | WAT |  |  | WAT |  |  | 0 | 0 | 0 | 0 |  | 0 | 0 | 0 | 0 | 0 | 0 | [6 empty] | 0 | 0 | 0 | 8 | 1913 | 0 | 0 | [7 empty] | 0
3 | B048 | 19436 | 1109 | 12 | HC | 8800 | B | OP | 8 | 1913 | WAT |  |  | WAT |  |  | 0 | 0 | 0 | 0 |  | 0 | 0 | 0 | 0 | 0 | 0 | [6 empty] | 0 | 0 | 0 | 8 | 1913 | 0 | 0 | E | [6 empty] | 0
3 | B048 | 19436 | 1109 | 13 | HC | 8800 | B | OP | 8 | 1913 | WAT |  |  | WAT |  |  | 0 | 0 | 0 | 0 |  | 0 | 0 | 0 | 0 | 0 | 0 | [6 empty] | 0 | 0 | 0 | 8 | 1913 | 0 | 0 | [7 empty] | 0
3 | B048 | 19436 | 1109 | 14 | HC | 8800 | B | OP | 8 | 1913 | WAT |  |  | WAT |  |  | 0 | 0 | 0 | 0 |  | 0 | 0 | 0 | 0 | 0 | 0 | [6 empty] | 0 | 0 | 0 | 8 | 1913 | 0 | 0 | [7 empty] | 0
3 | B048 | 19436 | 1109 | 15 | HC | 8800 | B | OP | 8 | 1913 | WAT |  |  | WAT |  |  | 0 | 0 | 0 | 0 |  | 0 | 0 | 0 | 0 | 0 | 0 | [6 empty] | 0 | 0 | 0 | 8 | 1913 | 0 | 0 | [7 empty] | 0
3 |  | 19436 | 1109 | 16 | HC | 2000 |  |  | 99 | 1913 |  |  |  | WAT |  |  | 0 | 0 | 0 | 0 | RE | 0 | 0 | 0 | 0 | 0 | 0 | [6 empty] | 0 | 0 | 0 | 0 | 1913 | 0 | 0 | E | [6 empty] | 0
3 |  | 19436 | 1109 | 17 | HC | 2000 |  |  | 99 | 1913 |  |  |  | WAT |  |  | 0 | 0 | 0 | 0 | RE | 0 | 0 | 0 | 0 | 0 | 0 | [6 empty] | 0 | 0 | 0 | 0 | 1913 | 0 | 0 | E | [6 empty] | 0
3 |  | 19436 | 2082 | 1 | GT | 68300 | P | OP | 8 | 1974 | FO2 |  |  | FO2 |  |  | 23244 | 54000 | 61000 | 0 |  | 0 | 0 | 0 | 0 | 0 | 0 | [6 empty] | 0 | 0 | 0 | 7 | 1974 | 0 | 0 | E | [6 empty] | 0
3 |  | 19436 | 2082 | 2 | ST | 6000 |  |  | 99 | 1936 |  |  |  | FO2 |  |  | 0 | 0 | 0 | 0 | RE | 0 | 0 | 0 | 0 | 0 | 0 | [6 empty] | 0 | 0 | 0 | 0 | 1936 | 0 | 0 | E | [6 empty] | 0
3 |  | 19436 | 2083 | 1 | GT | 15000 | P | OP | 12 | 1967 | NG |  |  | NG |  |  | 0 | 12000 | 14000 | 0 |  | 0 | 0 | 0 | 0 | 0 | 0 | [6 empty] | 0 | 0 | 0 | 11 | 1967 | 0 | 0 | E |  |  |  | Y | Unit had negative net generation from which heat rate cannot be calculated. |  | 0
3 |  | 19436 | 2084 | 1 | IC | 1000 | P |  | 88 | 1948 | FO2 |  |  | FO2 |  |  | 0 | 1000 | 1000 | 0 | RE | 2 | 1988 | 0 | 1948 | 0 | 0 | [6 empty] | 0 | 0 | 0 | 0 | 1948 | 0 | 0 | E | [6 empty] | 0
3 |  | 19436 | 2085 | 1 | ST | 9000 |  |  | 99 | 1949 |  |  |  | NG |  |  | 0 | 0 | 0 | 0 | RE | 10 | 1980 | 0 | 0 | 0 | 0 | [6 empty] | 0 | 0 | 0 | 0 | 1949 | 0 | 0 | E | [6 empty] | 0
3 |  | 19436 | 2085 | 2 | ST | 10000 |  |  | 99 | 1950 |  |  |  | NG |  |  | 0 | 0 | 0 | 0 | RE | 10 | 1980 | 0 | 0 | 0 | 0 | [6 empty] | 0 | 0 | 0 | 0 | 1950 | 0 | 0 | E | [6 empty] | 0
3 |  | 19436 | 2086 | 1 | IC | 1000 | P |  | 88 | 1948 | FO2 |  |  | FO2 |  |  | 6361 | 2000 | 2000 | 0 | RE | 2 | 1988 | 0 | 0 | 0 | 0 | [6 empty] | 0 | 0 | 0 | 0 | 1948 | 0 | 0 | E | [6 empty] | 0
3 |  | 19436 | 2086 | 2 | IC | 1000 | P |  | 88 | 1948 | FO2 |  |  | FO2 |  |  | 6361 | 2000 | 2000 | 0 | RE | 2 | 1988 | 0 | 1948 | 0 | 0 | [6 empty] | 0 | 0 | 0 | 0 | 1948 | 0 | 0 | E | [6 empty] | 0
3 |  | 19436 | 2087 | 1 | IC | 500 | P | OP | 88 | 1958 | FO2 |  |  | FO2 |  |  | 0 | 1000 | 1000 | 0 |  | 0 | 0 | 0 | 0 | 0 | 0 | [6 empty] | 0 | 0 | 0 | 0 | 1958 | 0 | 0 | E | [6 empty] | 0
3 |  | 19436 | 2088 | 1 | IC | 1000 | P |  | 88 | 1948 | FO2 |  |  | FO2 |  |  | 0 | 1000 | 1000 | 0 | RE | 2 | 1988 | 0 | 1948 | 0 | 0 | [6 empty] | 0 | 0 | 0 | 0 | 1948 | 0 | 0 | E | [6 empty] | 0
3 | B047 | 19436 | 2095 | 1 | IC | 1000 | P |  | 12 | 1948 | FO2 |  |  | FO2 |  |  | 11184 | 2000 | 2000 | 0 | RE | 2 | 1988 | 11 | 1948 | 0 | 0 | [6 empty] | 0 | 0 | 0 | 11 | 1948 | 0 | 0 | E | [6 empty] | 0
3 | B047 | 19436 | 2095 | 2 | IC | 1000 | P |  | 12 | 1936 | FO2 |  |  | FO2 |  |  | 11184 | 0 | 0 | 0 | RE | 2 | 1988 | 0 | 0 | 0 | 0 | [6 empty] | 0 | 0 | 0 | 11 | 1936 | 0 | 0 | E | [6 empty] | 0
3 |  | 19436 | 2096 | 1 | GT | 30600 | P | OP | 11 | 1967 | NG |  |  | NG |  |  | 0 | 25000 | 29000 | 0 |  | 0 | 0 | 0 | 0 | 0 | 0 | [6 empty] | 0 | 0 | 0 | 10 | 1967 | 0 | 0 | E |  |  |  | Y | Unit had negative net generation from which heat rate cannot be calculated |  | 0
3 | B045 | 19436 | 2101 | 1 | ST | 10000 | B |  | 4 | 1921 |  |  |  | FO6 |  |  | 0 | 68000 | 64000 | 0 | SD | 12 | 1984 | 0 | 0 | 0 | 0 | [6 empty] | 0 | 0 | 0 | 0 | 1921 | 0 | 0 | E | [6 empty] | 0
3 | B045 | 19436 | 2101 | 7 | ST | 20000 | B |  | 3 | 1917 | FO6 |  |  | FO6 |  |  | 0 | 0 | 0 | 0 | SD | 12 | 1984 | 0 | 0 | 0 | 0 | [6 empty] | 0 | 0 | 0 | 0 | 1917 | 0 | 0 | E | [6 empty] | 0
3 | B045 | 19436 | 2101 | 8 | ST | 20000 | B |  | 6 | 1920 | FO6 |  |  | FO6 |  |  | 0 | 0 | 0 | 0 | SD | 12 | 1984 | 0 | 0 | 0 | 0 | [6 empty] | 0 | 0 | 0 | 0 | 1920 | 0 | 0 | E | [6 empty] | 0
3 | B045 | 19436 | 2101 | 9 | ST | 20000 | B |  | 10 | 1920 | FO6 |  |  | FO6 |  |  | 0 | 0 | 0 | 0 | SD | 12 | 1984 | 0 | 0 | 0 | 0 | [6 empty] | 0 | 0 | 0 | 0 | 1920 | 0 | 0 | E | [6 empty] | 0
3 |  | 19436 | 2102 | 1 | GT | 47400 | P | OP | 7 | 1973 | FO2 |  |  | FO2 |  |  | 25912 | 42000 | 46000 | 0 |  | 0 | 0 | 0 | 0 | 0 | 0 | [6 empty] | 0 | 0 | 0 | 7 | 1973 | 0 | 0 |  |  |  |  | Y |  |  | 0
3 |  | 19436 | 2103 | 1 | ST | 573750 | B | OP | 6 | 1970 | FO2 |  |  | BIT |  |  | 10148 | 558000 | 561000 | 0 |  | 0 | 0 | 0 | 0 | 0 | 0 | [6 empty] | 0 | 0 | 0 | 5 | 1970 | 0 | 0 | [7 empty] | 0
3 |  | 19436 | 2103 | 2 | ST | 573750 | B | OP | 6 | 1971 | FO2 |  |  | BIT |  |  | 10148 | 558000 | 561000 | 0 |  | 0 | 0 | 0 | 0 | 0 | 0 | [6 empty] | 0 | 0 | 0 | 4 | 1971 | 0 | 0 | [7 empty] | 0
3 |  | 19436 | 2103 | 3 | ST | 621000 | B | OP | 8 | 1972 | FO2 |  |  | BIT |  |  | 10148 | 558000 | 561000 | 0 |  | 0 | 0 | 0 | 0 | 0 | 0 | [6 empty] | 0 | 0 | 0 | 7 | 1972 | 0 | 0 | [7 empty] | 0
3 |  | 19436 | 2103 | 4 | ST | 621000 |  | OP | 8 | 1973 | FO2 |  |  | BIT |  |  | 10148 | 558000 | 561000 | 0 |  | 0 | 0 | 0 | 0 | 0 | 0 | [6 empty] | 0 | 0 | 0 | 6 | 1973 | 0 | 0 | [7 empty] | 0
3 |  | 19436 | 2103 | GT1 | GT | 0 |  |  | 0 | 0 | [6 empty] | 0 | 0 | 0 | 51000 | CN | 99 | 9999 | 5 | 1981 | 5 | 1981 |  |  |  | FO2 |  |  | 0 | 0 | 0 | 0 | 0 | 42000 | 51000 | [7 empty] | 0
3 |  | 19436 | 2103 | GT2 | GT | 0 |  |  | 0 | 0 | [6 empty] | 0 | 0 | 0 | 51000 | CN | 99 | 9999 | 5 | 1982 | 5 | 1982 |  |  |  | FO2 |  |  | 0 | 0 | 0 | 0 | 0 | 42000 | 51000 | [7 empty] | 0
3 |  | 19436 | 2104 | 1 | ST | 137500 | C | OP | 5 | 1953 | NG | LPG |  | BIT | NG |  | 11636 | 130000 | 131000 | 0 |  | 0 | 0 | 0 | 0 | 0 | 0 | [6 empty] | 0 | 0 | 0 | 4 | 1953 | 0 | 0 | E | [6 empty] | 0
3 |  | 19436 | 2104 | 2 | ST | 137500 | C | OP | 7 | 1954 | NG | LPG |  | BIT | NG |  | 11636 | 130000 | 131000 | 0 |  | 0 | 0 | 0 | 0 | 0 | 0 | [6 empty] | 0 | 0 | 0 | 5 | 1954 | 0 | 0 | [7 empty] | 0
3 |  | 19436 | 2104 | 3 | ST | 289000 | C | OP | 1 | 1959 | NG | LPG |  | BIT |  |  | 11636 | 278000 | 282000 | 0 |  | 0 | 0 | 0 | 0 | 0 | 0 | [6 empty] | 0 | 0 | 0 | 12 | 1958 | 0 | 0 | E | [6 empty] | 0
3 |  | 19436 | 2104 | 4 | ST | 359040 | C | OP | 7 | 1961 | NG | LPG |  | BIT |  |  | 11636 | 335000 | 347000 | 0 |  | 0 | 0 | 0 | 0 | 0 | 0 | [6 empty] | 0 | 0 | 0 | 6 | 1961 | 0 | 0 | [7 empty] | 0
3 |  | 19436 | 2104 | GT1 | GT | 62000 | P | OP | 6 | 1974 | FO2 |  |  | FO2 |  |  | 45076 | 54000 | 61000 | 0 |  | 0 | 0 | 0 | 0 | 0 | 0 | [6 empty] | 0 | 0 | 0 | 6 | 1974 | 0 | 0 | [7 empty] | 0
3 |  | 19436 | 2104 | GT2 | GT | 0 |  |  | 0 | 0 | [6 empty] | 0 | 0 | 0 | 51000 | CN | 99 | 9999 | 5 | 1980 | 5 | 1981 |  |  |  | FO2 |  |  | 0 | 0 | 0 | 0 | 0 | 42000 | 51000 | [7 empty] | 0
3 |  | 19436 | 2104 | GT3 | GT | 0 |  |  | 0 | 0 | [6 empty] | 0 | 0 | 0 | 51000 | CN | 99 | 9999 | 5 | 1980 | 5 | 1980 |  |  |  | FO2 |  |  | 0 | 0 | 0 | 0 | 0 | 42000 | 51000 | [7 empty] | 0
3 | B050 | 19436 | 2106 | 1 | HC | 21500 | P | OP | 10 | 1931 | WAT |  |  | WAT |  |  | 0 | 212000 | 205000 | 0 |  | 0 | 0 | 0 | 0 | 0 | 0 | [6 empty] | 0 | 0 | 0 | 0 | 1931 | 0 | 0 | E | [6 empty] | 0
3 | B050 | 19436 | 2106 | 2 | HC | 21500 | P | OP | 10 | 1931 | WAT |  |  | WAT |  |  | 0 | 0 | 0 | 0 |  | 0 | 0 | 0 | 0 | 0 | 0 | [6 empty] | 0 | 0 | 0 | 0 | 1931 | 0 | 0 | E | [6 empty] | 0
3 | B050 | 19436 | 2106 | 3 | HC | 21500 | P | OP | 10 | 1931 | WAT |  |  | WAT |  |  | 0 | 0 | 0 | 0 |  | 0 | 0 | 0 | 0 | 0 | 0 | [6 empty] | 0 | 0 | 0 | 0 | 1931 | 0 | 0 | E | [6 empty] | 0
3 | B050 | 19436 | 2106 | 4 | HC | 21500 | P | OP | 10 | 1931 | WAT |  |  | WAT |  |  | 0 | 0 | 0 | 0 |  | 0 | 0 | 0 | 0 | 0 | 0 | [6 empty] | 0 | 0 | 0 | 0 | 1931 | 0 | 0 | E | [6 empty] | 0
3 | B050 | 19436 | 2106 | 5 | HC | 21500 | P | OP | 10 | 1931 | WAT |  |  | WAT |  |  | 0 | 0 | 0 | 0 |  | 0 | 0 | 0 | 0 | 0 | 0 | [6 empty] | 0 | 0 | 0 | 0 | 1931 | 0 | 0 | E | [6 empty] | 0
3 | B050 | 19436 | 2106 | 6 | HC | 21500 | P | OP | 10 | 1931 | WAT |  |  | WAT |  |  | 0 | 0 | 0 | 0 |  | 0 | 0 | 0 | 0 | 0 | 0 | [6 empty] | 0 | 0 | 0 | 0 | 1931 | 0 | 0 | E | [6 empty] | 0
3 | B050 | 19436 | 2106 | 7 | HC | 21500 | P | OP | 10 | 1953 | WAT |  |  | WAT |  |  | 0 | 0 | 0 | 0 |  | 0 | 0 | 0 | 0 | 0 | 0 | [6 empty] | 0 | 0 | 0 | 0 | 1953 | 0 | 0 | E | [6 empty] | 0
3 | B050 | 19436 | 2106 | 8 | HC | 21500 | P | OP | 10 | 1953 | WAT |  |  | WAT |  |  | 0 | 0 | 0 | 0 |  | 0 | 0 | 0 | 0 | 0 | 0 | [6 empty] | 0 | 0 | 0 | 0 | 1953 | 0 | 0 | E | [6 empty] | 0
3 |  | 19436 | 2106 | 9 | HC | 2000 |  |  | 99 | 1931 |  |  |  | WAT |  |  | 0 | 0 | 0 | 0 | RE | 0 | 0 | 0 | 0 | 0 | 0 | [6 empty] | 0 | 0 | 0 | 0 | 1931 | 0 | 0 | E | [6 empty] | 0
3 |  | 19436 | 2106 | 10 | HC | 2000 |  |  | 99 | 1931 |  |  |  | WAT |  |  | 0 | 0 | 0 | 0 | RE | 0 | 0 | 0 | 0 | 0 | 0 | [6 empty] | 0 | 0 | 0 | 0 | 1931 | 0 | 0 | E | [6 empty] | 0
3 |  | 19436 | 2107 | 1 | ST | 549780 | B | OP | 5 | 1967 | FO2 |  |  | BIT |  |  | 10383 | 460000 | 470000 | 0 |  | 0 | 0 | 0 | 0 | 0 | 0 | [6 empty] | 0 | 0 | 0 | 3 | 1967 | 0 | 0 | E | [6 empty] | 0
3 |  | 19436 | 2107 | 2 | ST | 549780 | B | OP | 5 | 1968 | FO2 |  |  | BIT |  |  | 10383 | 460000 | 470000 | 0 |  | 0 | 0 | 0 | 0 | 0 | 0 | [6 empty] | 0 | 0 | 0 | 3 | 1968 | 0 | 0 | E | [6 empty] | 0
3 |  | 19436 | 2107 | GT1 | GT | 0 |  |  | 0 | 0 | [6 empty] | 0 | 0 | 0 | 66000 | CN | 99 | 9999 | 5 | 1980 | 0 | 0 |  |  |  | FO2 |  |  | 0 | 0 | 0 | 0 | 0 | 54000 | 65000 | [7 empty] | 0
3 | B051 | 19436 | 2108 | 1 | HR | 204000 | P | OP | 12 | 1963 | WAT |  |  | WAT |  |  | 0 | 350000 | 275000 | 0 |  | 0 | 0 | 0 | 0 | 0 | 0 | [6 empty] | 0 | 0 | 0 | 7 | 1963 | 0 | 0 | [7 empty] | 0
3 | B051 | 19436 | 2108 | 2 | HR | 204000 | P | OP | 12 | 1963 | WAT |  |  | WAT |  |  | 0 | 0 | 0 | 0 |  | 0 | 0 | 0 | 0 | 0 | 0 | [6 empty] | 0 | 0 | 0 | 7 | 1963 | 0 | 0 | [7 empty] | 0
3 | B046 | 19436 | 2119 | 3 | IC | 1136 | P | OP | 88 | 1963 | FO2 |  |  | FO2 | NG |  | 0 | 0 | 0 | 0 |  | 0 | 0 | 0 | 0 | 0 | 0 | [6 empty] | 0 | 0 | 0 | 0 | 1963 | 0 | 0 | E | [6 empty] | 0
3 |  | 19436 | 2119 | 4 | IC | 840 | P |  | 88 | 1947 | FO2 |  |  | FO2 |  |  | 0 | 767 | 866 | 0 | RE | 2 | 1988 | 0 | 0 | 0 | 0 | [6 empty] | 0 | 0 | 0 | 0 | 1947 | 0 | 0 | E | E | E |  |  |  |  | 0
3 | B046 | 19436 | 2119 | 5 | IC | 840 | P | OP | 88 | 1947 | FO2 |  |  | FO2 |  |  | 0 | 0 | 0 | 0 |  | 0 | 0 | 0 | 0 | 0 | 0 | [6 empty] | 0 | 0 | 0 | 0 | 1947 | 0 | 0 | E | [6 empty] | 0
3 | B046 | 19436 | 2119 | 6 | IC | 1140 | P | OP | 0 | 1970 | FO2 |  |  | FO2 | NG |  | 0 | 0 | 0 | 0 |  | 0 | 0 | 0 | 0 | 0 | 0 | [6 empty] | 0 | 0 | 0 | 0 | 1969 | 0 | 0 |  |  |  |  | Y | Unit had negative net generation from which heat rate cannot be calculated |  | 0
3 | B046 | 19436 | 2119 | 7 | IC | 1140 | P | OP | 88 | 1970 | FO2 |  |  | FO2 | NG |  | 0 | 0 | 0 | 0 |  | 0 | 0 | 0 | 0 | 0 | 0 | [6 empty] | 0 | 0 | 0 | 0 | 1969 | 0 | 0 | [7 empty] | 0
3 | B046 | 19436 | 2119 | IC2 | IC | 560 | P | OP | 99 | 1939 | FO2 |  |  | FO2 |  |  | 0 | 4000 | 4000 | 0 |  | 0 | 0 | 0 | 0 | 0 | 0 | [6 empty] | 0 | 0 | 0 | 0 | 1939 | 0 | 0 | E | [6 empty] | 0
3 |  | 19436 | 5067 | 2 | GT | 0 |  |  | 0 | 0 | [6 empty] | 0 | 0 | 0 | 330000 | CN | 99 | 9999 | 5 | 1982 | 5 | 1982 |  |  |  | PET |  |  | 0 | 0 | 0 | 0 | 0 | 263000 | 316000 | [7 empty] | 0
3 |  | 19436 | 5067 | 3 | GT | 0 |  |  | 0 | 0 | [6 empty] | 0 | 0 | 0 | 165000 | CN | 99 | 9999 | 5 | 1986 | 5 | 1986 |  |  |  | PET |  |  | 0 | 0 | 0 | 0 | 0 | 133000 | 160000 | [7 empty] | 0
3 |  | 19436 | 6153 | 1 | NP | 1235800 | B | OP | 12 | 1984 | UR |  |  | UR |  |  | 10388 | 1125000 | 1177000 | 0 |  | 0 | 0 | 10 | 1981 | 1 | 1985 | [6 empty] | 0 | 0 | 1171000 | 10 | 1984 | 0 | 0 | [7 empty] | 0
3 |  | 19436 | 6153 | 2 | NP | 0 |  |  | 0 | 0 | [6 empty] | 0 | 0 | 0 | 1192000 | CN | 88 | 1981 | 4 | 1983 | 0 | 0 |  |  |  | UR |  |  | 0 | 0 | 0 | 0 | 0 | 0 | 0 | [7 empty] | 0
3 |  | 19436 | 6155 | 1 | ST | 621000 | B | OP | 3 | 1976 | FO2 |  |  | BIT |  |  | 10140 | 580000 | 583000 | 0 |  | 0 | 0 | 0 | 0 | 0 | 0 | [6 empty] | 0 | 0 | 0 | 2 | 1976 | 0 | 0 | [7 empty] | 0
3 |  | 19436 | 6155 | 2 | ST | 621000 | B | OP | 3 | 1977 | FO2 |  |  | BIT |  |  | 10140 | 580000 | 583000 | 0 |  | 0 | 0 | 0 | 0 | 0 | 0 | [6 empty] | 0 | 0 | 0 | 2 | 1977 | 0 | 0 | [7 empty] | 0
3 |  | 19436 | 6155 | GT1 | GT | 0 |  |  | 0 | 0 | [6 empty] | 0 | 0 | 0 | 51000 | CN | 99 | 9999 | 5 | 1981 | 5 | 1981 |  |  |  | FO2 |  |  | 0 | 0 | 0 | 0 | 0 | 42000 | 51000 | [7 empty] | 0
3 |  | 19436 | 6155 | GT2 | GT | 0 |  |  | 0 | 0 | [6 empty] | 0 | 0 | 0 | 51000 | CN | 99 | 9999 | 5 | 1982 | 5 | 1982 |  |  |  | FO2 |  |  | 0 | 0 | 0 | 0 | 0 | 42000 | 51000 | [7 empty] | 0
3 |  | 19436 | 6650 | 1 | GT | 60720 | P | OP | 9 | 1978 | FO2 |  |  | FO2 |  |  | 20124 | 54000 | 61000 | 0 |  | 0 | 0 | 0 | 0 | 0 | 0 | [6 empty] | 0 | 0 | 0 | 4 | 1978 | 0 | 0 | [7 empty] | 0
3 |  | 19436 | 6651 | 1 | GT | 60630 | P | OP | 8 | 1978 | FO2 |  |  | FO2 |  |  | 18656 | 54000 | 61000 | 0 |  | 0 | 0 | 0 | 0 | 0 | 0 | [6 empty] | 0 | 0 | 0 | 5 | 1978 | 0 | 0 | [7 empty] | 0
3 |  | 19436 | 6652 | 1 | GT | 60880 | P | OP | 8 | 1978 | FO2 |  |  | FO2 |  |  | 16049 | 54000 | 61000 | 0 |  | 0 | 0 | 0 | 0 | 0 | 0 | [6 empty] | 0 | 0 | 0 | 5 | 1978 | 0 | 0 | [7 empty] | 0
3 |  | 19436 | 7223 | 1 | GT | 0 |  |  | 0 | 0 | [6 empty] | 0 | 0 | 0 | 75000 | PL | 0 | 0 | 5 | 1997 | 5 | 1997 |  |  |  | FO2 | NG |  | 75000 | 75000 | 0 | 0 | 0 | 61665 | 74034 | [7 empty] | 0
3 |  | 19436 | 7223 | 2 | GT | 0 |  |  | 0 | 0 | [6 empty] | 0 | 0 | 0 | 150000 | PL | 0 | 0 | 5 | 1998 | 5 | 1999 |  |  |  | FO2 | NG |  | 150000 | 150000 | 0 | 0 | 0 | 121498 | 145909 | [7 empty] | 0
3 |  | 19436 | 7223 | 3 | GT | 0 |  |  | 0 | 0 | [6 empty] | 0 | 0 | 0 | 225000 | PL | 0 | 0 | 5 | 1999 | 5 | 2000 |  |  |  | FO2 | NG |  | 225000 | 225000 | 0 | 0 | 0 | 180659 | 216991 | [7 empty] | 0
3 |  | 19449 | 6413 | 1 | HC | 26000 | P | OP | 9 | 1965 |  |  |  | WAT |  |  | 0 | 26000 | 26000 | 0 |  | 0 | 0 | 0 | 0 | 0 | 0 | [6 empty] | 0 | 0 | 0 | 6 | 1965 | 0 | 0 | E | [6 empty] | 0
3 |  | 19449 | 6413 | 2 | HC | 26000 | P | OP | 9 | 1965 |  |  |  | WAT |  |  | 0 | 26000 | 26000 | 0 |  | 0 | 0 | 0 | 0 | 0 | 0 | [6 empty] | 0 | 0 | 0 | 6 | 1965 | 0 | 0 | E | [6 empty] | 0
3 |  | 19449 | 6414 | 1 | HC | 15000 | P | OP | 6 | 1953 |  |  |  | WAT |  |  | 0 | 15000 | 15000 | 0 |  | 0 | 0 | 0 | 0 | 0 | 0 | [6 empty] | 0 | 0 | 0 | 3 | 1953 | 0 | 0 | E | [6 empty] | 0
3 |  | 19449 | 6414 | 2 | HC | 15000 | P | OP | 6 | 1953 |  |  |  | WAT |  |  | 0 | 15000 | 15000 | 0 |  | 0 | 0 | 0 | 0 | 0 | 0 | [6 empty] | 0 | 0 | 0 | 3 | 1953 | 0 | 0 | E | [6 empty] | 0
3 |  | 19449 | 7200 | 1 | HC | 3600 | B | OP | 12 | 1989 |  |  |  | WAT |  |  | 0 | 3600 | 3600 | 0 |  | 0 | 0 | 0 | 0 | 0 | 0 | [6 empty] | 0 | 0 | 0 | 5 | 1989 | 0 | 0 | [7 empty] | 0
3 |  | 19449 | 7200 | 2 | HC | 3600 | B | OP | 12 | 1989 |  |  |  | WAT |  |  | 0 | 3600 | 3600 | 0 |  | 0 | 0 | 0 | 0 | 0 | 0 | [6 empty] | 0 | 0 | 0 | 6 | 1989 | 0 | 0 | [7 empty] | 0
3 |  | 19462 | 1371 | 1 | HC | 32500 | P | OP | 1 | 1966 | WAT |  |  | WAT |  |  | 0 | 37000 | 37000 | 0 |  | 0 | 0 | 0 | 0 | 0 | 0 | [6 empty] | 0 | 0 | 0 | 10 | 1965 | 0 | 0 | E | [6 empty] | 0
3 |  | 19462 | 1371 | 2 | HC | 32500 | P | OP | 2 | 1966 | WAT |  |  | WAT |  |  | 0 | 37000 | 37000 | 0 |  | 0 | 0 | 0 | 0 | 0 | 0 | [6 empty] | 0 | 0 | 0 | 11 | 1965 | 0 | 0 | E | [6 empty] | 0
3 |  | 19462 | 1371 | 3 | HC | 32500 | P | OP | 3 | 1966 | WAT |  |  | WAT |  |  | 0 | 37000 | 37000 | 0 |  | 0 | 0 | 0 | 0 | 0 | 0 | [6 empty] | 0 | 0 | 0 | 12 | 1965 | 0 | 0 | E | [6 empty] | 0
3 |  | 19462 | 1371 | 4 | HC | 32500 | P | OP | 3 | 1966 | WAT |  |  | WAT |  |  | 0 | 37000 | 37000 | 0 |  | 0 | 0 | 0 | 0 | 0 | 0 | [6 empty] | 0 | 0 | 0 | 12 | 1965 | 0 | 0 | E | [6 empty] | 0
3 |  | 19462 | 1380 | 1 | HC | 45000 | P | OP | 8 | 1952 | WAT |  |  | WAT |  |  | 0 | 52000 | 52000 | 0 |  | 0 | 0 | 0 | 0 | 0 | 0 | [6 empty] | 0 | 0 | 0 | 5 | 1952 | 0 | 0 | E | [6 empty] | 0
3 |  | 19462 | 1380 | 2 | HC | 45000 | P | OP | 7 | 1952 | WAT |  |  | WAT |  |  | 0 | 52000 | 52000 | 0 |  | 0 | 0 | 0 | 0 | 0 | 0 | [6 empty] | 0 | 0 | 0 | 4 | 1952 | 0 | 0 | E | [6 empty] | 0
3 |  | 19462 | 1380 | 3 | HC | 45000 | P | OP | 3 | 1952 | WAT |  |  | WAT |  |  | 0 | 52000 | 52000 | 0 |  | 0 | 0 | 0 | 0 | 0 | 0 | [6 empty] | 0 | 0 | 0 | 12 | 1951 | 0 | 0 | E | [6 empty] | 0
3 |  | 19462 | 1380 | 4 | HC | 45000 | P | OP | 12 | 1951 | WAT |  |  | WAT |  |  | 0 | 52000 | 52000 | 0 |  | 0 | 0 | 0 | 0 | 0 | 0 | [6 empty] | 0 | 0 | 0 | 9 | 1951 | 0 | 0 | E | [6 empty] | 0
3 |  | 19462 | 1380 | 5 | HC | 45000 | P | OP | 10 | 1951 | WAT |  |  | WAT |  |  | 0 | 52000 | 52000 | 0 |  | 0 | 0 | 0 | 0 | 0 | 0 | [6 empty] | 0 | 0 | 0 | 7 | 1951 | 0 | 0 | E | [6 empty] | 0
3 |  | 19462 | 1380 | 6 | HC | 45000 | P | OP | 10 | 1951 | WAT |  |  | WAT |  |  | 0 | 52000 | 52000 | 0 |  | 0 | 0 | 0 | 0 | 0 | 0 | [6 empty] | 0 | 0 | 0 | 7 | 1951 | 0 | 0 | E | [6 empty] | 0
3 |  | 19462 | 3423 | 1 | HC | 33300 | P | OP | 8 | 1973 | WAT |  |  | WAT |  |  | 0 | 38000 | 38000 | 0 |  | 0 | 0 | 0 | 0 | 0 | 0 | [6 empty] | 0 | 0 | 0 | 5 | 1973 | 0 | 0 | E | [6 empty] | 0
3 |  | 19462 | 3423 | 2 | HC | 33300 | P | OP | 10 | 1973 | WAT |  |  | WAT |  |  | 0 | 38000 | 38000 | 0 |  | 0 | 0 | 0 | 0 | 0 | 0 | [6 empty] | 0 | 0 | 0 | 7 | 1973 | 0 | 0 | E | [6 empty] | 0
3 |  | 19462 | 3423 | 3 | HC | 33300 | P | OP | 2 | 1974 | WAT |  |  | WAT |  |  | 0 | 38000 | 38000 | 0 |  | 0 | 0 | 0 | 0 | 0 | 0 | [6 empty] | 0 | 0 | 0 | 11 | 1973 | 0 | 0 | E | [6 empty] | 0
3 |  | 19462 | 3424 | 1 | HC | 18000 | P | OP | 12 | 1948 | WAT |  |  | WAT |  |  | 0 | 20700 | 20700 | 0 |  | 0 | 0 | 0 | 0 | 0 | 0 | [6 empty] | 0 | 0 | 0 | 9 | 1948 | 0 | 0 | E | [6 empty] | 0
3 |  | 19462 | 3424 | 2 | HC | 18000 | P | OP | 1 | 1949 | WAT |  |  | WAT |  |  | 0 | 20700 | 20700 | 0 |  | 0 | 0 | 0 | 0 | 0 | 0 | [6 empty] | 0 | 0 | 0 | 10 | 1948 | 0 | 0 | E | [6 empty] | 0
3 |  | 19462 | 3424 | 3 | HC | 18000 | P | OP | 11 | 1953 | WAT |  |  | WAT |  |  | 0 | 20700 | 20700 | 0 |  | 0 | 0 | 0 | 0 | 0 | 0 | [6 empty] | 0 | 0 | 0 | 8 | 1953 | 0 | 0 | E | [6 empty] | 0
3 |  | 19462 | 3426 | 1 | HC | 25000 | P | OP | 4 | 1957 | WAT |  |  | WAT |  |  | 0 | 25000 | 25000 | 0 |  | 0 | 0 | 0 | 0 | 0 | 0 | [6 empty] | 0 | 0 | 0 | 1 | 1957 | 0 | 0 | E | [6 empty] | 0
3 |  | 19462 | 3426 | 2 | HC | 25000 | P | OP | 7 | 1957 | WAT |  |  | WAT |  |  | 0 | 29000 | 29000 | 0 |  | 0 | 0 | 0 | 0 | 0 | 0 | [6 empty] | 0 | 0 | 0 | 4 | 1957 | 0 | 0 | E | [6 empty] | 0
3 |  | 19462 | 3426 | 3 | HC | 25000 | P | OP | 9 | 1957 | WAT |  |  | WAT |  |  | 0 | 29000 | 29000 | 0 |  | 0 | 0 | 0 | 0 | 0 | 0 | [6 empty] | 0 | 0 | 0 | 6 | 1957 | 0 | 0 | E | [6 empty] | 0
3 |  | 19462 | 3426 | 4 | HC | 25000 | P | OP | 12 | 1957 | WAT |  |  | WAT |  |  | 0 | 29000 | 29000 | 0 |  | 0 | 0 | 0 | 0 | 0 | 0 | [6 empty] | 0 | 0 | 0 | 9 | 1957 | 0 | 0 | E | [6 empty] | 0
3 |  | 19462 | 3428 | 1 | HC | 28000 | P | OP | 2 | 1970 | WAT |  |  | WAT |  |  | 0 | 30000 | 30000 | 0 |  | 0 | 0 | 0 | 0 | 0 | 0 | [6 empty] | 0 | 0 | 0 | 11 | 1969 | 0 | 0 | E | [6 empty] | 0
3 |  | 19462 | 6171 | 1 | HC | 61000 | P | OP | 10 | 1977 | WAT |  |  | WAT |  |  | 0 | 70000 | 70000 | 0 |  | 0 | 0 | 0 | 0 | 0 | 0 | [6 empty] | 0 | 0 | 0 | 7 | 1977 | 0 | 0 | E | [6 empty] | 0
3 |  | 19462 | 6417 | 1 | HC | 45000 | P | OP | 11 | 1950 | WAT |  |  | WAT |  |  | 0 | 52000 | 52000 | 0 |  | 0 | 0 | 0 | 0 | 0 | 0 | [6 empty] | 0 | 0 | 0 | 8 | 1950 | 0 | 0 | E | [6 empty] | 0
3 |  | 19462 | 6417 | 2 | HC | 45000 | P | OP | 1 | 1951 | WAT |  |  | WAT |  |  | 0 | 52000 | 52000 | 0 |  | 0 | 0 | 0 | 0 | 0 | 0 | [6 empty] | 0 | 0 | 0 | 10 | 1950 | 0 | 0 | E | [6 empty] | 0
3 |  | 19462 | 6417 | 3 | HC | 45000 | P | OP | 4 | 1951 | WAT |  |  | WAT |  |  | 0 | 52000 | 52000 | 0 |  | 0 | 0 | 0 | 0 | 0 | 0 | [6 empty] | 0 | 0 | 0 | 1 | 1951 | 0 | 0 | E | [6 empty] | 0
3 |  | 19462 | 6418 | 1 | HC | 12000 | P | OP | 5 | 1958 | WAT |  |  | WAT |  |  | 0 | 13800 | 13800 | 0 |  | 0 | 0 | 0 | 0 | 0 | 0 | [6 empty] | 0 | 0 | 0 | 2 | 1958 | 0 | 0 | E | [6 empty] | 0
3 |  | 19462 | 6418 | 2 | HC | 12000 | P | OP | 9 | 1958 | WAT |  |  | WAT |  |  | 0 | 13800 | 13800 | 0 |  | 0 | 0 | 0 | 0 | 0 | 0 | [6 empty] | 0 | 0 | 0 | 6 | 1958 | 0 | 0 | E | [6 empty] | 0
3 |  | 19462 | 6418 | 3 | HC | 12000 | P | OP | 11 | 1958 | WAT |  |  | WAT |  |  | 0 | 13800 | 13800 | 0 |  | 0 | 0 | 0 | 0 | 0 | 0 | [6 empty] | 0 | 0 | 0 | 8 | 1958 | 0 | 0 | E | [6 empty] | 0
3 |  | 19474 | 2164 | 1 | IC | 800 | P | OP | 12 | 1970 | FO2 |  |  | FO2 |  |  | 10036 | 600 | 600 | 0 |  | 0 | 0 | 0 | 0 | 0 | 0 | [6 empty] | 0 | 0 | 0 | 12 | 1970 | 0 | 0 | [7 empty] | 0
3 |  | 19474 | 2164 | 2 | IC | 1750 | P | OP | 10 | 1975 | FO2 |  |  | FO2 | NG |  | 10335 | 1750 | 1750 | 0 |  | 0 | 0 | 0 | 0 | 0 | 0 | [6 empty] | 0 | 0 | 0 | 10 | 1975 | 0 | 0 | [7 empty] | 0
3 |  | 19474 | 2164 | 3 | IC | 250 | P | OP | 88 | 1935 | FO2 |  |  | FO2 |  |  | 12477 | 250 | 250 | 0 |  | 0 | 0 | 0 | 0 | 0 | 0 | [6 empty] | 0 | 0 | 0 | 0 | 1935 | 0 | 0 | E | [6 empty] | 0
3 |  | 19474 | 2164 | 4 | IC | 1000 | P | OP | 7 | 1970 | FO2 |  |  | FO2 |  |  | 10036 | 900 | 900 | 0 |  | 0 | 0 | 0 | 0 | 0 | 0 | [6 empty] | 0 | 0 | 0 | 7 | 1970 | 0 | 0 | [7 empty] | 0
3 |  | 19474 | 2164 | 5 | IC | 380 | P | OP | 88 | 1955 | FO2 |  |  | FO2 |  |  | 13317 | 350 | 350 | 0 |  | 0 | 0 | 0 | 0 | 0 | 0 | [6 empty] | 0 | 0 | 0 | 0 | 1955 | 0 | 0 | E | [6 empty] | 0
3 |  | 19474 | 2164 | 6 | IC | 380 | P | OP | 88 | 1955 | FO2 |  |  | FO2 |  |  | 13578 | 350 | 350 | 0 |  | 0 | 0 | 0 | 0 | 0 | 0 | [6 empty] | 0 | 0 | 0 | 0 | 1955 | 0 | 0 | E | [6 empty] | 0
3 |  | 19474 | 2164 | 7 | IC | 1136 | P | OP | 88 | 1962 | FO2 |  |  | FO2 |  |  | 12149 | 900 | 900 | 0 |  | 0 | 0 | 0 | 0 | 0 | 0 | [6 empty] | 0 | 0 | 0 | 0 | 1962 | 0 | 0 | E | [6 empty] | 0
3 |  | 19474 | 2164 | 8 | IC | 1360 | P | OP | 88 | 1967 | FO2 |  |  | FO2 | NG |  | 12149 | 1100 | 1100 | 0 |  | 0 | 0 | 0 | 0 | 0 | 0 | [6 empty] | 0 | 0 | 0 | 0 | 1967 | 0 | 0 | E | [6 empty] | 0
3 |  | 19497 | 568 | 1 | ST | 81522 | C | OP | 11 | 1957 | FO2 |  |  | FO6 |  |  | 10171 | 82000 | 85000 | 0 |  | 0 | 0 | 0 | 0 | 0 | 0 | [6 empty] | 0 | 0 | 0 | 10 | 1957 | 0 | 0 | E | [6 empty] | 0
3 |  | 19497 | 568 | 2 | ST | 179520 | C | OP | 8 | 1961 | FO2 |  |  | FO6 |  |  | 9912 | 170000 | 173000 | 0 |  | 0 | 0 | 0 | 0 | 0 | 0 | [6 empty] | 0 | 0 | 0 | 6 | 1961 | 0 | 0 | E | [6 empty] | 0
3 |  | 19497 | 568 | 3 | ST | 399500 | B | OP | 8 | 1968 | FO2 |  |  | BIT | FO6 |  | 9450 | 385000 | 385000 | 0 |  | 0 | 0 | 0 | 0 | 0 | 0 | [6 empty] | 0 | 0 | 0 | 6 | 1968 | 0 | 0 | E | [6 empty] | 0
3 |  | 19497 | 568 | 4 | JE | 18594 | P | OP | 10 | 1967 | JF |  |  | JF |  |  | 13223 | 17100 | 22000 | 0 |  | 0 | 0 | 0 | 0 | 0 | 0 | [6 empty] | 0 | 0 | 0 | 9 | 1967 | 0 | 0 | E | [6 empty] | 0
3 |  | 19497 | 569 | 1 | ST | 13000 |  |  | 99 | 1931 |  |  |  | FO6 |  |  | 0 | 0 | 0 | 0 | RE | 10 | 1981 | 0 | 0 | 0 | 0 | [6 empty] | 0 | 0 | 0 | 0 | 1931 | 0 | 0 | E | [6 empty] | 0
3 |  | 19497 | 569 | 2 | ST | 13000 |  |  | 99 | 1929 |  |  |  | FO6 |  |  | 0 | 0 | 0 | 0 | RE | 10 | 1981 | 0 | 0 | 0 | 0 | [6 empty] | 0 | 0 | 0 | 0 | 1929 | 0 | 0 | E | [6 empty] | 0
3 |  | 19497 | 569 | 3 | ST | 13000 |  |  | 99 | 1929 |  |  |  | FO6 |  |  | 0 | 0 | 0 | 0 | RE | 10 | 1981 | 0 | 0 | 0 | 0 | [6 empty] | 0 | 0 | 0 | 0 | 1929 | 0 | 0 | E | [6 empty] | 0
3 |  | 19497 | 569 | 4 | ST | 13000 |  |  | 99 | 1930 |  |  |  | FO6 |  |  | 0 | 0 | 0 | 0 | RE | 10 | 1981 | 0 | 0 | 0 | 0 | [6 empty] | 0 | 0 | 0 | 0 | 1930 | 0 | 0 | E | [6 empty] | 0
3 |  | 19497 | 569 | 5 | ST | 13000 |  |  | 99 | 1930 |  |  |  | FO6 |  |  | 0 | 0 | 0 | 0 | RE | 10 | 1981 | 0 | 0 | 0 | 0 | [6 empty] | 0 | 0 | 0 | 0 | 1930 | 0 | 0 | E | [6 empty] | 0
3 |  | 19497 | 569 | 6 | ST | 13000 |  |  | 99 | 1933 |  |  |  | FO6 |  |  | 0 | 0 | 0 | 0 | RE | 10 | 1981 | 0 | 0 | 0 | 0 | [6 empty] | 0 | 0 | 0 | 0 | 1933 | 0 | 0 | E | [6 empty] | 0
3 |  | 19497 | 569 | 7 | ST | 30000 | C | OP | 11 | 1948 | FO2 |  |  | FO6 |  |  | 13169 | 34060 | 35000 | 0 |  | 0 | 0 | 0 | 0 | 0 | 0 | [6 empty] | 0 | 0 | 0 | 10 | 1948 | 0 | 0 | E | [6 empty] | 0
3 |  | 19497 | 569 | 8 | ST | 36750 | C | OP | 9 | 1953 | FO2 |  |  | FO6 |  |  | 12175 | 38490 | 40000 | 0 |  | 0 | 0 | 0 | 0 | 0 | 0 | [6 empty] | 0 | 0 | 0 | 8 | 1953 | 0 | 0 | E | [6 empty] | 0
3 |  | 19497 | 571 | 1 | ST | 10000 |  |  | 99 | 1923 |  |  |  | FO6 |  |  | 0 | 0 | 0 | 0 | RE | 10 | 1982 | 0 | 0 | 0 | 0 | [6 empty] | 0 | 0 | 0 | 0 | 1923 | 0 | 0 | E | [6 empty] | 0
3 |  | 19497 | 571 | 2 | ST | 10000 |  |  | 99 | 1923 |  |  |  | FO6 |  |  | 0 | 0 | 0 | 0 | RE | 0 | 0 | 0 | 0 | 0 | 0 | [6 empty] | 0 | 0 | 0 | 0 | 1923 | 0 | 0 | E | [6 empty] | 0
3 |  | 19497 | 571 | 3 | ST | 10000 |  |  | 99 | 1924 |  |  |  | FO6 |  |  | 0 | 0 | 0 | 0 | RE | 0 | 0 | 0 | 0 | 0 | 0 | [6 empty] | 0 | 0 | 0 | 0 | 1924 | 0 | 0 | E | [6 empty] | 0
3 |  | 19497 | 571 | 4 | ST | 12500 |  |  | 99 | 1926 |  |  |  | FO6 |  |  | 0 | 0 | 0 | 0 | RE | 0 | 0 | 0 | 0 | 0 | 0 | [6 empty] | 0 | 0 | 0 | 0 | 1926 | 0 | 0 | E | [6 empty] | 0
3 |  | 19497 | 571 | 5 | ST | 12500 |  |  | 99 | 1927 |  |  |  | FO6 |  |  | 0 | 0 | 0 | 0 | RE | 0 | 0 | 0 | 0 | 0 | 0 | [6 empty] | 0 | 0 | 0 | 0 | 1927 | 0 | 0 | E | [6 empty] | 0
3 |  | 19497 | 571 | 6 | ST | 12500 |  |  | 99 | 1930 |  |  |  | FO6 |  |  | 0 | 0 | 0 | 0 | RE | 0 | 0 | 0 | 0 | 0 | 0 | [6 empty] | 0 | 0 | 0 | 0 | 1930 | 0 | 0 | E | [6 empty] | 0
3 |  | 19497 | 571 | 7 | ST | 12500 |  |  | 99 | 1931 |  |  |  | FO6 |  |  | 0 | 0 | 0 | 0 | RE | 0 | 0 | 0 | 0 | 0 | 0 | [6 empty] | 0 | 0 | 0 | 0 | 1931 | 0 | 0 | E | [6 empty] | 0
3 |  | 19497 | 571 | 8 | ST | 5000 |  |  | 99 | 1937 |  |  |  | FO6 |  |  | 0 | 0 | 0 | 0 | RE | 0 | 0 | 0 | 0 | 0 | 0 | [6 empty] | 0 | 0 | 0 | 0 | 1937 | 0 | 0 | E | [6 empty] | 0
3 |  | 19497 | 571 | 9 | ST | 25000 | C | SC | 11 | 1941 | FO2 | LPG |  | FO6 |  |  | 14506 | 30000 | 30000 | 0 | RT | 1 | 1992 | 0 | 0 | 0 | 0 | [6 empty] | 0 | 0 | 0 | 10 | 1941 | 0 | 0 | E | [5 empty] | RE | 0
3 |  | 19497 | 571 | 10 | ST | 6000 |  |  | 99 | 1946 |  |  |  | FO6 |  |  | 0 | 0 | 0 | 0 | RE | 0 | 0 | 0 | 0 | 0 | 0 | [6 empty] | 0 | 0 | 0 | 0 | 1946 | 0 | 0 | E | [6 empty] | 0
3 |  | 19497 | 571 | 11 | ST | 34500 | C | SC | 9 | 1950 | FO2 | LPG |  | FO6 |  |  | 13883 | 33000 | 33000 | 0 | RT | 1 | 1992 | 0 | 0 | 0 | 0 | [6 empty] | 0 | 0 | 0 | 8 | 1950 | 0 | 0 | E | [5 empty] | RE | 0
3 |  | 19497 | 6156 | 1 | ST | 460260 | C | OP | 8 | 1975 | FO2 |  |  | FO6 | NG |  | 9373 | 447000 | 447000 | 0 |  | 0 | 0 | 0 | 0 | 0 | 0 | [6 empty] | 0 | 0 | 0 | 8 | 1975 | 0 | 0 | [7 empty] | 0
3 |  | 19514 | 2038 | 2 | IC | 1000 |  |  | 99 | 1946 |  |  |  | FO2 |  |  | 0 | 0 | 0 | 0 | RE | 10 | 1981 | 0 | 0 | 0 | 0 | [6 empty] | 0 | 0 | 0 | 0 | 1946 | 0 | 0 | E | [6 empty] | 0
3 |  | 19514 | 2038 | 3 | IC | 3000 |  |  | 99 | 1948 |  |  |  | FO2 |  |  | 0 | 0 | 0 | 0 | RE | 10 | 1981 | 0 | 0 | 0 | 0 | [6 empty] | 0 | 0 | 0 | 0 | 1948 | 0 | 0 | E | [6 empty] | 0
3 |  | 19514 | 2038 | 4 | IC | 3000 |  |  | 99 | 1948 |  |  |  | FO2 |  |  | 0 | 0 | 0 | 0 | RE | 10 | 1981 | 0 | 0 | 0 | 0 | [6 empty] | 0 | 0 | 0 | 0 | 1948 | 0 | 0 | E | [6 empty] | 0
3 |  | 19514 | 2038 | GT1 | GT | 22800 | P | SB | 5 | 1978 | FO2 |  |  | FO2 |  |  | 13000 | 21400 | 29400 | 0 |  | 0 | 0 | 0 | 0 | 0 | 0 | [6 empty] | 0 | 0 | 0 | 4 | 1978 | 0 | 0 | E | [6 empty] | 0
3 |  | 19514 | 2038 | IC1 | IC | 1000 |  |  | 99 | 1945 |  |  |  | FO2 |  |  | 0 | 0 | 0 | 0 | RE | 10 | 1981 | 0 | 0 | 0 | 0 | [6 empty] | 0 | 0 | 0 | 0 | 1945 | 0 | 0 | E | [6 empty] | 0
3 |  | 19514 | 2039 | 1 | ST | 11500 | B | OP | 2 | 1951 | FO2 | NG |  | REF |  |  | 15000 | 11000 | 11000 | 0 |  | 0 | 0 | 0 | 0 | 0 | 0 | [6 empty] | 0 | 0 | 0 | 1 | 1951 | 0 | 0 | E | [6 empty] | 0
3 |  | 19514 | 2039 | 2 | ST | 11500 | B | OP | 2 | 1951 | FO2 | NG |  | REF |  |  | 15000 | 11000 | 11000 | 0 |  | 0 | 0 | 0 | 0 | 0 | 0 | [6 empty] | 0 | 0 | 0 | 1 | 1951 | 0 | 0 | E | [6 empty] | 0
3 |  | 19514 | 2039 | 3 | ST | 22500 | B | OP | 9 | 1959 | FO2 | NG |  | REF |  |  | 15000 | 22000 | 22000 | 0 |  | 0 | 0 | 0 | 0 | 0 | 0 | [6 empty] | 0 | 0 | 0 | 8 | 1959 | 0 | 0 | E | [6 empty] | 0
3 |  | 19514 | 2040 | 1 | IC | 1600 |  |  | 99 | 1948 |  |  |  | FO2 |  |  | 0 | 0 | 0 | 0 | RE | 10 | 1981 | 0 | 0 | 0 | 0 | [6 empty] | 0 | 0 | 0 | 0 | 1948 | 0 | 0 | E | [6 empty] | 0
3 |  | 19514 | 2040 | 2 | IC | 1600 |  |  | 99 | 1948 |  |  |  | FO2 |  |  | 0 | 0 | 0 | 0 | RE | 10 | 1981 | 0 | 0 | 0 | 0 | [6 empty] | 0 | 0 | 0 | 0 | 1948 | 0 | 0 | E | [6 empty] | 0
3 |  | 19514 | 2041 | 1 | IC | 300 |  |  | 99 | 1940 |  |  |  | FO2 | NG |  | 0 | 0 | 0 | 0 | RE | 10 | 1981 | 0 | 0 | 0 | 0 | [6 empty] | 0 | 0 | 0 | 0 | 1940 | 0 | 0 | E | [6 empty] | 0
3 |  | 19514 | 2041 | 2 | IC | 300 |  |  | 99 | 1940 |  |  |  | FO2 | NG |  | 0 | 0 | 0 | 0 | RE | 10 | 1981 | 0 | 0 | 0 | 0 | [6 empty] | 0 | 0 | 0 | 0 | 1940 | 0 | 0 | E | [6 empty] | 0
3 |  | 19514 | 2041 | 3 | IC | 300 |  |  | 99 | 1940 |  |  |  | FO2 | NG |  | 0 | 0 | 0 | 0 | RE | 10 | 1981 | 0 | 0 | 0 | 0 | [6 empty] | 0 | 0 | 0 | 0 | 1940 | 0 | 0 | E | [6 empty] | 0
3 |  | 19514 | 2041 | 4 | IC | 1100 |  |  | 99 | 1948 |  |  |  | FO2 | NG |  | 0 | 0 | 0 | 0 | RE | 10 | 1981 | 0 | 0 | 0 | 0 | [6 empty] | 0 | 0 | 0 | 0 | 1948 | 0 | 0 | E | [6 empty] | 0
3 |  | 19514 | 2041 | 5 | IC | 1100 |  |  | 99 | 1948 |  |  |  | FO2 | NG |  | 0 | 0 | 0 | 0 | RE | 10 | 1981 | 0 | 0 | 0 | 0 | [6 empty] | 0 | 0 | 0 | 0 | 1948 | 0 | 0 | E | [6 empty] | 0
3 |  | 19514 | 2041 | 6 | IC | 1400 |  |  | 99 | 1958 |  |  |  | FO2 | NG |  | 0 | 0 | 0 | 0 | RE | 10 | 1981 | 0 | 0 | 0 | 0 | [6 empty] | 0 | 0 | 0 | 0 | 1958 | 0 | 0 | E | [6 empty] | 0
3 |  | 19514 | 2042 | 2 | IC | 700 |  |  | 99 | 1941 |  |  |  | FO2 |  |  | 0 | 0 | 0 | 0 | RE | 10 | 1981 | 0 | 0 | 0 | 0 | [6 empty] | 0 | 0 | 0 | 0 | 1941 | 0 | 0 | E | [6 empty] | 0
3 |  | 19514 | 2042 | 3 | IC | 700 |  |  | 99 | 1941 |  |  |  | FO2 |  |  | 0 | 0 | 0 | 0 | RE | 11 | 1981 | 0 | 0 | 0 | 0 | [6 empty] | 0 | 0 | 0 | 0 | 1941 | 0 | 0 | E | [6 empty] | 0
3 |  | 19514 | 2042 | 4 | IC | 700 |  |  | 99 | 1941 |  |  |  | FO2 |  |  | 0 | 0 | 0 | 0 | RE | 11 | 1981 | 0 | 0 | 0 | 0 | [6 empty] | 0 | 0 | 0 | 0 | 1941 | 0 | 0 | E | [6 empty] | 0
3 |  | 19514 | 2042 | 5 | IC | 700 |  |  | 99 | 1941 |  |  |  | FO2 |  |  | 0 | 0 | 0 | 0 | RE | 11 | 1981 | 0 | 0 | 0 | 0 | [6 empty] | 0 | 0 | 0 | 0 | 1941 | 0 | 0 | E | [6 empty] | 0
3 |  | 19514 | 2042 | GT1 | GT | 22800 | P | SB | 5 | 1978 | FO2 |  |  | FO2 |  |  | 13000 | 21200 | 29400 | 0 |  | 0 | 0 | 0 | 0 | 0 | 0 | [6 empty] | 0 | 0 | 0 | 4 | 1978 | 0 | 0 | E | [6 empty] | 0
3 |  | 19514 | 2042 | IC1 | IC | 700 |  |  | 99 | 1941 |  |  |  | FO2 |  |  | 0 | 0 | 0 | 0 | RE | 11 | 1981 | 0 | 0 | 0 | 0 | [6 empty] | 0 | 0 | 0 | 0 | 1941 | 0 | 0 | E | [6 empty] | 0
3 |  | 19514 | 2043 | 1 | IC | 1000 |  |  | 99 | 1950 |  |  |  | FO2 |  |  | 0 | 0 | 0 | 0 | RE | 10 | 1981 | 0 | 0 | 0 | 0 | [6 empty] | 0 | 0 | 0 | 0 | 1950 | 0 | 0 | E | [6 empty] | 0
3 |  | 19514 | 2043 | 2 | IC | 1000 |  |  | 99 | 1950 |  |  |  | FO2 |  |  | 0 | 0 | 0 | 0 | RE | 10 | 1981 | 0 | 0 | 0 | 0 | [6 empty] | 0 | 0 | 0 | 0 | 1950 | 0 | 0 | E | [6 empty] | 0
3 |  | 19514 | 2044 | 1 | IC | 1000 |  |  | 99 | 1948 |  |  |  | FO2 |  |  | 0 | 0 | 0 | 0 | RE | 10 | 1981 | 0 | 0 | 0 | 0 | [6 empty] | 0 | 0 | 0 | 0 | 1948 | 0 | 0 | E | [6 empty] | 0
3 |  | 19514 | 2044 | 2 | IC | 1000 |  |  | 99 | 1948 |  |  |  | FO2 |  |  | 0 | 0 | 0 | 0 | RE | 10 | 1981 | 0 | 0 | 0 | 0 | [6 empty] | 0 | 0 | 0 | 0 | 1948 | 0 | 0 | E | [6 empty] | 0
3 |  | 19514 | 2824 | 1 | ST | 172000 | B | OP | 1 | 1967 | FO2 |  |  | LIG |  |  | 11300 | 177000 | 177000 | 0 |  | 0 | 0 | 0 | 0 | 0 | 0 | [6 empty] | 0 | 0 | 0 | 11 | 1966 | 0 | 0 | E | [6 empty] | 0
3 |  | 19514 | 5068 | 1 | GT | 0 |  |  | 0 | 0 | [6 empty] | 0 | 0 | 0 | 21000 | CN | 99 | 9999 | 0 | 0 | 1 | 1990 |  |  |  | FO2 |  |  | 0 | 0 | 0 | 0 | 0 | 18000 | 21000 | [7 empty] | 0
3 |  | 19514 | 5069 | 1 | GT | 0 |  |  | 0 | 0 | [6 empty] | 0 | 0 | 0 | 21000 | CN | 99 | 9999 | 0 | 0 | 1 | 1992 |  |  |  | FO2 |  |  | 0 | 0 | 0 | 0 | 0 | 18000 | 21000 | [7 empty] | 0
3 |  | 19514 | 5069 | 2 | GT | 0 |  |  | 0 | 0 | [6 empty] | 0 | 0 | 0 | 21000 | CN | 99 | 9999 | 0 | 0 | 1 | 1991 |  |  |  | FO2 |  |  | 0 | 0 | 0 | 0 | 0 | 18000 | 21000 | [7 empty] | 0
3 |  | 19514 | 5070 | 1 | GT | 0 |  |  | 0 | 0 | [6 empty] | 0 | 0 | 0 | 300000 | CN | 99 | 9999 | 0 | 0 | 1 | 1993 |  |  |  | FO2 |  |  | 0 | 0 | 0 | 0 | 0 | 239000 | 288000 | [7 empty] | 0
3 |  | 19514 | 5071 | 2 | GT | 0 |  |  | 0 | 0 | [6 empty] | 0 | 0 | 0 | 21000 | CN | 99 | 9999 | 0 | 0 | 1 | 1992 |  |  |  | FO2 |  |  | 0 | 0 | 0 | 0 | 0 | 18000 | 21000 | [7 empty] | 0
3 |  | 19514 | 6741 | 1 | GT | 22800 | P | SB | 5 | 1978 | FO2 |  |  | FO2 |  |  | 13000 | 21200 | 29400 | 0 |  | 0 | 0 | 0 | 0 | 0 | 0 | [6 empty] | 0 | 0 | 0 | 4 | 1978 | 0 | 0 | E | [6 empty] | 0
3 |  | 19514 | 6741 | 2 | GT | 0 |  |  | 0 | 0 | [6 empty] | 0 | 0 | 0 | 12300 | CN | 99 | 9999 | 0 | 0 | 0 | 0 |  |  |  | FO2 |  |  | 0 | 0 | 0 | 0 | 0 | 11000 | 13000 | [7 empty] | 0
3 |  | 19514 | 6741 | 3 | GT | 0 |  |  | 0 | 0 | [6 empty] | 0 | 0 | 0 | 12300 | CN | 99 | 9999 | 0 | 0 | 0 | 0 |  |  |  | FO2 |  |  | 0 | 0 | 0 | 0 | 0 | 11000 | 13000 | [7 empty] | 0
3 |  | 19545 | 3325 | 2 | IC | 2000 | P | OP | 7 | 1965 |  |  |  | FO2 |  |  | 9240 | 2000 | 2000 | 0 |  | 0 | 0 | 0 | 0 | 0 | 0 | [6 empty] | 0 | 0 | 0 | 6 | 1965 | 0 | 0 | E | [6 empty] | 0
3 |  | 19545 | 3325 | 3 | IC | 2000 | P | OP | 7 | 1965 | FO2 |  |  | FO2 |  |  | 9240 | 2000 | 2000 | 0 |  | 0 | 0 | 0 | 0 | 0 | 0 | [6 empty] | 0 | 0 | 0 | 6 | 1965 | 0 | 0 | E | [6 empty] | 0
3 |  | 19545 | 3325 | 4 | IC | 2000 | P | OP | 7 | 1965 | FO2 |  |  | FO2 |  |  | 9240 | 2000 | 2000 | 0 |  | 0 | 0 | 0 | 0 | 0 | 0 | [6 empty] | 0 | 0 | 0 | 6 | 1965 | 0 | 0 | E | [6 empty] | 0
3 |  | 19545 | 3325 | 5 | IC | 2000 | P | OP | 7 | 1965 | FO2 |  |  | FO2 |  |  | 9240 | 2000 | 2000 | 0 |  | 0 | 0 | 0 | 0 | 0 | 0 | [6 empty] | 0 | 0 | 0 | 6 | 1965 | 0 | 0 | E | [6 empty] | 0
3 |  | 19545 | 3325 | GT1 | GT | 25200 | P | OP | 7 | 1977 | FO2 |  |  | FO2 |  |  | 12490 | 17000 | 25000 | 0 |  | 0 | 0 | 0 | 0 | 0 | 0 | [6 empty] | 0 | 0 | 0 | 6 | 1977 | 0 | 0 | E | [6 empty] | 0
3 |  | 19545 | 3325 | GT2 | GT | 25200 | P | OP | 8 | 1977 | FO2 |  |  | FO2 |  |  | 12490 | 17000 | 25000 | 0 |  | 0 | 0 | 0 | 0 | 0 | 0 | [6 empty] | 0 | 0 | 0 | 7 | 1977 | 0 | 0 | E | [6 empty] | 0
3 |  | 19545 | 3325 | GT3 | GT | 25200 | P | OP | 6 | 1978 | FO2 |  |  | FO2 |  |  | 12490 | 17000 | 25000 | 0 |  | 0 | 0 | 0 | 0 | 0 | 0 | [6 empty] | 0 | 0 | 0 | 5 | 1978 | 0 | 0 | E | [6 empty] | 0
3 |  | 19545 | 3325 | GT4 | GT | 25200 | P | OP | 6 | 1979 | FO2 |  |  | FO2 |  |  | 12490 | 17000 | 25000 | 0 |  | 0 | 0 | 0 | 0 | 0 | 0 | [6 empty] | 0 | 0 | 0 | 5 | 1979 | 0 | 0 | E | [6 empty] | 0
3 |  | 19545 | 3325 | IC1 | IC | 2000 | P | OP | 7 | 1965 | FO2 |  |  | FO2 |  |  | 9240 | 2000 | 2000 | 0 |  | 0 | 0 | 0 | 0 | 0 | 0 | [6 empty] | 0 | 0 | 0 | 6 | 1965 | 0 | 0 | E | [6 empty] | 0
3 |  | 19545 | 3325 | ST1 | ST | 25000 | B | OP | 1 | 1961 | FO2 | NG |  | SUB |  |  | 12070 | 21600 | 21600 | 0 |  | 0 | 0 | 0 | 0 | 0 | 0 | [6 empty] | 0 | 0 | 0 | 11 | 1960 | 0 | 0 | E | [6 empty] | 0
3 |  | 19545 | 3326 | 1 | HC | 1000 |  |  | 99 | 1960 |  |  |  | WAT |  |  | 0 | 0 | 0 | 0 | RE | 2 | 1975 | 0 | 0 | 0 | 0 | [6 empty] | 0 | 0 | 0 | 0 | 1960 | 0 | 0 | E | [6 empty] | 0
3 |  | 19545 | 3327 | 3 | IC | 500 |  |  | 99 | 1960 |  |  |  | PET |  |  | 0 | 0 | 0 | 0 | RE | 12 | 1976 | 0 | 0 | 0 | 0 | [6 empty] | 0 | 0 | 0 | 0 | 1960 | 0 | 0 | E | [6 empty] | 0
3 |  | 19545 | 3327 | 4 | IC | 500 |  |  | 99 | 1960 |  |  |  | PET |  |  | 0 | 0 | 0 | 0 | RE | 12 | 1976 | 0 | 0 | 0 | 0 | [6 empty] | 0 | 0 | 0 | 0 | 1960 | 0 | 0 | E | [6 empty] | 0
3 |  | 19545 | 3328 | 1 | ST | 5000 | C | OP | 10 | 1935 | FO2 |  |  | SUB |  |  | 19400 | 4600 | 4600 | 0 |  | 0 | 0 | 0 | 0 | 0 | 0 | [6 empty] | 0 | 0 | 0 | 9 | 1935 | 0 | 0 | E | [6 empty] | 0
3 |  | 19545 | 3328 | 2 | ST | 5000 | C | OP | 12 | 1935 | FO2 |  |  | SUB |  |  | 19400 | 4600 | 4600 | 0 |  | 0 | 0 | 0 | 0 | 0 | 0 | [6 empty] | 0 | 0 | 0 | 11 | 1935 | 0 | 0 | E | [6 empty] | 0
3 |  | 19545 | 3328 | 3 | ST | 5000 | C | OP | 12 | 1961 | FO2 |  |  | SUB |  |  | 19400 | 4600 | 4600 | 0 |  | 0 | 0 | 0 | 0 | 0 | 0 | [6 empty] | 0 | 0 | 0 | 10 | 1961 | 0 | 0 | E | [6 empty] | 0
3 |  | 19545 | 3328 | 4 | ST | 18750 | B | OP | 12 | 1956 | FO2 |  |  | SUB |  |  | 12250 | 16100 | 16100 | 0 |  | 0 | 0 | 0 | 0 | 0 | 0 | [6 empty] | 0 | 0 | 0 | 11 | 1956 | 0 | 0 | E | [6 empty] | 0
3 |  | 19545 | 3329 | 1 | HC | 1000 |  |  | 99 | 1925 |  |  |  | WAT |  |  | 0 | 0 | 0 | 0 | RE | 2 | 1975 | 0 | 0 | 0 | 0 | [6 empty] | 0 | 0 | 0 | 0 | 1925 | 0 | 0 | E | [6 empty] | 0
3 |  | 19545 | 4150 | 1 | ST | 3000 |  |  | 99 | 1961 |  |  |  | BIT | FO2 |  | 0 | 0 | 0 | 0 | RE | 2 | 1980 | 0 | 0 | 0 | 0 | [6 empty] | 0 | 0 | 0 | 0 | 1961 | 0 | 0 | E | [6 empty] | 0
3 |  | 19545 | 4150 | 2 | ST | 1000 |  |  | 99 | 1928 |  |  |  | BIT | FO2 |  | 0 | 0 | 0 | 0 | RE | 2 | 1980 | 0 | 0 | 0 | 0 | [6 empty] | 0 | 0 | 0 | 0 | 1928 | 0 | 0 | E | [6 empty] | 0
3 |  | 19545 | 4150 | 3 | ST | 2000 |  |  | 99 | 1946 |  |  |  | BIT | FO2 |  | 0 | 0 | 0 | 0 | RE | 0 | 0 | 0 | 0 | 0 | 0 | [6 empty] | 0 | 0 | 0 | 0 | 1946 | 0 | 0 | E | [6 empty] | 0
3 |  | 19545 | 4150 | 4 | ST | 2000 |  |  | 99 | 1948 |  |  |  | BIT | FO2 |  | 0 | 0 | 0 | 0 | RE | 7 | 1982 | 0 | 0 | 0 | 0 | [6 empty] | 0 | 0 | 0 | 0 | 1948 | 0 | 0 | E | [6 empty] | 0
3 |  | 19545 | 4150 | 5 | ST | 21760 | B | OP | 9 | 1969 | FO2 |  |  | SUB |  |  | 13900 | 14600 | 18600 | 0 |  | 0 | 0 | 0 | 0 | 0 | 0 | [6 empty] | 0 | 0 | 0 | 7 | 1969 | 0 | 0 | E | [6 empty] | 0
3 |  | 19545 | 4150 | 6 | ST | 0 |  |  | 0 | 0 | [6 empty] | 0 | 0 | 0 | 80000 | PL | 0 | 0 | 1 | 1996 | 1 | 1996 |  |  |  | SUB | FO2 |  | 80000 | 80000 | 0 | 0 | 0 | 76597 | 78236 | [7 empty] | 0
3 |  | 19545 | 4151 | 1 | ST | 11500 | B | OP | 10 | 1948 | FO2 |  |  | SUB |  |  | 14700 | 10150 | 10150 | 0 |  | 0 | 0 | 0 | 0 | 0 | 0 | [6 empty] | 0 | 0 | 0 | 9 | 1948 | 0 | 0 | E | [6 empty] | 0
3 |  | 19545 | 4151 | 2 | ST | 11500 | B | OP | 10 | 1949 | FO2 |  |  | SUB |  |  | 14750 | 10150 | 10150 | 0 |  | 0 | 0 | 0 | 0 | 0 | 0 | [6 empty] | 0 | 0 | 0 | 9 | 1949 | 0 | 0 | E | [6 empty] | 0
3 |  | 19545 | 4151 | 3 | ST | 11500 | B | OP | 9 | 1952 | FO2 |  |  | SUB |  |  | 14400 | 10150 | 10150 | 0 |  | 0 | 0 | 0 | 0 | 0 | 0 | [6 empty] | 0 | 0 | 0 | 8 | 1952 | 0 | 0 | E | [6 empty] | 0
3 |  | 19545 | 4151 | 4 | ST | 0 |  |  | 0 | 0 | [6 empty] | 0 | 0 | 0 | 89000 | CN | 10 | 1984 | 7 | 1992 | 7 | 1992 | OT |  |  | BIT |  |  | 0 | 0 | 0 | 0 | 0 | 85000 | 87000 | [7 empty] | 0
3 |  | 19545 | 4151 | IC1 | IC | 1000 |  |  | 88 | 1947 |  |  |  | FO2 |  |  | 0 | 1000 | 1000 | 0 | RE | 12 | 1984 | 0 | 0 | 0 | 0 | [6 empty] | 0 | 0 | 0 | 0 | 1947 | 0 | 0 | E | [6 empty] | 0
3 |  | 19545 | 7236 | 5 | GT | 0 |  |  | 0 | 0 | [6 empty] | 0 | 0 | 0 | 40000 | CN | 6 | 1991 | 7 | 1994 | 0 | 0 | LO |  |  | NG | FO2 |  | 40000 | 50000 | 0 | 0 | 0 | 33337 | 40014 | [7 empty] | 0
3 |  | 19547 | 764 | 5 | ST | 20000 |  |  | 4 | 1930 |  |  |  | FO6 |  |  | 0 | 0 | 0 | 0 | RE | 3 | 1982 | 0 | 0 | 0 | 0 | [6 empty] | 0 | 0 | 0 | 0 | 1930 | 0 | 0 | E | [6 empty] | 0
3 |  | 19547 | 764 | 7 | ST | 35000 |  |  | 9 | 1944 |  |  |  | FO6 |  |  | 0 | 0 | 0 | 0 | RE | 12 | 1983 | 0 | 0 | 0 | 0 | [6 empty] | 0 | 0 | 0 | 0 | 1944 | 0 | 0 | E | [6 empty] | 0
3 |  | 19547 | 764 | H8 | ST | 50000 | C | OP | 12 | 1954 | LPG |  |  | FO6 |  |  | 11498 | 47000 | 47000 | 0 | RT | 12 | 1994 | 0 | 0 | 0 | 0 | [6 empty] | 0 | 0 | 0 | 11 | 1954 | 0 | 0 | E | [6 empty] | 0
3 |  | 19547 | 764 | H9 | ST | 54400 | C | OP | 12 | 1957 | LPG |  |  | FO6 |  |  | 11319 | 51700 | 51700 | 0 | RT | 12 | 1994 | 0 | 0 | 0 | 0 | [6 empty] | 0 | 0 | 0 | 11 | 1957 | 0 | 0 | E | [6 empty] | 0
3 |  | 19547 | 765 | 7 | ST | 0 |  |  | 0 | 0 | [6 empty] | 0 | 0 | 0 | 163000 | CN | 99 | 9999 | 12 | 1986 | 8 | 1987 |  |  |  | PET |  |  | 0 | 0 | 0 | 0 | 0 | 154000 | 158000 | [7 empty] | 0
3 |  | 19547 | 765 | K1 | ST | 81600 | B | OP | 4 | 1963 | LPG |  |  | FO6 |  |  | 10025 | 77930 | 77930 | 0 |  | 0 | 0 | 0 | 0 | 0 | 0 | [6 empty] | 0 | 0 | 0 | 2 | 1963 | 0 | 0 | E | [6 empty] | 0
3 |  | 19547 | 765 | K2 | ST | 81600 | B | OP | 11 | 1964 | LPG |  |  | FO6 |  |  | 9815 | 78110 | 78110 | 0 |  | 0 | 0 | 0 | 0 | 0 | 0 | [6 empty] | 0 | 0 | 0 | 9 | 1964 | 0 | 0 | E | [6 empty] | 0
3 |  | 19547 | 765 | K3 | ST | 85850 | B | OP | 10 | 1970 | FO2 |  |  | FO6 |  |  | 9726 | 82170 | 82170 | 0 |  | 0 | 0 | 0 | 0 | 0 | 0 | [6 empty] | 0 | 0 | 0 | 8 | 1970 | 0 | 0 | E | [6 empty] | 0
3 |  | 19547 | 765 | K4 | ST | 90900 | B | OP | 8 | 1972 | FO2 |  |  | FO6 |  |  | 9752 | 87210 | 87210 | 0 |  | 0 | 0 | 0 | 0 | 0 | 0 | [6 empty] | 0 | 0 | 0 | 5 | 1972 | 0 | 0 | E | [6 empty] | 0
3 |  | 19547 | 765 | K5 | ST | 134980 | B | OP | 12 | 1974 | FO2 |  |  | FO6 |  |  | 9749 | 128180 | 128180 | 0 |  | 0 | 0 | 0 | 0 | 0 | 0 | [6 empty] | 0 | 0 | 0 | 9 | 1974 | 0 | 0 | E | [6 empty] | 0
3 |  | 19547 | 765 | K6 | ST | 134980 | B | OP | 3 | 1981 | FO2 |  |  | FO6 |  |  | 9778 | 127420 | 127420 | 0 |  | 0 | 0 | 0 | 0 | 0 | 0 | [6 empty] | 0 | 0 | 0 | 11 | 1980 | 0 | 0 | E | [6 empty] | 0
3 |  | 19547 | 766 | 1 | ST | 7500 |  |  | 6 | 1938 |  |  |  | FO6 |  |  | 0 | 0 | 0 | 0 | RE | 12 | 1982 | 0 | 0 | 0 | 0 | [6 empty] | 0 | 0 | 0 | 0 | 1938 | 0 | 0 | E | [6 empty] | 0
3 |  | 19547 | 766 | 2 | ST | 15000 |  |  | 8 | 1940 |  |  |  | FO6 |  |  | 0 | 0 | 0 | 0 | RE | 12 | 1982 | 0 | 0 | 0 | 0 | [6 empty] | 0 | 0 | 0 | 0 | 1940 | 0 | 0 | E | [6 empty] | 0
3 |  | 19547 | 766 | W3 | ST | 50000 | C | OP | 12 | 1947 | LPG |  |  | FO6 |  |  | 12500 | 47216 | 47216 | 0 |  | 0 | 0 | 0 | 0 | 0 | 0 | [6 empty] | 0 | 0 | 0 | 11 | 1947 | 0 | 0 | E | [6 empty] | 0
3 |  | 19547 | 766 | W4 | ST | 50000 | C | OP | 10 | 1950 | LPG |  |  | FO6 |  |  | 12571 | 47780 | 47780 | 0 |  | 0 | 0 | 0 | 0 | 0 | 0 | [6 empty] | 0 | 0 | 0 | 9 | 1950 | 0 | 0 | E | [6 empty] | 0
3 |  | 19547 | 766 | W5 | ST | 54400 | C | OP | 10 | 1959 | LPG |  |  | FO6 |  |  | 11420 | 51916 | 51916 | 0 |  | 0 | 0 | 0 | 0 | 0 | 0 | [6 empty] | 0 | 0 | 0 | 9 | 1959 | 0 | 0 | E | [6 empty] | 0
3 |  | 19547 | 766 | W6 | ST | 54400 | C | OP | 7 | 1961 | LPG |  |  | FO6 |  |  | 11683 | 51800 | 51800 | 0 |  | 0 | 0 | 0 | 0 | 0 | 0 | [6 empty] | 0 | 0 | 0 | 5 | 1961 | 0 | 0 | E | [6 empty] | 0
3 |  | 19547 | 766 | W7 | ST | 81600 | B | OP | 12 | 1966 | FO2 |  |  | FO6 |  |  | 9659 | 77800 | 77800 | 0 |  | 0 | 0 | 0 | 0 | 0 | 0 | [6 empty] | 0 | 0 | 0 | 10 | 1966 | 0 | 0 | E | [6 empty] | 0
3 |  | 19547 | 766 | W8 | ST | 81600 | B | OP | 12 | 1968 | FO2 |  |  | FO6 |  |  | 9865 | 77800 | 77800 | 0 |  | 0 | 0 | 0 | 0 | 0 | 0 | [6 empty] | 0 | 0 | 0 | 10 | 1968 | 0 | 0 | E | [6 empty] | 0
3 |  | 19547 | 766 | W9 | GT | 51300 | P | OP | 7 | 1973 | FO2 |  |  | FO2 |  |  | 12980 | 51200 | 51200 | 0 |  | 0 | 0 | 0 | 0 | 0 | 0 | [6 empty] | 0 | 0 | 0 | 6 | 1973 | 0 | 0 | E | [6 empty] | 0
3 |  | 19547 | 766 | W10 | GT | 51300 | P | OP | 12 | 1973 | FO2 |  |  | FO2 |  |  | 12820 | 51200 | 51200 | 0 |  | 0 | 0 | 0 | 0 | 0 | 0 | [6 empty] | 0 | 0 | 0 | 11 | 1973 | 0 | 0 | E | [6 empty] | 0
3 |  | 19547 | 5055 | A | GT | 0 |  |  | 0 | 0 | [6 empty] | 0 | 0 | 0 | 70000 | CN | 99 | 9999 | 8 | 1984 | 12 | 1984 |  |  |  | PET |  |  | 0 | 0 | 0 | 0 | 0 | 58000 | 69000 | [7 empty] | 0
3 |  | 19547 | 5055 | B | GT | 0 |  |  | 0 | 0 | [6 empty] | 0 | 0 | 0 | 70000 | CN | 99 | 9999 | 10 | 1985 | 3 | 1986 |  |  |  | PET |  |  | 0 | 0 | 0 | 0 | 0 | 58000 | 69000 | [7 empty] | 0
3 |  | 19549 | 661 | 1 | IC | 800 |  |  | 0 | 1900 |  |  |  | NG |  |  | 0 | 0 | 0 | 0 | RE | 0 | 0 | 0 | 0 | 0 | 0 | [6 empty] | 0 | 0 | 0 | 0 | 1900 | 0 | 0 | E | [6 empty] | 0
3 |  | 19549 | 6209 | 1 | ST | 0 |  |  | 0 | 0 | [6 empty] | 0 | 0 | 0 | 180000 | CN | 99 | 9999 | 6 | 1982 | 1 | 1982 |  |  |  | NG |  |  | 0 | 0 | 0 | 0 | 0 | 170000 | 174000 | [7 empty] | 0
3 |  | 19558 | 6283 | 1 | IC | 300 | C | SB | 88 | 1964 | FO2 |  |  | FO2 |  |  | 12203 | 300 | 300 | 0 |  | 0 | 0 | 0 | 0 | 0 | 0 | [6 empty] | 0 | 0 | 0 | 0 | 1964 | 0 | 0 | E | [6 empty] | 0
3 |  | 19558 | 6283 | 2 | IC | 600 | C | SB | 88 | 1964 | FO2 |  |  | FO2 |  |  | 12203 | 600 | 600 | 0 |  | 0 | 0 | 0 | 0 | 0 | 0 | [6 empty] | 0 | 0 | 0 | 0 | 1964 | 0 | 0 | E | [6 empty] | 0
3 |  | 19558 | 6283 | 3 | IC | 600 | C | SB | 88 | 1970 | FO2 |  |  | FO2 |  |  | 12203 | 600 | 600 | 0 |  | 0 | 0 | 0 | 0 | 0 | 0 | [6 empty] | 0 | 0 | 0 | 0 | 1970 | 0 | 0 | E | [6 empty] | 0
3 |  | 19558 | 6283 | 4 | IC | 600 | C | SB | 88 | 1979 | FO2 |  |  | FO2 |  |  | 12203 | 600 | 600 | 0 |  | 0 | 0 | 0 | 0 | 0 | 0 | [6 empty] | 0 | 0 | 0 | 0 | 1979 | 0 | 0 | E | [6 empty] | 0
3 |  | 19558 | 6284 | 1 | IC | 100 |  |  | 12 | 1971 |  |  |  | FO2 | FO4 |  | 0 | 0 | 0 | 0 | RE | 12 | 1980 | 0 | 0 | 0 | 0 | [6 empty] | 0 | 0 | 0 | 0 | 1971 | 0 | 0 | E | [6 empty] | 0
3 |  | 19558 | 6284 | 2 | IC | 100 |  |  | 12 | 1971 |  |  |  | FO2 | FO4 |  | 0 | 0 | 0 | 0 | RE | 12 | 1980 | 0 | 0 | 0 | 0 | [6 empty] | 0 | 0 | 0 | 0 | 1971 | 0 | 0 | E | [6 empty] | 0
3 |  | 19578 | 1770 | 1 | IC | 2500 |  |  | 10 | 1973 |  |  |  | FO2 |  |  | 0 | 0 | 0 | 0 | RE | 6 | 1983 | 0 | 0 | 0 | 0 | [6 empty] | 0 | 0 | 0 | 0 | 1973 | 0 | 0 | E | [6 empty] | 0
3 |  | 19578 | 1770 | 2 | IC | 2000 |  |  | 2 | 1961 |  |  |  | FO2 |  |  | 0 | 0 | 0 | 0 | RE | 6 | 1983 | 0 | 0 | 0 | 0 | [6 empty] | 0 | 0 | 0 | 0 | 1961 | 0 | 0 | E | [6 empty] | 0
3 |  | 19578 | 1770 | 3 | IC | 2000 |  |  | 2 | 1961 |  |  |  | FO2 |  |  | 0 | 0 | 0 | 0 | RE | 6 | 1983 | 0 | 0 | 0 | 0 | [6 empty] | 0 | 0 | 0 | 0 | 1961 | 0 | 0 | E | [6 empty] | 0
3 |  | 19578 | 1770 | 4 | IC | 2500 |  |  | 10 | 1973 |  |  |  | FO2 |  |  | 0 | 0 | 0 | 0 | RE | 6 | 1983 | 0 | 0 | 0 | 0 | [6 empty] | 0 | 0 | 0 | 0 | 1973 | 0 | 0 | E | [6 empty] | 0
3 |  | 19578 | 1771 | 1 | ST | 11500 | B | OP | 5 | 1958 | BIT |  |  | BIT |  |  | 15100 | 12650 | 12650 | 0 |  | 0 | 0 | 0 | 0 | 0 | 0 | [6 empty] | 0 | 0 | 0 | 4 | 1958 | 0 | 0 | E | [6 empty] | 0
3 |  | 19578 | 1771 | 2 | ST | 11500 | B | OP | 5 | 1958 | BIT |  |  | BIT |  |  | 15100 | 12650 | 12650 | 0 |  | 0 | 0 | 0 | 0 | 0 | 0 | [6 empty] | 0 | 0 | 0 | 4 | 1958 | 0 | 0 | E | [6 empty] | 0
3 |  | 19578 | 1772 | 1 | ST | 18750 | B | OP | 8 | 1959 | FO2 |  |  | BIT |  |  | 13900 | 17700 | 17700 | 0 |  | 0 | 0 | 0 | 0 | 0 | 0 | [6 empty] | 0 | 0 | 0 | 7 | 1959 | 0 | 0 | E | [6 empty] | 0
3 |  | 19578 | 1773 | 1 | HC | 1100 | C | OP | 11 | 1931 |  |  |  | WAT |  |  | 0 | 1100 | 1100 | 0 |  | 0 | 0 | 0 | 0 | 0 | 0 | [6 empty] | 0 | 0 | 0 | 8 | 1931 | 0 | 0 | E | [6 empty] | 0
3 |  | 19578 | 1773 | 2 | HC | 1100 | C | OP | 11 | 1931 |  |  |  | WAT |  |  | 0 | 1120 | 1120 | 0 |  | 0 | 0 | 0 | 0 | 0 | 0 | [6 empty] | 0 | 0 | 0 | 8 | 1931 | 0 | 0 | E | [6 empty] | 0
3 |  | 19578 | 1774 | 1 | HC | 6000 | C | OP | 1 | 1931 |  |  |  | WAT |  |  | 0 | 6180 | 6180 | 0 |  | 0 | 0 | 0 | 0 | 0 | 0 | [6 empty] | 0 | 0 | 0 | 10 | 1930 | 0 | 0 | E | [6 empty] | 0
3 |  | 19578 | 1774 | 2 | HC | 6000 | C | OP | 1 | 1931 |  |  |  | WAT |  |  | 0 | 6160 | 6160 | 0 |  | 0 | 0 | 0 | 0 | 0 | 0 | [6 empty] | 0 | 0 | 0 | 10 | 1930 | 0 | 0 | E | [6 empty] | 0
3 |  | 19578 | 7115 | 1 | HC | 1000 | C | OP | 2 | 1988 |  |  |  | WAT |  |  | 0 | 1000 | 1000 | 0 |  | 0 | 0 | 0 | 0 | 0 | 0 | [6 empty] | 0 | 0 | 0 | 2 | 1988 | 1000 | 1000 | [7 empty] | 0
3 |  | 19578 | 7115 | 2 | HC | 1400 | C | OP | 2 | 1988 |  |  |  | WAT |  |  | 0 | 1500 | 1500 | 0 |  | 0 | 0 | 0 | 0 | 0 | 0 | [6 empty] | 0 | 0 | 0 | 2 | 1988 | 0 | 0 | 0 | [6 empty] | 0
3 |  | 19578 | 7115 | 3 | HC | 2000 | C | OP | 2 | 1988 |  |  |  | WAT |  |  | 0 | 1780 | 1780 | 0 |  | 0 | 0 | 0 | 0 | 0 | 0 | [6 empty] | 0 | 0 | 0 | 2 | 1988 | 2000 | 2000 | [7 empty] | 0
3 |  | 19578 | 7116 | 1 | HC | 4000 | C | OP | 2 | 1988 |  |  |  | WAT |  |  | 0 | 4300 | 4300 | 0 |  | 0 | 0 | 0 | 0 | 0 | 0 | [6 empty] | 0 | 0 | 0 | 2 | 1988 | 0 | 0 | [7 empty] | 0
3 |  | 19578 | 7116 | 2 | HC | 4000 | C | OP | 2 | 1988 |  |  |  | WAT |  |  | 0 | 4380 | 4380 | 0 |  | 0 | 0 | 0 | 0 | 0 | 0 | [6 empty] | 0 | 0 | 0 | 2 | 1988 | 0 | 0 | [7 empty] | 0
3 |  | 19578 | 7117 | 1 | HC | 450 | C | OP | 2 | 1988 |  |  |  | WAT |  |  | 0 | 510 | 510 | 0 |  | 0 | 0 | 0 | 0 | 0 | 0 | [6 empty] | 0 | 0 | 0 | 2 | 1988 | 1000 | 1000 | [7 empty] | 0
3 |  | 19578 | 7117 | 2 | HC | 450 | C | OP | 2 | 1988 |  |  |  | WAT |  |  | 0 | 550 | 550 | 0 |  | 0 | 0 | 0 | 0 | 0 | 0 | [6 empty] | 0 | 0 | 0 | 2 | 1988 | 0 | 0 | [7 empty] | 0
3 |  | 19578 | 7118 | 1 | HC | 2000 | C | OP | 2 | 1988 |  |  |  | WAT |  |  | 0 | 1460 | 1460 | 0 |  | 0 | 0 | 0 | 0 | 0 | 0 | [6 empty] | 0 | 0 | 0 | 2 | 1988 | 0 | 0 | [7 empty] | 0
3 |  | 19578 | 7119 | 1 | GT | 22600 | P | OP | 11 | 1975 | FO2 |  |  | FO2 |  |  | 14400 | 23800 | 27500 | 0 |  | 0 | 0 | 0 | 0 | 0 | 0 | [6 empty] | 0 | 0 | 0 | 10 | 1975 | 0 | 0 | E | [6 empty] | 0
3 |  | 19578 | 8019 | 1 | GT | 22600 | P | OP | 11 | 1973 | FO2 |  |  | FO2 |  |  | 14400 | 23800 | 27500 | 0 |  | 0 | 0 | 0 | 0 | 0 | 0 | [6 empty] | 0 | 0 | 0 | 10 | 1973 | 0 | 0 | E | [6 empty] | 0
3 |  | 19589 | 6574 | 1 | ST | 5000 |  | OP | 11 | 1950 | NG |  |  | NG | FO2 |  | 14024 | 5000 | 5000 | 0 |  | 0 | 0 | 0 | 0 | 0 | 0 | [6 empty] | 0 | 0 | 0 | 10 | 1950 | 0 | 0 | E | [6 empty] | 0
3 |  | 19589 | 6574 | ST2 | ST | 5000 |  | OP | 11 | 1950 | NG |  |  | NG | FO2 |  | 14024 | 5000 | 5000 | 0 |  | 0 | 0 | 0 | 0 | 0 | 0 | [6 empty] | 0 | 0 | 0 | 10 | 1950 | 0 | 0 | E | [6 empty] | 0
3 |  | 19589 | 6574 | ST3 | ST | 10000 | B | OP | 11 | 1952 | NG |  |  | NG | FO2 |  | 13475 | 10000 | 10000 | 0 |  | 0 | 0 | 0 | 0 | 0 | 0 | [6 empty] | 0 | 0 | 0 | 10 | 1952 | 0 | 0 | E | [6 empty] | 0
3 |  | 19603 | 6576 | 1 | HC | 200 |  | OP | 4 | 1916 | WAT |  |  | WAT |  |  | 0 | 200 | 200 | 0 |  | 0 | 0 | 0 | 0 | 0 | 0 | [6 empty] | 0 | 0 | 0 | 1 | 1916 | 0 | 0 | E | [6 empty] | 0
3 |  | 19603 | 6576 | 2 | HC | 160 | B | OP | 4 | 1916 | WAT |  |  | WAT |  |  | 0 | 200 | 200 | 0 |  | 0 | 0 | 0 | 0 | 0 | 0 | [6 empty] | 0 | 0 | 0 | 1 | 1916 | 0 | 0 | E | [6 empty] | 0
3 |  | 19604 | 155 | 1 | HC | 5000 | C | OS | 10 | 1929 | WAT |  |  | WAT |  |  | 0 | 5000 | 5000 | 5000 | MO | 0 | 0 | 7 | 1992 | 10 | 1994 | LE | AP | FI | WAT |  |  | 5500 | 5500 | 0 | 8 | 1929 | 5052 | 4902 | E | [6 empty] | 0
3 |  | 19604 | 155 | 2 | HC | 5000 | C | OS | 10 | 1929 | WAT |  |  | WAT |  |  | 0 | 5000 | 5000 | 5000 | MO | 0 | 0 | 7 | 1992 | 10 | 1994 | LE | AP | FI | WAT |  |  | 5500 | 5500 | 0 | 8 | 1929 | 5052 | 4902 | E | [6 empty] | 0
3 |  | 19635 | 2815 | 1 | HC | 109000 | P | OP | 1 | 1956 |  |  |  | WAT |  |  | 0 | 109000 | 109000 | 0 |  | 0 | 0 | 0 | 0 | 0 | 0 | [6 empty] | 0 | 0 | 0 | 1 | 1956 | 0 | 0 | E | [6 empty] | 0
3 |  | 19635 | 2815 | 2 | HC | 109000 | P | OP | 3 | 1956 |  |  |  | WAT |  |  | 0 | 109000 | 109000 | 0 |  | 0 | 0 | 0 | 0 | 0 | 0 | [6 empty] | 0 | 0 | 0 | 0 | 1956 | 0 | 0 | E | [6 empty] | 0
3 |  | 19635 | 2815 | 3 | HC | 109000 | P | OP | 8 | 1956 |  |  |  | WAT |  |  | 0 | 109000 | 109000 | 0 |  | 0 | 0 | 0 | 0 | 0 | 0 | [6 empty] | 0 | 0 | 0 | 0 | 1956 | 0 | 0 | E | [6 empty] | 0
3 |  | 19635 | 2815 | 4 | HC | 95000 | P | OP | 3 | 1960 |  |  |  | WAT |  |  | 0 | 109000 | 109000 | 0 |  | 0 | 0 | 0 | 0 | 0 | 0 | [6 empty] | 0 | 0 | 0 | 12 | 1959 | 0 | 0 | E | [6 empty] | 0
3 |  | 19635 | 2815 | 5 | HC | 95000 | P | OP | 5 | 1960 |  |  |  | WAT |  |  | 0 | 109000 | 109000 | 0 |  | 0 | 0 | 0 | 0 | 0 | 0 | [6 empty] | 0 | 0 | 0 | 2 | 1960 | 0 | 0 | E | [6 empty] | 0
3 |  | 19635 | 3356 | 1 | HC | 112000 | P | OP | 4 | 1962 |  |  |  | WAT |  |  | 0 | 112000 | 112000 | 0 |  | 0 | 0 | 0 | 0 | 0 | 0 | [6 empty] | 0 | 0 | 0 | 0 | 1962 | 0 | 0 | E | [6 empty] | 0
3 |  | 19635 | 3356 | 2 | HC | 112000 | P | OP | 12 | 1962 |  |  |  | WAT |  |  | 0 | 112000 | 112000 | 0 |  | 0 | 0 | 10 | 1985 | 10 | 1985 | [6 empty] | 0 | 0 | 0 | 0 | 1962 | 0 | 0 | E | [6 empty] | 0
3 |  | 19635 | 3356 | 3 | HC | 112000 | P | OP | 7 | 1962 |  |  |  | WAT |  |  | 0 | 112000 | 112000 | 0 |  | 0 | 0 | 5 | 1985 | 5 | 1985 | [6 empty] | 0 | 0 | 0 | 0 | 1962 | 0 | 0 | E | [6 empty] | 0
3 |  | 19635 | 3356 | 4 | HC | 112000 |  | OP | 10 | 1962 |  |  |  | WAT |  |  | 0 | 112000 | 112000 | 0 |  | 0 | 0 | 0 | 0 | 0 | 0 | [6 empty] | 0 | 0 | 0 | 7 | 1962 | 0 | 0 | E | [6 empty] | 0
3 |  | 19635 | 3356 | 5 | HC | 112000 | P | OP | 3 | 1963 |  |  |  | WAT |  |  | 0 | 112000 | 112000 | 0 |  | 0 | 0 | 0 | 0 | 0 | 0 | [6 empty] | 0 | 0 | 0 | 12 | 1962 | 0 | 0 | E | [6 empty] | 0
3 |  | 19635 | 3356 | 6 | HC | 112000 | P | OP | 5 | 1963 |  |  |  | WAT |  |  | 0 | 112000 | 112000 | 0 |  | 0 | 0 | 0 | 0 | 0 | 0 | [6 empty] | 0 | 0 | 0 | 0 | 1963 | 0 | 0 | E | [6 empty] | 0
3 |  | 19635 | 3356 | 7 | HC | 112000 | P | OP | 6 | 1963 |  |  |  | WAT |  |  | 0 | 112000 | 112000 | 0 |  | 0 | 0 | 0 | 0 | 0 | 0 | [6 empty] | 0 | 0 | 0 | 3 | 1963 | 0 | 0 | E | [6 empty] | 0
3 |  | 19635 | 3373 | 1 | HC | 40000 | P | OP | 3 | 1954 |  |  |  | WAT |  |  | 0 | 46000 | 46000 | 0 |  | 0 | 0 | 0 | 0 | 0 | 0 | [6 empty] | 0 | 0 | 0 | 12 | 1953 | 0 | 0 | E | [6 empty] | 0
3 |  | 19635 | 3373 | 2 | HC | 40000 | P | OP | 5 | 1954 |  |  |  | WAT |  |  | 0 | 46000 | 46000 | 0 |  | 0 | 0 | 0 | 0 | 0 | 0 | [6 empty] | 0 | 0 | 0 | 2 | 1954 | 0 | 0 | E | [6 empty] | 0
3 |  | 19635 | 3373 | 3 | HC | 40000 | P | OP | 10 | 1954 |  |  |  | WAT |  |  | 0 | 46000 | 46000 | 0 |  | 0 | 0 | 0 | 0 | 0 | 0 | [6 empty] | 0 | 0 | 0 | 7 | 1954 | 0 | 0 | E | [6 empty] | 0
3 |  | 19635 | 3373 | 4 | HC | 40000 | P | OP | 10 | 1954 |  |  |  | WAT |  |  | 0 | 46000 | 46000 | 0 |  | 0 | 0 | 0 | 0 | 0 | 0 | [6 empty] | 0 | 0 | 0 | 7 | 1954 | 0 | 0 | E | [6 empty] | 0
3 |  | 19635 | 3373 | 5 | HC | 40000 | P | OP | 2 | 1955 |  |  |  | WAT |  |  | 0 | 46000 | 46000 | 0 |  | 0 | 0 | 0 | 0 | 0 | 0 | [6 empty] | 0 | 0 | 0 | 11 | 1954 | 0 | 0 | E | [6 empty] | 0
3 |  | 19635 | 3373 | 6 | HC | 40000 | P | OP | 6 | 1955 |  |  |  | WAT |  |  | 0 | 46000 | 46000 | 0 |  | 0 | 0 | 0 | 0 | 0 | 0 | [6 empty] | 0 | 0 | 0 | 3 | 1955 | 0 | 0 | E | [6 empty] | 0
3 |  | 19635 | 3373 | 7 | HC | 40000 | P | OP | 10 | 1955 |  |  |  | WAT |  |  | 0 | 46000 | 46000 | 0 |  | 0 | 0 | 0 | 0 | 0 | 0 | [6 empty] | 0 | 0 | 0 | 7 | 1955 | 0 | 0 | E | [6 empty] | 0
3 |  | 19635 | 3373 | 8 | HC | 40000 | P | OP | 1 | 1956 |  |  |  | WAT |  |  | 0 | 46000 | 46000 | 0 |  | 0 | 0 | 0 | 0 | 0 | 0 | [6 empty] | 0 | 0 | 0 | 10 | 1955 | 0 | 0 | E | [6 empty] | 0
3 |  | 19635 | 3375 | 1 | HC | 58500 | P | OP | 9 | 1964 |  |  |  | WAT |  |  | 0 | 67000 | 67000 | 0 |  | 0 | 0 | 0 | 0 | 0 | 0 | [6 empty] | 0 | 0 | 0 | 6 | 1964 | 0 | 0 | E | [6 empty] | 0
3 |  | 19635 | 3375 | 2 | HC | 58500 | P | OP | 11 | 1964 |  |  |  | WAT |  |  | 0 | 67000 | 67000 | 0 |  | 0 | 0 | 0 | 0 | 0 | 0 | [6 empty] | 0 | 0 | 0 | 8 | 1964 | 0 | 0 | E | [6 empty] | 0
3 |  | 19635 | 3375 | 3 | HC | 58500 | P | OP | 2 | 1965 |  |  |  | WAT |  |  | 0 | 67000 | 67000 | 0 |  | 0 | 0 | 0 | 0 | 0 | 0 | [6 empty] | 0 | 0 | 0 | 11 | 1964 | 0 | 0 | E | [6 empty] | 0
3 |  | 19635 | 3375 | 4 | HC | 58500 | P | OP | 5 | 1965 |  |  |  | WAT |  |  | 0 | 67000 | 67000 | 0 |  | 0 | 0 | 0 | 0 | 0 | 0 | [6 empty] | 0 | 0 | 0 | 2 | 1965 | 0 | 0 | E | [6 empty] | 0
3 |  | 19635 | 3375 | 5 | HC | 58500 | P | OP | 9 | 1965 |  |  |  | WAT |  |  | 0 | 67000 | 67000 | 0 |  | 0 | 0 | 0 | 0 | 0 | 0 | [6 empty] | 0 | 0 | 0 | 6 | 1965 | 0 | 0 | E | [6 empty] | 0
3 |  | 19635 | 3375 | 6 | HC | 58500 | P | OP | 12 | 1965 |  |  |  | WAT |  |  | 0 | 67000 | 67000 | 0 |  | 0 | 0 | 0 | 0 | 0 | 0 | [6 empty] | 0 | 0 | 0 | 9 | 1965 | 0 | 0 | E | [6 empty] | 0
3 |  | 19635 | 3375 | 7 | HC | 58500 | P | OP | 5 | 1966 |  |  |  | WAT |  |  | 0 | 67000 | 67000 | 0 |  | 0 | 0 | 0 | 0 | 0 | 0 | [6 empty] | 0 | 0 | 0 | 2 | 1966 | 0 | 0 | E | [6 empty] | 0
3 |  | 19635 | 3375 | 8 | HC | 58500 | P | OP | 7 | 1966 |  |  |  | WAT |  |  | 0 | 67000 | 67000 | 0 |  | 0 | 0 | 0 | 0 | 0 | 0 | [6 empty] | 0 | 0 | 0 | 4 | 1966 | 0 | 0 | E | [6 empty] | 0
3 |  | 19635 | 6623 | 1 | HC | 43500 | P | OP | 7 | 1943 |  |  |  | WAT |  |  | 0 | 50000 | 50000 | 0 |  | 0 | 0 | 0 | 0 | 0 | 0 | [6 empty] | 0 | 0 | 0 | 4 | 1943 | 0 | 0 | E | [6 empty] | 0
3 |  | 19635 | 6623 | 2 | HC | 18300 | P | OP | 2 | 1948 |  |  |  | WAT |  |  | 0 | 21000 | 21000 | 0 |  | 0 | 0 | 0 | 0 | 0 | 0 | [6 empty] | 0 | 0 | 0 | 11 | 1947 | 0 | 0 | E | [6 empty] | 0
3 |  | 19635 | 6623 | 3 | HC | 43500 | P | OP | 12 | 1951 |  |  |  | WAT |  |  | 0 | 50000 | 50000 | 0 |  | 0 | 0 | 0 | 0 | 0 | 0 | [6 empty] | 0 | 0 | 0 | 9 | 1951 | 0 | 0 | E | [6 empty] | 0
3 |  | 19635 | 6623 | 4 | HC | 40000 | P | OP | 6 | 1961 |  |  |  | WAT |  |  | 0 | 46000 | 46000 | 0 |  | 0 | 0 | 0 | 0 | 0 | 0 | [6 empty] | 0 | 0 | 0 | 3 | 1961 | 0 | 0 | E | [6 empty] | 0
3 |  | 19635 | 6623 | 5 | HC | 40000 | P | OP | 6 | 1961 |  |  |  | WAT |  |  | 0 | 46000 | 46000 | 0 |  | 0 | 0 | 0 | 0 | 0 | 0 | [6 empty] | 0 | 0 | 0 | 3 | 1961 | 0 | 0 | E | [6 empty] | 0
3 |  | 19635 | 6624 | 1 | HC | 44100 | B | OP | 9 | 1956 |  |  |  | WAT |  |  | 0 | 44100 | 44100 | 0 |  | 0 | 0 | 0 | 0 | 0 | 0 | [6 empty] | 0 | 0 | 0 | 6 | 1956 | 0 | 0 | E | [6 empty] | 0
3 |  | 19635 | 6624 | 2 | HC | 44100 | P | OP | 10 | 1956 |  |  |  | WAT |  |  | 0 | 44100 | 44100 | 0 |  | 0 | 0 | 0 | 0 | 0 | 0 | [6 empty] | 0 | 0 | 0 | 7 | 1956 | 0 | 0 | E | [6 empty] | 0
3 |  | 19635 | 6624 | 3 | HC | 44100 | P | OP | 1 | 1957 |  |  |  | WAT |  |  | 0 | 44100 | 44100 | 0 |  | 0 | 0 | 0 | 0 | 0 | 0 | [6 empty] | 0 | 0 | 0 | 10 | 1956 | 0 | 0 | E | [6 empty] | 0
3 |  | 19647 | 182 | 1 | HC | 56000 | P | OP | 5 | 1965 |  |  |  | WAT |  |  | 0 | 64400 | 64400 | 0 |  | 0 | 0 | 0 | 0 | 0 | 0 | [6 empty] | 0 | 0 | 0 | 2 | 1965 | 0 | 0 | E | [6 empty] | 0
3 |  | 19647 | 182 | 2 | HC | 56000 | P | OP | 5 | 1965 |  |  |  | WAT |  |  | 0 | 64400 | 64400 | 0 |  | 0 | 0 | 0 | 0 | 0 | 0 | [6 empty] | 0 | 0 | 0 | 2 | 1965 | 0 | 0 | E | [6 empty] | 0
3 |  | 19647 | 188 | 1 | HC | 48000 | P | OP | 3 | 1964 |  |  |  | WAT |  |  | 0 | 55200 | 55200 | 0 |  | 0 | 0 | 0 | 0 | 0 | 0 | [6 empty] | 0 | 0 | 0 | 12 | 1963 | 0 | 0 | E | [6 empty] | 0
3 |  | 19647 | 188 | 2 | HC | 48000 | P | OP | 5 | 1964 |  |  |  | WAT |  |  | 0 | 55200 | 55200 | 0 |  | 0 | 0 | 0 | 0 | 0 | 0 | [6 empty] | 0 | 0 | 0 | 2 | 1964 | 0 | 0 | E | [6 empty] | 0
3 |  | 19647 | 196 | 1 | HC | 40275 | P | OP | 2 | 1950 |  |  |  | WAT |  |  | 0 | 46000 | 46000 | 0 |  | 0 | 0 | 0 | 0 | 0 | 0 | [6 empty] | 0 | 0 | 0 | 11 | 1949 | 0 | 0 | E | [6 empty] | 0
3 |  | 19647 | 196 | 2 | HC | 40275 | P | OP | 6 | 1944 |  |  |  | WAT |  |  | 0 | 46000 | 46000 | 0 |  | 0 | 0 | 0 | 0 | 0 | 0 | [6 empty] | 0 | 0 | 0 | 3 | 1944 | 0 | 0 | E | [6 empty] | 0
3 |  | 19647 | 198 | 1 | HC | 40000 | P | OP | 9 | 1952 |  |  |  | WAT |  |  | 0 | 46000 | 46000 | 0 |  | 0 | 0 | 0 | 0 | 0 | 0 | [6 empty] | 0 | 0 | 0 | 6 | 1952 | 0 | 0 | E | [6 empty] | 0
3 |  | 19647 | 198 | 2 | HC | 40000 | P | OP | 9 | 1952 |  |  |  | WAT |  |  | 0 | 46000 | 46000 | 0 |  | 0 | 0 | 0 | 0 | 0 | 0 | [6 empty] | 0 | 0 | 0 | 6 | 1952 | 0 | 0 | E | [6 empty] | 0
3 |  | 19647 | 198 | 3 | HC | 40000 | P | OP | 12 | 1952 |  |  |  | WAT |  |  | 0 | 46000 | 46000 | 0 |  | 0 | 0 | 0 | 0 | 0 | 0 | [6 empty] | 0 | 0 | 0 | 6 | 1952 | 0 | 0 | E | [6 empty] | 0
3 |  | 19647 | 198 | 4 | HC | 40000 | P | OP | 6 | 1953 |  |  |  | WAT |  |  | 0 | 46000 | 46000 | 0 |  | 0 | 0 | 0 | 0 | 0 | 0 | [6 empty] | 0 | 0 | 0 | 3 | 1953 | 0 | 0 | E | [6 empty] | 0
3 |  | 19647 | 198 | 5 | HC | 45000 | P | OP | 1 | 1962 |  |  |  | WAT |  |  | 0 | 51750 | 51750 | 0 |  | 0 | 0 | 0 | 0 | 0 | 0 | [6 empty] | 0 | 0 | 0 | 10 | 1961 | 0 | 0 | E | [6 empty] | 0
3 |  | 19647 | 198 | 6 | HC | 45000 | P | OP | 2 | 1962 |  |  |  | WAT |  |  | 0 | 51750 | 51750 | 0 |  | 0 | 0 | 0 | 0 | 0 | 0 | [6 empty] | 0 | 0 | 0 | 11 | 1961 | 0 | 0 | E | [6 empty] | 0
3 |  | 19647 | 198 | 7 | HC | 45000 | P | OP | 8 | 1963 |  |  |  | WAT |  |  | 0 | 51750 | 51750 | 0 |  | 0 | 0 | 0 | 0 | 0 | 0 | [6 empty] | 0 | 0 | 0 | 5 | 1963 | 0 | 0 | E | [6 empty] | 0
3 |  | 19647 | 198 | 8 | HC | 45000 | P | OP | 9 | 1963 |  |  |  | WAT |  |  | 0 | 51750 | 51750 | 0 |  | 0 | 0 | 0 | 0 | 0 | 0 | [6 empty] | 0 | 0 | 0 | 6 | 1963 | 0 | 0 | E | [6 empty] | 0
3 |  | 19647 | 199 | 1 | HC | 31000 | C | OP | 4 | 1965 |  |  |  | WAT |  |  | 0 | 35650 | 35650 | 0 |  | 0 | 0 | 0 | 0 | 0 | 0 | [6 empty] | 0 | 0 | 0 | 1 | 1965 | 0 | 0 | E | [6 empty] | 0
3 |  | 19647 | 199 | 2 | HC | 31000 | C | OP | 5 | 1965 |  |  |  | WAT |  |  | 0 | 35650 | 35650 | 0 |  | 0 | 0 | 0 | 0 | 0 | 0 | [6 empty] | 0 | 0 | 0 | 2 | 1965 | 0 | 0 | E | [6 empty] | 0
3 |  | 19647 | 199 | 3 | HC | 31000 | C | OP | 9 | 1965 |  |  |  | WAT |  |  | 0 | 35650 | 35650 | 0 |  | 0 | 0 | 0 | 0 | 0 | 0 | [6 empty] | 0 | 0 | 0 | 6 | 1965 | 0 | 0 | E | [6 empty] | 0
3 |  | 19647 | 199 | 4 | HC | 31000 | C | OP | 1 | 1966 |  |  |  | WAT |  |  | 0 | 35650 | 35650 | 0 |  | 0 | 0 | 0 | 0 | 0 | 0 | [6 empty] | 0 | 0 | 0 | 10 | 1965 | 0 | 0 | E | [6 empty] | 0
3 |  | 19647 | 2166 | 1 | HC | 50000 | P | OP | 5 | 1959 |  |  |  | WAT |  |  | 0 | 57500 | 57500 | 0 |  | 0 | 0 | 0 | 0 | 0 | 0 | [6 empty] | 0 | 0 | 0 | 2 | 1959 | 0 | 0 | E | [6 empty] | 0
3 |  | 19647 | 2166 | 2 | HC | 50000 | P | OP | 5 | 1959 |  |  |  | WAT |  |  | 0 | 57500 | 57500 | 0 |  | 0 | 0 | 0 | 0 | 0 | 0 | [6 empty] | 0 | 0 | 0 | 2 | 1959 | 0 | 0 | E | [6 empty] | 0
3 |  | 19647 | 2166 | 3 | HC | 50000 | P | OP | 4 | 1961 |  |  |  | WAT |  |  | 0 | 57500 | 57500 | 0 |  | 0 | 0 | 0 | 0 | 0 | 0 | [6 empty] | 0 | 0 | 0 | 5 | 1961 | 0 | 0 | E | [6 empty] | 0
3 |  | 19647 | 2166 | 4 | HC | 50000 | P | OP | 6 | 1961 |  |  |  | WAT |  |  | 0 | 57500 | 57500 | 0 |  | 0 | 0 | 0 | 0 | 0 | 0 | [6 empty] | 0 | 0 | 0 | 5 | 1961 | 0 | 0 | [7 empty] | 0
3 |  | 19647 | 6142 | 1 | HC | 20000 | C | OP | 11 | 1972 |  |  |  | WAT |  |  | 0 | 23000 | 23000 | 0 |  | 0 | 0 | 0 | 0 | 0 | 0 | [6 empty] | 0 | 0 | 0 | 8 | 1972 | 0 | 0 | E | [6 empty] | 0
3 |  | 19647 | 6142 | 2 | HC | 20000 | C | OP | 8 | 1973 |  |  |  | WAT |  |  | 0 | 23000 | 23000 | 0 |  | 0 | 0 | 0 | 0 | 0 | 0 | [6 empty] | 0 | 0 | 0 | 5 | 1973 | 0 | 0 | E | [6 empty] | 0
3 |  | 19647 | 6142 | 3 | HC | 20000 | C | OP | 10 | 1973 |  |  |  | WAT |  |  | 0 | 23000 | 23000 | 0 |  | 0 | 0 | 0 | 0 | 0 | 0 | [6 empty] | 0 | 0 | 0 | 7 | 1973 | 0 | 0 | E | [6 empty] | 0
3 |  | 19647 | 6142 | 4 | HC | 20000 | C | OP | 12 | 1973 |  |  |  | WAT |  |  | 0 | 23000 | 23000 | 0 |  | 0 | 0 | 0 | 0 | 0 | 0 | [6 empty] | 0 | 0 | 0 | 9 | 1973 | 0 | 0 | E | [6 empty] | 0
3 |  | 19647 | 6142 | 5 | HC | 20000 | C | OP | 5 | 1974 |  |  |  | WAT |  |  | 0 | 23000 | 23000 | 0 |  | 0 | 0 | 0 | 0 | 0 | 0 | [6 empty] | 0 | 0 | 0 | 2 | 1974 | 0 | 0 | E | [6 empty] | 0
3 |  | 19687 | 2816 | IC1 | IC | 1360 |  | SB | 88 | 1962 | FO2 |  |  | FO2 |  |  | 10000 | 1360 | 1360 | 0 |  | 0 | 0 | 0 | 0 | 0 | 0 | [6 empty] | 0 | 0 | 0 | 0 | 1962 | 0 | 0 | E | [6 empty] | 0
3 |  | 19687 | 2816 | IC2 | IC | 1360 |  | SB | 88 | 1962 | FO2 |  |  | FO2 |  |  | 10000 | 1360 | 1360 | 0 |  | 0 | 0 | 0 | 0 | 0 | 0 | [6 empty] | 0 | 0 | 0 | 0 | 1962 | 0 | 0 | E | [6 empty] | 0
3 |  | 19716 | 7033 | 1 | HC | 0 |  |  | 0 | 0 | [6 empty] | 0 | 0 | 0 | 23400 | PL | 0 | 0 | 6 | 1989 | 9 | 1996 | AP |  |  | WAT |  |  | 23400 | 23400 | 0 | 0 | 0 | 25051 | 23870 | [7 empty] | 0
3 |  | 19716 | 7033 | 2 | HC | 0 |  |  | 0 | 0 | [6 empty] | 0 | 0 | 0 | 23400 | PL | 0 | 0 | 6 | 1989 | 6 | 1994 | AP |  |  | WAT |  |  | 23400 | 23400 | 0 | 0 | 0 | 25051 | 23870 | [7 empty] | 0
3 |  | 19716 | 7033 | 3 | HC | 0 |  |  | 0 | 0 | [6 empty] | 0 | 0 | 0 | 23400 | PL | 0 | 0 | 6 | 1989 | 6 | 1994 | AP |  |  | WAT |  |  | 23400 | 23400 | 0 | 0 | 0 | 25051 | 23870 | [7 empty] | 0
3 |  | 19722 | 2165 | 1 | IC | 1300 | P | OP | 88 | 1967 | NG | FO2 |  | NG | FO2 |  | 14000 | 1100 | 1200 | 0 |  | 0 | 0 | 0 | 0 | 0 | 0 | [6 empty] | 0 | 0 | 0 | 0 | 1967 | 0 | 0 | E | [6 empty] | 0
3 |  | 19722 | 2165 | 2 | IC | 300 | P |  | 88 | 1939 | FO2 |  |  | FO2 |  |  | 14000 | 275 | 275 | 0 | RE | 12 | 1991 | 0 | 0 | 0 | 0 | [6 empty] | 0 | 0 | 0 | 0 | 1939 | 0 | 0 | E | [6 empty] | 0
3 |  | 19722 | 2165 | 3 | IC | 300 | P |  | 88 | 1939 | FO2 |  |  | FO2 |  |  | 1390 | 275 | 275 | 0 | RE | 12 | 1991 | 0 | 0 | 0 | 0 | [6 empty] | 0 | 0 | 0 | 0 | 1939 | 0 | 0 | E | [6 empty] | 0
3 |  | 19722 | 2165 | 5 | IC | 980 | P | OP | 88 | 1958 | NG | FO2 |  | NG | FO2 |  | 14000 | 900 | 900 | 0 |  | 0 | 0 | 0 | 0 | 0 | 0 | [6 empty] | 0 | 0 | 0 | 0 | 1958 | 0 | 0 | E | [6 empty] | 0
3 |  | 19722 | 2165 | 6 | IC | 700 | P | OP | 88 | 1959 | NG | FO2 |  | NG | FO2 |  | 14000 | 600 | 600 | 0 |  | 0 | 0 | 0 | 0 | 0 | 0 | [6 empty] | 0 | 0 | 0 | 0 | 1959 | 0 | 0 | E | [6 empty] | 0
3 |  | 19722 | 2165 | 7 | IC | 1000 | P | OP | 88 | 1963 | FO2 | NG |  | NG | FO2 |  | 14000 | 850 | 850 | 0 |  | 0 | 0 | 0 | 0 | 0 | 0 | [6 empty] | 0 | 0 | 0 | 0 | 1963 | 0 | 0 | E | [6 empty] | 0
3 |  | 19722 | 2165 | 8 | IC | 1000 | P | OP | 88 | 1957 | NG | FO2 |  | NG | FO2 |  | 14000 | 900 | 900 | 0 |  | 0 | 0 | 0 | 0 | 0 | 0 | [6 empty] | 0 | 0 | 0 | 0 | 1957 | 0 | 0 | E | [6 empty] | 0
3 |  | 19722 | 2165 | 9 | IC | 1430 | P | OP | 6 | 1977 | NG | FO2 |  | NG | FO2 |  | 13000 | 1450 | 1450 | 0 |  | 0 | 0 | 0 | 0 | 0 | 0 | [6 empty] | 0 | 0 | 0 | 5 | 1977 | 0 | 0 | E | [6 empty] | 0
3 |  | 19722 | 2165 | 10 | IC | 1350 | P | OP | 4 | 1984 | FO2 |  |  | NG | FO2 |  | 13000 | 1350 | 1350 | 0 |  | 0 | 0 | 6 | 1984 | 88 | 1984 | [6 empty] | 0 | 0 | 0 | 3 | 1984 | 0 | 0 | E | [6 empty] | 0
3 |  | 19722 | 2165 | 11 | IC | 0 |  |  | 0 | 0 | [6 empty] | 0 | 0 | 0 | 1000 | CO | 0 | 0 | 6 | 1992 | 6 | 1992 |  |  |  | FO2 |  |  | 1000 | 1000 | 0 | 0 | 0 | 915 | 1035 | [7 empty] | 0
3 |  | 19722 | 2165 | 12 | IC | 0 |  |  | 0 | 0 | [6 empty] | 0 | 0 | 0 | 1000 | CO | 0 | 0 | 6 | 1992 | 6 | 1992 |  |  |  | FO2 |  |  | 1000 | 1000 | 0 | 0 | 0 | 915 | 1035 | [7 empty] | 0
3 |  | 19788 | 3376 | 1 | IC | 350 |  | SB | 88 | 1931 | FO2 |  |  | FO2 | NG |  | 0 | 300 | 300 | 0 |  | 0 | 0 | 0 | 0 | 0 | 0 | [6 empty] | 0 | 0 | 0 | 0 | 1931 | 0 | 0 | E | [6 empty] | 0
3 |  | 19788 | 3376 | 2 | IC | 350 |  | SB | 88 | 1931 | FO2 |  |  | FO2 | NG |  | 0 | 300 | 300 | 0 |  | 0 | 0 | 0 | 0 | 0 | 0 | [6 empty] | 0 | 0 | 0 | 0 | 1931 | 0 | 0 | E | [6 empty] | 0
3 |  | 19788 | 3376 | 3 | IC | 840 |  | SB | 88 | 1938 | FO2 |  |  | FO2 | NG |  | 0 | 800 | 800 | 0 |  | 0 | 0 | 0 | 0 | 0 | 0 | [6 empty] | 0 | 0 | 0 | 0 | 1938 | 0 | 0 | E | [6 empty] | 0
3 |  | 19788 | 3376 | 4 | IC | 900 |  | SB | 88 | 1947 | FO2 |  |  | FO2 | NG |  | 0 | 850 | 850 | 0 |  | 0 | 0 | 0 | 0 | 0 | 0 | [6 empty] | 0 | 0 | 0 | 0 | 1947 | 0 | 0 | E | [6 empty] | 0
3 |  | 19791 | 590 | 1 | HC | 4000 | P | OP | 8 | 1985 | WAT |  |  | WAT |  |  | 0 | 4000 | 4000 | 0 |  | 0 | 0 | 12 | 1984 | 8 | 1985 | DI | EF | LA |  |  |  | 0 | 0 | 0 | 5 | 1985 | 0 | 0 | E | [6 empty] | 0
3 |  | 19794 | 6450 | 1 | HC | 1680 | C | OP | 88 | 1927 | WAT |  |  | WAT |  |  | 0 | 1680 | 1680 | 0 |  | 0 | 0 | 0 | 0 | 0 | 0 | [6 empty] | 0 | 0 | 0 | 0 | 1927 | 0 | 0 | E | [6 empty] | 0
3 |  | 19794 | 6450 | 2 | HC | 800 | C | OP | 88 | 1905 | WAT |  |  | WAT |  |  | 0 | 800 | 800 | 0 |  | 0 | 0 | 0 | 0 | 0 | 0 | [6 empty] | 0 | 0 | 0 | 0 | 1905 | 0 | 0 | E | [6 empty] | 0
3 |  | 19794 | 6450 | 3 | HC | 800 | C | OP | 88 | 1905 | WAT |  |  | WAT |  |  | 0 | 800 | 800 | 0 |  | 0 | 0 | 0 | 0 | 0 | 0 | [6 empty] | 0 | 0 | 0 | 0 | 1905 | 0 | 0 | E | [6 empty] | 0
3 |  | 19794 | 6450 | 4 | HC | 800 | C | OP | 88 | 1905 | WAT |  |  | WAT |  |  | 0 | 800 | 800 | 0 |  | 0 | 0 | 0 | 0 | 0 | 0 | [6 empty] | 0 | 0 | 0 | 0 | 1905 | 0 | 0 | E | [6 empty] | 0
3 |  | 19794 | 6450 | 5 | HC | 2960 | B | OP | 10 | 1984 | WAT |  |  | WAT |  |  | 0 | 2960 | 2960 | 0 |  | 0 | 0 | 0 | 0 | 0 | 0 | [6 empty] | 0 | 0 | 0 | 7 | 1984 | 0 | 0 | E | [6 empty] | 0
3 |  | 19794 | 6451 | 1 | HC | 800 | C | OP | 88 | 1913 | WAT |  |  | WAT |  |  | 0 | 800 | 800 | 0 |  | 0 | 0 | 0 | 0 | 0 | 0 | [6 empty] | 0 | 0 | 0 | 0 | 1913 | 0 | 0 | E | [6 empty] | 0
3 |  | 19794 | 6451 | 2 | HC | 800 | C | OP | 88 | 1913 | WAT |  |  | WAT |  |  | 0 | 800 | 800 | 0 |  | 0 | 0 | 0 | 0 | 0 | 0 | [6 empty] | 0 | 0 | 0 | 0 | 1913 | 0 | 0 | E | [6 empty] | 0
3 |  | 19794 | 6451 | HC3 | HC | 4100 |  | OP | 12 | 1988 | WAT |  |  | WAT |  |  | 0 | 4100 | 4100 | 0 |  | 0 | 0 | 1 | 1988 | 0 | 0 | [6 empty] | 0 | 0 | 0 | 11 | 1988 | 0 | 0 | [7 empty] | 0
3 |  | 19794 | 6453 | 1 | HC | 300 | C | OP | 88 | 1898 | WAT |  |  | WAT |  |  | 0 | 300 | 300 | 0 |  | 0 | 0 | 0 | 0 | 0 | 0 | [6 empty] | 0 | 0 | 0 | 0 | 1898 | 0 | 0 | E | [6 empty] | 0
3 |  | 19796 | 3751 | 1 | NB | 563400 | B | OP | 11 | 1972 | UR |  |  | UR |  |  | 10325 | 496000 | 520000 | 0 |  | 0 | 0 | 0 | 0 | 0 | 0 | [6 empty] | 0 | 0 | 514000 | 2 | 1973 | 0 | 0 | [7 empty] | 0
3 |  | 19804 | 693 | 1 | ST | 12500 | C | OP | 11 | 1961 | NG | FO2 |  | NG | FO6 |  | 13000 | 13000 | 13000 | 0 |  | 0 | 0 | 0 | 0 | 0 | 0 | [6 empty] | 0 | 0 | 0 | 9 | 1961 | 0 | 0 | E | [6 empty] | 0
3 |  | 19804 | 693 | 2 | CW | 16500 | C | OP | 8 | 1964 | WH |  |  | WH |  |  | 13000 | 17000 | 17000 | 0 |  | 0 | 0 | 0 | 0 | 0 | 0 | [6 empty] | 0 | 0 | 0 | 6 | 1964 | 0 | 0 | E |  |  |  | Y | Generator #2 can operate as CW or ST existing boiler. |  | 0
3 |  | 19804 | 693 | 3 | ST | 33000 | C | OP | 9 | 1971 | NG |  |  | NG | FO6 |  | 12500 | 33000 | 33000 | 0 |  | 0 | 0 | 0 | 0 | 0 | 0 | [6 empty] | 0 | 0 | 0 | 6 | 1971 | 0 | 0 | E | [6 empty] | 0
3 |  | 19804 | 693 | 4 | ST | 55000 | C | OP | 11 | 1976 | NG | FO2 | FO4 | NG | FO6 |  | 12000 | 56000 | 56000 | 0 |  | 0 | 0 | 0 | 0 | 0 | 0 | [6 empty] | 0 | 0 | 0 | 8 | 1976 | 0 | 0 | E | [6 empty] | 0
3 |  | 19804 | 693 | 5 | CT | 0 |  |  | 0 | 0 | [6 empty] | 0 | 0 | 0 | 41400 | CO | 0 | 0 | 12 | 1992 | 12 | 1992 |  |  |  | NG |  |  | 34840 | 43210 | 0 | 0 | 0 | 35416 | 39121 | [7 empty] | 0
3 |  | 19804 | 693 | D1 | IC | 1200 | P | OP | 1 | 1947 | FO2 |  |  | FO2 |  |  | 14000 | 1200 | 1200 | 0 |  | 0 | 0 | 0 | 0 | 0 | 0 | [6 empty] | 0 | 0 | 0 | 12 | 1946 | 0 | 0 | E | [6 empty] | 0
3 |  | 19804 | 693 | D2 | IC | 700 | P | OP | 1 | 1937 | FO2 |  |  | FO2 |  |  | 14000 | 700 | 700 | 0 |  | 0 | 0 | 0 | 0 | 0 | 0 | [6 empty] | 0 | 0 | 0 | 12 | 1936 | 0 | 0 | E | [6 empty] | 0
3 |  | 19804 | 693 | D4 | IC | 3200 | P | OP | 1 | 1952 | FO2 |  |  | FO2 |  |  | 13500 | 3200 | 3200 | 0 |  | 0 | 0 | 0 | 0 | 0 | 0 | [6 empty] | 0 | 0 | 0 | 12 | 1951 | 0 | 0 | E | [6 empty] | 0
3 |  | 19804 | 693 | D5 | IC | 2900 | P | OP | 1 | 1953 | FO2 |  |  | FO2 |  |  | 13500 | 2900 | 2900 | 0 |  | 0 | 0 | 0 | 0 | 0 | 0 | [6 empty] | 0 | 0 | 0 | 12 | 1952 | 0 | 0 | E | [6 empty] | 0
3 |  | 19804 | 693 | D6 | IC | 5400 | P | OP | 1 | 1957 | FO2 |  |  | FO2 |  |  | 13000 | 5400 | 5400 | 0 |  | 0 | 0 | 0 | 0 | 0 | 0 | [6 empty] | 0 | 0 | 0 | 12 | 1956 | 0 | 0 | E | [6 empty] | 0
3 |  | 19843 | 1193 | 1 | IC | 800 | C | SB | 88 | 1948 | FO2 |  |  | NG | FO1 |  | 1433 | 800 | 800 | 0 |  | 0 | 0 | 0 | 0 | 0 | 0 | [6 empty] | 0 | 0 | 0 | 0 | 1948 | 0 | 0 | E | [6 empty] | 0
3 |  | 19843 | 1193 | 2 | IC | 300 | C | SB | 88 | 1936 | FO2 |  |  | FO2 |  |  | 1537 | 300 | 300 | 0 |  | 0 | 0 | 0 | 0 | 0 | 0 | [6 empty] | 0 | 0 | 0 | 0 | 1936 | 0 | 0 | E | [6 empty] | 0
3 |  | 19843 | 1193 | 3 | IC | 300 | C | SB | 88 | 1936 | FO2 |  |  | NG | FO1 |  | 1537 | 300 | 300 | 0 |  | 0 | 0 | 0 | 0 | 0 | 0 | [6 empty] | 0 | 0 | 0 | 0 | 1936 | 0 | 0 | E | [6 empty] | 0
3 |  | 19843 | 1193 | 4 | IC | 600 | C | SB | 88 | 1939 | FO2 |  |  | FO2 |  |  | 1537 | 600 | 600 | 0 |  | 0 | 0 | 0 | 0 | 0 | 0 | [6 empty] | 0 | 0 | 0 | 0 | 1939 | 0 | 0 | E | [6 empty] | 0
3 |  | 19856 | 2434 | 4 | ST | 4000 |  |  | 99 | 1936 |  |  |  | BIT | FO6 |  | 0 | 0 | 0 | 0 | RE | 99 | 1979 | 0 | 0 | 0 | 0 | [6 empty] | 0 | 0 | 0 | 0 | 1936 | 0 | 0 | E | [6 empty] | 0
3 |  | 19856 | 2434 | 5 | ST | 4000 | C | OP | 99 | 1942 | FO6 |  |  | FO6 |  |  | 22000 | 3000 | 3000 | 0 |  | 0 | 0 | 0 | 0 | 0 | 0 | [6 empty] | 0 | 0 | 0 | 0 | 1942 | 0 | 0 | E | [6 empty] | 0
3 |  | 19856 | 2434 | 6 | ST | 5000 | C | OP | 99 | 1949 | FO6 |  |  | FO6 |  |  | 22000 | 4000 | 4000 | 0 |  | 0 | 0 | 0 | 0 | 0 | 0 | [6 empty] | 0 | 0 | 0 | 0 | 1949 | 0 | 0 | E | [6 empty] | 0
3 |  | 19856 | 2434 | 7 | ST | 7500 | C | OP | 12 | 1952 | FO6 |  |  | FO6 |  |  | 14500 | 8000 | 8000 | 0 |  | 0 | 0 | 0 | 0 | 0 | 0 | [6 empty] | 0 | 0 | 0 | 11 | 1952 | 0 | 0 | E | [6 empty] | 0
3 |  | 19856 | 2434 | 8 | ST | 12500 | C | OP | 10 | 1955 | FO2 |  |  | FO6 |  |  | 13500 | 11000 | 11000 | 0 |  | 0 | 0 | 0 | 0 | 0 | 0 | [6 empty] | 0 | 0 | 0 | 9 | 1955 | 0 | 0 | E | [6 empty] | 0
3 |  | 19856 | 2434 | 9 | ST | 16500 | C | OP | 99 | 1960 | FO2 |  |  | FO6 |  |  | 13900 | 17000 | 17000 | 0 |  | 0 | 0 | 0 | 0 | 0 | 0 | [6 empty] | 0 | 0 | 0 | 0 | 1960 | 0 | 0 | E | [6 empty] | 0
3 |  | 19856 | 2434 | 10 | ST | 25000 | B | OP | 5 | 1970 | FO2 |  |  | BIT | FO6 |  | 11500 | 23000 | 23000 | 0 |  | 0 | 0 | 0 | 0 | 0 | 0 | [6 empty] | 0 | 0 | 0 | 3 | 1970 | 0 | 0 | E | [6 empty] | 0
3 |  | 19856 | 6776 | 1 | GT | 27000 | C | OP | 6 | 1972 | FO2 |  |  | FO2 |  |  | 15600 | 26000 | 32000 | 0 |  | 0 | 0 | 0 | 0 | 0 | 0 | [6 empty] | 0 | 0 | 0 | 5 | 1972 | 0 | 0 | E | [6 empty] | 0
3 |  | 19856 | 7152 | 1 | CT | 0 |  |  | 0 | 0 | [6 empty] | 0 | 0 | 0 | 42000 | PL | 0 | 0 | 6 | 1993 | 6 | 1998 | OT |  |  | NG | FO2 |  | 36000 | 48000 | 0 | 0 | 0 | 35908 | 39634 | [7 empty] | 0
3 |  | 19856 | 7152 | 2 | CS | 0 |  |  | 0 | 0 | [6 empty] | 0 | 0 | 0 | 10000 | CN | 3 | 1990 | 6 | 1993 | 0 | 0 |  |  |  | JF |  |  | 0 | 0 | 0 | 0 | 0 | 9065 | 10828 | [7 empty] | 0
3 |  | 19856 | 7152 | 3 | CA | 0 |  |  | 0 | 0 | [6 empty] | 0 | 0 | 0 | 16000 | CN | 6 | 1991 | 6 | 1994 | 0 | 0 | LO |  |  | NG |  |  | 0 | 0 | 0 | 0 | 0 | 14229 | 16562 | [7 empty] | 0
3 |  | 19856 | 7152 | 4 | CT | 0 |  |  | 0 | 0 | [6 empty] | 0 | 0 | 0 | 50000 | IP | 6 | 1991 | 6 | 1994 | 0 | 0 | LO | OT |  | NG | FO2 |  | 45000 | 55000 | 0 | 0 | 0 | 42444 | 46401 | [7 empty] | 0
3 |  | 19856 | 7152 | 1A | CW | 0 |  |  | 0 | 0 | [6 empty] | 0 | 0 | 0 | 15000 | PL | 0 | 0 | 6 | 1993 | 6 | 1998 | OT |  |  | WH |  |  | 13500 | 14000 | 0 | 0 | 0 | 13375 | 15623 | [7 empty] | 0
3 |  | 19865 | 1194 | 1 | IC | 1360 |  | SB | 88 | 1955 | FO2 |  |  | FO2 | NG |  | 12585 | 1000 | 1000 | 0 |  | 0 | 0 | 0 | 0 | 0 | 0 | [6 empty] | 0 | 0 | 0 | 0 | 1955 | 0 | 0 | E | [6 empty] | 0
3 |  | 19865 | 1194 | 2 | IC | 375 |  |  | 88 | 1929 | FO2 |  |  | FO2 |  |  | 10702 | 300 | 300 | 0 | RE | 8 | 1990 | 0 | 0 | 0 | 0 | [6 empty] | 0 | 0 | 0 | 0 | 1929 | 0 | 0 | E | [6 empty] | 0
3 |  | 19865 | 1194 | 3 | IC | 500 |  |  | 88 | 1936 | FO2 |  |  | FO2 |  |  | 10600 | 400 | 400 | 0 | RE | 8 | 1990 | 0 | 0 | 0 | 0 | [6 empty] | 0 | 0 | 0 | 0 | 1936 | 0 | 0 | E | [6 empty] | 0
3 |  | 19865 | 1194 | 4 | IC | 650 |  |  | 88 | 1941 | FO2 |  |  | FO2 |  |  | 10380 | 500 | 500 | 0 | RE | 8 | 1990 | 0 | 0 | 0 | 0 | [6 empty] | 0 | 0 | 0 | 0 | 1941 | 0 | 0 | E | [6 empty] | 0
3 |  | 19865 | 1194 | 5 | IC | 650 |  | SB | 88 | 1946 | FO2 |  |  | FO2 |  |  | 11739 | 500 | 500 | 0 |  | 0 | 0 | 0 | 0 | 0 | 0 | [6 empty] | 0 | 0 | 0 | 0 | 1946 | 0 | 0 | E | [6 empty] | 0
3 |  | 19865 | 1194 | 6 | IC | 3000 | P | SB | 88 | 1961 | FO2 |  |  | FO2 | NG |  | 11283 | 2500 | 2500 | 0 |  | 0 | 0 | 0 | 0 | 0 | 0 | [6 empty] | 0 | 0 | 0 | 0 | 1961 | 0 | 0 | E | [6 empty] | 0
3 |  | 19865 | 1194 | 7 | IC | 3750 |  | SB | 88 | 1967 | FO2 |  |  | FO2 | NG |  | 10273 | 3500 | 3500 | 0 |  | 0 | 0 | 0 | 0 | 0 | 0 | [6 empty] | 0 | 0 | 0 | 0 | 1967 | 0 | 0 | E | [6 empty] | 0
3 |  | 19865 | 1194 | 8 | IC | 5625 |  | SB | 88 | 1973 | FO2 |  |  | FO2 | NG |  | 9119 | 5400 | 5400 | 0 |  | 0 | 0 | 0 | 0 | 0 | 0 | [6 empty] | 0 | 0 | 0 | 0 | 1973 | 0 | 0 | E | [6 empty] | 0
3 |  | 19865 | 1194 | 9 | IC | 0 |  |  | 0 | 0 | [6 empty] | 0 | 0 | 0 | 3200 | CO | 0 | 0 | 5 | 1991 | 5 | 1992 |  |  |  | FO2 | NG |  | 3000 | 3000 | 0 | 0 | 0 | 2961 | 3411 | [7 empty] | 0
3 |  | 19867 | 4139 | 1 | IC | 400 | P | SB | 88 | 1948 | FO2 |  |  | FO2 |  |  | 0 | 483 | 483 | 0 |  | 0 | 0 | 0 | 0 | 0 | 0 | [6 empty] | 0 | 0 | 0 | 0 | 1948 | 0 | 0 | E | [6 empty] | 0
3 |  | 19867 | 4139 | 2 | IC | 700 | P | SB | 88 | 1966 | FO2 |  |  | FO2 |  |  | 0 | 632 | 632 | 0 |  | 0 | 0 | 0 | 0 | 0 | 0 | [6 empty] | 0 | 0 | 0 | 0 | 1966 | 0 | 0 | E | [6 empty] | 0
3 |  | 19876 | 2756 | 1 | HC | 44480 | P | OP | 3 | 1963 | WAT |  |  | WAT |  |  | 0 | 56000 | 56000 | 0 |  | 0 | 0 | 0 | 0 | 0 | 0 | [6 empty] | 0 | 0 | 0 | 12 | 1962 | 0 | 0 | E | [6 empty] | 0
3 |  | 19876 | 2756 | 2 | HC | 44480 | P | OP | 2 | 1963 | WAT |  |  | WAT |  |  | 0 | 56000 | 56000 | 0 |  | 0 | 0 | 0 | 0 | 0 | 0 | [6 empty] | 0 | 0 | 0 | 11 | 1962 | 0 | 0 | E | [6 empty] | 0
3 |  | 19876 | 2756 | 3 | HC | 44480 | P | OP | 2 | 1963 | WAT |  |  | WAT |  |  | 0 | 56000 | 56000 | 0 |  | 0 | 0 | 0 | 0 | 0 | 0 | [6 empty] | 0 | 0 | 0 | 11 | 1962 | 0 | 0 | E | [6 empty] | 0
3 |  | 19876 | 2756 | 4 | HC | 44480 | P | OP | 2 | 1963 | WAT |  |  | WAT |  |  | 0 | 57000 | 57000 | 0 |  | 0 | 0 | 0 | 0 | 0 | 0 | [6 empty] | 0 | 0 | 0 | 11 | 1962 | 0 | 0 | E | [6 empty] | 0
3 |  | 19876 | 2757 | GT1 | GT | 23800 | P | OP | 3 | 1971 | FO2 |  |  | FO2 |  |  | 16974 | 22000 | 28000 | 0 |  | 0 | 0 | 0 | 0 | 0 | 0 | [6 empty] | 0 | 0 | 0 | 2 | 1971 | 0 | 0 | E | [6 empty] | 0
3 |  | 19876 | 2757 | GT2 | GT | 23800 | P | OP | 6 | 1971 | FO2 |  |  | FO2 |  |  | 16974 | 22000 | 28000 | 0 |  | 0 | 0 | 0 | 0 | 0 | 0 | [6 empty] | 0 | 0 | 0 | 5 | 1971 | 0 | 0 | E | [6 empty] | 0
3 |  | 19876 | 2758 | 1 | HC | 25020 | P | OP | 12 | 1955 | WAT |  |  | WAT |  |  | 0 | 26000 | 26000 | 0 |  | 0 | 0 | 0 | 0 | 0 | 0 | [6 empty] | 0 | 0 | 0 | 9 | 1955 | 0 | 0 | E | [6 empty] | 0
3 |  | 19876 | 2758 | 2 | HC | 25020 | P | OP | 10 | 1955 | WAT |  |  | WAT |  |  | 0 | 26000 | 26000 | 0 |  | 0 | 0 | 0 | 0 | 0 | 0 | [6 empty] | 0 | 0 | 0 | 7 | 1955 | 0 | 0 | E | [6 empty] | 0
3 |  | 19876 | 2758 | 3 | HC | 25020 | P | OP | 9 | 1955 | WAT |  |  | WAT |  |  | 0 | 26000 | 26000 | 0 |  | 0 | 0 | 0 | 0 | 0 | 0 | [6 empty] | 0 | 0 | 0 | 6 | 1955 | 0 | 0 | E | [6 empty] | 0
3 |  | 19876 | 2758 | 4 | HC | 25020 | P | OP | 9 | 1955 | WAT |  |  | WAT |  |  | 0 | 26000 | 26000 | 0 |  | 0 | 0 | 12 | 1987 | 0 | 0 | [6 empty] | 0 | 0 | 0 | 6 | 1955 | 0 | 0 | E | [6 empty] | 0
3 |  | 19876 | 3795 | 1 | HC | 1000 |  |  | 99 | 1915 |  |  |  | WAT |  |  | 0 | 0 | 0 | 0 | RE | 0 | 0 | 0 | 0 | 0 | 0 | [6 empty] | 0 | 0 | 0 | 0 | 1915 | 0 | 0 | E | [6 empty] | 0
3 |  | 19876 | 3796 | 3 | ST | 69000 | C | OP | 6 | 1950 | FO2 |  |  | BIT |  |  | 11098 | 71000 | 74000 | 0 |  | 0 | 0 | 0 | 0 | 0 | 0 | [6 empty] | 0 | 0 | 0 | 5 | 1950 | 0 | 0 | E | [6 empty] | 0
3 |  | 19876 | 3796 | 4 | ST | 185277 | C | OP | 8 | 1958 | FO2 |  |  | BIT |  |  | 9791 | 156000 | 160000 | 0 |  | 0 | 0 | 0 | 0 | 0 | 0 | [6 empty] | 0 | 0 | 0 | 7 | 1958 | 0 | 0 | E | [6 empty] | 0
3 |  | 19876 | 3797 | 1 | ST | 63000 |  |  | 8 | 1944 |  |  |  | FO6 | BIT |  | 0 | 0 | 0 | 0 | RE | 0 | 0 | 0 | 0 | 0 | 0 | [6 empty] | 0 | 0 | 0 | 0 | 1944 | 0 | 0 | E | [6 empty] | 0
3 |  | 19876 | 3797 | 2 | ST | 69000 |  |  | 8 | 1949 |  |  |  | BIT | FO6 |  | 0 | 0 | 0 | 0 | RE | 0 | 0 | 0 | 0 | 0 | 0 | [6 empty] | 0 | 0 | 0 | 0 | 1949 | 0 | 0 | E | [6 empty] | 0
3 |  | 19876 | 3797 | 3 | ST | 112500 | C | OP | 12 | 1952 | FO2 |  |  | BIT |  |  | 11086 | 100000 | 105000 | 0 |  | 0 | 0 | 0 | 0 | 0 | 0 | [6 empty] | 0 | 0 | 0 | 11 | 1952 | 0 | 0 | E | [6 empty] | 0
3 |  | 19876 | 3797 | 4 | ST | 187500 | C | OP | 6 | 1960 | FO2 |  |  | BIT |  |  | 9315 | 166000 | 171000 | 0 |  | 0 | 0 | 0 | 0 | 0 | 0 | [6 empty] | 0 | 0 | 0 | 5 | 1960 | 0 | 0 | E | [6 empty] | 0
3 |  | 19876 | 3797 | 5 | ST | 359040 | C | OP | 8 | 1964 | FO2 |  |  | BIT |  |  | 8939 | 326000 | 333000 | 0 |  | 0 | 0 | 0 | 0 | 0 | 0 | [6 empty] | 0 | 0 | 0 | 6 | 1964 | 0 | 0 | E | [6 empty] | 0
3 |  | 19876 | 3797 | 6 | ST | 693900 | C | OP | 12 | 1969 | FO2 |  |  | BIT |  |  | 9699 | 658000 | 671000 | 0 |  | 0 | 0 | 0 | 0 | 0 | 0 | [6 empty] | 0 | 0 | 0 | 3 | 1969 | 0 | 0 | E | [6 empty] | 0
3 |  | 19876 | 3797 | 7 | CW | 72000 | C | OP | 6 | 1990 |  |  |  | WH |  |  | 7687 | 62000 | 72000 | 0 |  | 0 | 0 | 4 | 1992 | 0 | 0 | [6 empty] | 0 | 0 | 0 | 4 | 1990 | 0 | 0 |  |  |  |  | Y | Respondent noted that generators 7 and 7a should be treated as a single unit;however, generator level data are required. |  | 0
3 |  | 19876 | 3797 | 7A | CT | 147000 | C | OP | 6 | 1990 |  |  |  | NG | FO2 |  | 7687 | 133000 | 147000 | 0 |  | 0 | 0 | 4 | 1992 | 0 | 0 | [6 empty] | 0 | 0 | 0 | 4 | 1990 | 0 | 0 |  |  |  |  | Y | Respondent noted that generators 7 and 7a should be treated as a single unit;however, generator level data are required. |  | 0
3 |  | 19876 | 3797 | 8A | CT | 0 |  |  | 0 | 0 | [6 empty] | 0 | 0 | 0 | 147000 | PL | 0 | 0 | 6 | 1992 | 6 | 1992 |  |  |  | NG | FO2 |  | 138800 | 171000 | 0 | 0 | 0 | 119408 | 123020 |  |  |  |  | Y | Respondent noted that generators 8a and 8b should be treatedas a single unit;however, generator level data are required. | OP | 147000
3 |  | 19876 | 3797 | 8B | CW | 0 |  |  | 0 | 0 | [6 empty] | 0 | 0 | 0 | 72000 | PL | 0 | 0 | 6 | 1992 | 6 | 1992 |  |  |  | WH |  |  | 66200 | 66000 | 0 | 0 | 0 | 60216 | 64522 |  |  |  |  | Y | Respondent noted that generators 8a and 8b should be treatedas a single unit;however, generator level data are required. | OP | 72000
3 |  | 19876 | 3797 | GT2 | GT | 0 |  |  | 0 | 0 | [6 empty] | 0 | 0 | 0 | 90500 | CN | 6 | 1986 | 0 | 0 | 0 | 0 | [6 empty] | 0 | 0 | 0 | 0 | 0 | 74000 | 89000 | [7 empty] | 0
3 |  | 19876 | 3797 | ST2 | ST | 0 |  |  | 0 | 0 | [6 empty] | 0 | 0 | 0 | 154500 | CN | 8 | 1986 | 0 | 0 | 0 | 0 | [6 empty] | 0 | 0 | 0 | 0 | 0 | 146000 | 149000 | [7 empty] | 0
3 |  | 19876 | 3798 | 1 | HC | 1500 | C | OP | 1 | 1930 | WAT |  |  | WAT |  |  | 0 | 1500 | 1500 | 0 |  | 0 | 0 | 0 | 0 | 0 | 0 | [6 empty] | 0 | 0 | 0 | 1 | 1930 | 0 | 0 | [7 empty] | 0
3 |  | 19876 | 3798 | 2 | HC | 1500 | C | OP | 1 | 1930 | WAT |  |  | WAT |  |  | 0 | 1500 | 1500 | 0 |  | 0 | 0 | 0 | 0 | 0 | 0 | [6 empty] | 1500 | 1500 | 0 | 1 | 1930 | 0 | 0 | [7 empty] | 0
3 |  | 19876 | 3798 | 3 | HC | 1500 | C | OP | 1 | 1930 | WAT |  |  | WAT |  |  | 0 | 1500 | 1500 | 0 |  | 0 | 0 | 0 | 0 | 0 | 0 | [6 empty] | 1500 | 1500 | 0 | 1 | 1930 | 0 | 0 | [7 empty] | 0
3 |  | 19876 | 3798 | 4 | HC | 1500 | C | OP | 1 | 1930 | WAT |  |  | WAT |  |  | 0 | 1500 | 1500 | 0 |  | 0 | 0 | 0 | 0 | 0 | 0 | [6 empty] | 1500 | 1500 | 0 | 1 | 1930 | 0 | 0 | [7 empty] | 0
3 |  | 19876 | 3798 | 5 | HC | 1500 | C | OP | 1 | 1930 | WAT |  |  | WAT |  |  | 0 | 1500 | 1500 | 0 |  | 0 | 0 | 0 | 0 | 0 | 0 | [6 empty] | 1500 | 1500 | 0 | 1 | 1930 | 0 | 0 | [7 empty] | 0
3 |  | 19876 | 3799 | GT1 | GT | 20700 | P | OP | 7 | 1971 | FO2 |  |  | FO2 |  |  | 16213 | 15000 | 18000 | 0 |  | 0 | 0 | 0 | 0 | 0 | 0 | [6 empty] | 0 | 0 | 0 | 6 | 1971 | 0 | 0 | E | [6 empty] | 0
3 |  | 19876 | 3799 | GT2 | GT | 20700 | P | OP | 7 | 1971 | FO2 |  |  | FO2 |  |  | 16213 | 15000 | 18000 | 0 |  | 0 | 0 | 0 | 0 | 0 | 0 | [6 empty] | 0 | 0 | 0 | 6 | 1971 | 0 | 0 | E | [6 empty] | 0
3 |  | 19876 | 3799 | GT3 | GT | 20700 | P | OP | 8 | 1971 | FO2 |  |  | FO2 |  |  | 16213 | 15000 | 18000 | 0 |  | 0 | 0 | 0 | 0 | 0 | 0 | [6 empty] | 0 | 0 | 0 | 7 | 1971 | 0 | 0 | E | [6 empty] | 0
3 |  | 19876 | 3799 | GT4 | GT | 20700 | P | OP | 8 | 1971 | FO2 |  |  | FO2 |  |  | 16213 | 15000 | 18000 | 0 |  | 0 | 0 | 0 | 0 | 0 | 0 | [6 empty] | 0 | 0 | 0 | 7 | 1971 | 0 | 0 | E | [6 empty] | 0
3 |  | 19876 | 3800 | GT1 | GT | 20700 | P | OP | 7 | 1971 | FO2 |  |  | FO2 |  |  | 16251 | 16000 | 19000 | 0 |  | 0 | 0 | 0 | 0 | 0 | 0 | [6 empty] | 0 | 0 | 0 | 6 | 1971 | 0 | 0 | E | [6 empty] | 0
3 |  | 19876 | 3800 | GT2 | GT | 20700 | P | OP | 8 | 1971 | FO2 |  |  | FO2 |  |  | 16251 | 16000 | 19000 | 0 |  | 0 | 0 | 0 | 0 | 0 | 0 | [6 empty] | 0 | 0 | 0 | 7 | 1971 | 0 | 0 | E | [6 empty] | 0
3 |  | 19876 | 3800 | GT3 | GT | 20700 | P | OP | 7 | 1971 | FO2 |  |  | FO2 |  |  | 16251 | 16000 | 19000 | 0 |  | 0 | 0 | 0 | 0 | 0 | 0 | [6 empty] | 0 | 0 | 0 | 6 | 1971 | 0 | 0 | E | [6 empty] | 0
3 |  | 19876 | 3800 | GT4 | GT | 20700 | P | OP | 8 | 1971 | FO2 |  |  | FO2 |  |  | 16251 | 16000 | 19000 | 0 |  | 0 | 0 | 0 | 0 | 0 | 0 | [6 empty] | 0 | 0 | 0 | 7 | 1971 | 0 | 0 | E | [6 empty] | 0
3 |  | 19876 | 3801 | 1 | HC | 2000 |  |  | 99 | 1940 |  |  |  | WAT |  |  | 0 | 0 | 0 | 0 | RE | 0 | 0 | 0 | 0 | 0 | 0 | [6 empty] | 0 | 0 | 0 | 0 | 1940 | 0 | 0 | E | [6 empty] | 0
3 |  | 19876 | 3803 | 3 | ST | 185277 | C | OP | 6 | 1959 | FO2 |  |  | BIT |  |  | 9498 | 156000 | 162000 | 0 |  | 0 | 0 | 0 | 0 | 0 | 0 | [6 empty] | 0 | 0 | 0 | 5 | 1959 | 0 | 0 | E | [6 empty] | 0
3 |  | 19876 | 3803 | 6 | GT | 16320 | P | OP | 7 | 1969 | FO2 | NG |  | FO2 | NG |  | 17492 | 15000 | 18000 | 0 |  | 0 | 0 | 0 | 0 | 0 | 0 | [6 empty] | 0 | 0 | 0 | 6 | 1969 | 0 | 0 | E | [6 empty] | 0
3 |  | 19876 | 3803 | 7 | GT | 23800 | P | OP | 12 | 1969 | FO2 | NG |  | FO2 | NG |  | 17492 | 21000 | 29000 | 0 |  | 0 | 0 | 0 | 0 | 0 | 0 | [6 empty] | 0 | 0 | 0 | 11 | 1969 | 0 | 0 | E | [6 empty] | 0
3 |  | 19876 | 3803 | 8 | GT | 23800 | P | OP | 12 | 1969 | FO2 | NG |  | FO2 | NG |  | 17492 | 21000 | 29000 | 0 |  | 0 | 0 | 0 | 0 | 0 | 0 | [6 empty] | 0 | 0 | 0 | 11 | 1969 | 0 | 0 | E | [6 empty] | 0
3 |  | 19876 | 3803 | 9 | GT | 23800 | P | OP | 12 | 1970 | FO2 | NG |  | FO2 | NG |  | 17492 | 21000 | 29000 | 0 |  | 0 | 0 | 0 | 0 | 0 | 0 | [6 empty] | 0 | 0 | 0 | 11 | 1970 | 0 | 0 | E | [6 empty] | 0
3 |  | 19876 | 3803 | 10 | GT | 23800 | P | OP | 12 | 1970 | FO2 | NG |  | FO2 | NG |  | 17492 | 21000 | 29000 | 0 |  | 0 | 0 | 0 | 0 | 0 | 0 | [6 empty] | 0 | 0 | 0 | 11 | 1970 | 0 | 0 | E | [6 empty] | 0
3 |  | 19876 | 3803 | GT1 | GT | 18594 | P | OP | 12 | 1967 | FO2 | NG |  | FO2 | NG |  | 17492 | 15000 | 19000 | 0 |  | 0 | 0 | 0 | 0 | 0 | 0 | [6 empty] | 0 | 0 | 0 | 11 | 1967 | 0 | 0 | E | [6 empty] | 0
3 |  | 19876 | 3803 | GT2 | GT | 16320 | P | OP | 3 | 1969 | FO2 | NG |  | FO2 | NG |  | 17492 | 15000 | 18000 | 0 |  | 0 | 0 | 0 | 0 | 0 | 0 | [6 empty] | 0 | 0 | 0 | 2 | 1969 | 0 | 0 | E | [6 empty] | 0
3 |  | 19876 | 3803 | GT4 | GT | 16320 | P | OP | 5 | 1969 | FO2 | NG |  | FO2 | NG |  | 17492 | 15000 | 18000 | 0 |  | 0 | 0 | 0 | 0 | 0 | 0 | [6 empty] | 0 | 0 | 0 | 4 | 1969 | 0 | 0 | E | [6 empty] | 0
3 |  | 19876 | 3803 | ST1 | ST | 112500 | C | OP | 6 | 1953 | FO2 |  |  | BIT |  |  | 10359 | 111000 | 111000 | 0 |  | 0 | 0 | 0 | 0 | 0 | 0 | [6 empty] | 0 | 0 | 0 | 5 | 1953 | 0 | 0 | E | [6 empty] | 0
3 |  | 19876 | 3803 | ST2 | ST | 112500 | C | OP | 12 | 1954 | FO2 |  |  | BIT |  |  | 10031 | 111000 | 111000 | 0 |  | 0 | 0 | 0 | 0 | 0 | 0 | [6 empty] | 0 | 0 | 0 | 11 | 1954 | 0 | 0 | E | [6 empty] | 0
3 |  | 19876 | 3803 | ST4 | ST | 239360 | C | OP | 5 | 1962 | FO2 |  |  | BIT |  |  | 9375 | 217000 | 221000 | 0 |  | 0 | 0 | 0 | 0 | 0 | 0 | [6 empty] | 0 | 0 | 0 | 4 | 1962 | 0 | 0 | [7 empty] | 0
3 |  | 19876 | 3804 | 1 | ST | 69000 | P | OP | 12 | 1948 | FO2 |  |  | FO6 | BIT |  | 13278 | 74000 | 74000 | 0 |  | 0 | 0 | 0 | 0 | 0 | 0 | [6 empty] | 0 | 0 | 0 | 11 | 1948 | 0 | 0 | E | [6 empty] | 0
3 |  | 19876 | 3804 | 2 | ST | 69000 | P | OP | 5 | 1951 | FO2 |  |  | FO6 | BIT |  | 12392 | 69000 | 71000 | 0 |  | 0 | 0 | 0 | 0 | 0 | 0 | [6 empty] | 0 | 0 | 0 | 4 | 1951 | 0 | 0 | E | [6 empty] | 0
3 |  | 19876 | 3804 | 3 | ST | 113636 | C | OP | 6 | 1955 | FO2 |  |  | BIT |  |  | 10767 | 101000 | 105000 | 0 |  | 0 | 0 | 0 | 0 | 0 | 0 | [6 empty] | 0 | 0 | 0 | 5 | 1955 | 0 | 0 | E | [6 empty] | 0
3 |  | 19876 | 3804 | 4 | ST | 239360 | C | OP | 4 | 1962 | FO2 |  |  | BIT |  |  | 9214 | 221000 | 221000 | 0 |  | 0 | 0 | 0 | 0 | 0 | 0 | [6 empty] | 0 | 0 | 0 | 3 | 1962 | 225000 | 230000 | [7 empty] | 0
3 |  | 19876 | 3804 | 5 | ST | 882000 | P | OP | 6 | 1975 | FO2 |  |  | FO6 |  |  | 10798 | 786000 | 801000 | 0 |  | 0 | 0 | 0 | 0 | 0 | 0 | [6 empty] | 0 | 0 | 0 | 3 | 1975 | 0 | 0 | E | [6 empty] | 0
3 |  | 19876 | 3804 | GT1 | GT | 16000 | P | OP | 5 | 1968 | FO2 |  |  | FO2 |  |  | 15823 | 13000 | 16000 | 0 |  | 0 | 0 | 0 | 0 | 0 | 0 | [6 empty] | 0 | 0 | 0 | 4 | 1968 | 0 | 0 | E | [6 empty] | 0
3 |  | 19876 | 3804 | GT2 | GT | 16000 | P | OP | 5 | 1968 | FO2 |  |  | FO2 |  |  | 15823 | 13000 | 16000 | 0 |  | 0 | 0 | 0 | 0 | 0 | 0 | [6 empty] | 0 | 0 | 0 | 4 | 1968 | 0 | 0 | E | [6 empty] | 0
3 |  | 19876 | 3804 | GT3 | GT | 16000 | P | OP | 5 | 1968 | FO2 |  |  | FO2 |  |  | 15823 | 13000 | 16000 | 0 |  | 0 | 0 | 0 | 0 | 0 | 0 | [6 empty] | 0 | 0 | 0 | 4 | 1968 | 0 | 0 | E | [6 empty] | 0
3 |  | 19876 | 3804 | GT4 | GT | 16000 | P | OP | 5 | 1968 | FO2 |  |  | FO2 |  |  | 15823 | 13000 | 16000 | 0 |  | 0 | 0 | 0 | 0 | 0 | 0 | [6 empty] | 0 | 0 | 0 | 4 | 1968 | 0 | 0 | E | [6 empty] | 0
3 |  | 19876 | 3804 | GT5 | GT | 16000 | P | OP | 5 | 1968 | FO2 |  |  | FO2 |  |  | 15823 | 13000 | 16000 | 0 |  | 0 | 0 | 0 | 0 | 0 | 0 | [6 empty] | 0 | 0 | 0 | 4 | 1968 | 0 | 0 | E | [6 empty] | 0
3 |  | 19876 | 3804 | GT6 | GT | 16000 | P | OP | 5 | 1968 | FO2 |  |  | FO2 |  |  | 15823 | 13000 | 16000 | 0 |  | 0 | 0 | 0 | 0 | 0 | 0 | [6 empty] | 0 | 0 | 0 | 4 | 1968 | 0 | 0 | E | [6 empty] | 0
3 |  | 19876 | 3805 | 6 | ST | 50000 |  |  | 0 | 1900 |  |  |  | FO2 | COL |  | 0 | 0 | 0 | 0 | RE | 9 | 1975 | 0 | 0 | 0 | 0 | [6 empty] | 0 | 0 | 0 | 0 | 1900 | 0 | 0 | E | [6 empty] | 0
3 |  | 19876 | 3805 | 7 | ST | 50000 |  |  | 0 | 1900 |  |  |  | FO2 | COL |  | 0 | 0 | 0 | 0 | RE | 9 | 1975 | 0 | 0 | 0 | 0 | [6 empty] | 0 | 0 | 0 | 0 | 1900 | 0 | 0 | E | [6 empty] | 0
3 |  | 19876 | 3806 | 1 | NP | 847530 | B | OP | 12 | 1972 | UR |  |  | UR |  |  | 10068 | 781000 | 781000 | 0 |  | 0 | 0 | 0 | 0 | 0 | 0 | [6 empty] | 0 | 0 | 788000 | 5 | 1972 | 0 | 0 | [7 empty] | 0
3 |  | 19876 | 3806 | 2 | NP | 847530 | B | OP | 5 | 1973 | UR |  |  | UR |  |  | 10068 | 781000 | 781000 | 0 |  | 0 | 0 | 11 | 1989 | 0 | 0 | [6 empty] | 0 | 0 | 788000 | 1 | 1973 | 0 | 0 | [7 empty] | 0
3 |  | 19876 | 3806 | 3 | NP | 0 |  |  | 0 | 0 | [6 empty] | 0 | 0 | 0 | 859000 | CN | 88 | 1977 | 3 | 1980 | 4 | 1986 |  |  |  | UR |  |  | 0 | 0 | 0 | 0 | 0 | 0 | 0 | [7 empty] | 0
3 |  | 19876 | 3806 | 4 | NP | 0 |  |  | 0 | 0 | [6 empty] | 0 | 0 | 0 | 859000 | CN | 88 | 1977 | 3 | 1981 | 4 | 1987 |  |  |  | UR |  |  | 0 | 0 | 0 | 0 | 0 | 0 | 0 | [7 empty] | 0
3 |  | 19876 | 3807 | 1 | HC | 0 |  |  | 0 | 0 | [6 empty] | 0 | 0 | 0 | 1900 | CN | 2 | 1984 | 1 | 1988 | 1 | 1988 | FI | LE |  | WAT |  |  | 0 | 0 | 0 | 0 | 0 | 2000 | 2000 | [7 empty] | 0
3 |  | 19876 | 3807 | 2 | HC | 0 |  |  | 0 | 0 | [6 empty] | 0 | 0 | 0 | 1900 | CN | 2 | 1984 | 1 | 1988 | 1 | 1988 | FI | LE |  | WAT |  |  | 0 | 0 | 0 | 0 | 0 | 2000 | 2000 | [7 empty] | 0
3 |  | 19876 | 3807 | 3 | HC | 0 |  |  | 0 | 0 | [6 empty] | 0 | 0 | 0 | 1900 | CN | 2 | 1984 | 1 | 1988 | 1 | 1988 | FI | LE |  | WAT |  |  | 0 | 0 | 0 | 0 | 0 | 2000 | 2000 | [7 empty] | 0
3 |  | 19876 | 3807 | 7 | ST | 50000 |  |  | 0 | 1900 |  |  |  | FO2 | COL |  | 0 | 0 | 0 | 0 | RE | 9 | 1975 | 0 | 0 | 0 | 0 | [6 empty] | 0 | 0 | 0 | 0 | 1900 | 0 | 0 | E | [6 empty] | 0
3 |  | 19876 | 3807 | HY4 | HC | 0 |  |  | 0 | 0 | [6 empty] | 0 | 0 | 0 | 1900 | CN | 2 | 1984 | 1 | 1988 | 1 | 1988 | FI | LE |  | WAT |  |  | 0 | 0 | 0 | 0 | 0 | 2000 | 2000 | [7 empty] | 0
3 |  | 19876 | 3807 | HY5 | HC | 0 |  |  | 0 | 0 | [6 empty] | 0 | 0 | 0 | 1900 | CN | 2 | 1984 | 1 | 1988 | 1 | 1988 | FI | LE |  | WAT |  |  | 0 | 0 | 0 | 0 | 0 | 2000 | 2000 | [7 empty] | 0
3 |  | 19876 | 3807 | HY6 | HC | 0 |  |  | 0 | 0 | [6 empty] | 0 | 0 | 0 | 1900 | CN | 2 | 1984 | 1 | 1988 | 1 | 1988 | FI | LE |  | WAT |  |  | 0 | 0 | 0 | 0 | 0 | 2000 | 2000 | [7 empty] | 0
3 |  | 19876 | 3807 | ST4 | ST | 20000 |  |  | 0 | 1900 |  |  |  | FO2 | COL |  | 0 | 0 | 0 | 0 | RE | 9 | 1975 | 0 | 0 | 0 | 0 | [6 empty] | 0 | 0 | 0 | 0 | 1900 | 0 | 0 | E | [6 empty] | 0
3 |  | 19876 | 3807 | ST5 | ST | 20000 |  |  | 0 | 1900 |  |  |  | FO2 | COL |  | 0 | 0 | 0 | 0 | RE | 9 | 1975 | 0 | 0 | 0 | 0 | [6 empty] | 0 | 0 | 0 | 0 | 1900 | 0 | 0 | E | [6 empty] | 0
3 |  | 19876 | 3807 | ST6 | ST | 13000 |  |  | 0 | 1900 |  |  |  | FO2 | COL |  | 0 | 0 | 0 | 0 | RE | 9 | 1975 | 0 | 0 | 0 | 0 | [6 empty] | 0 | 0 | 0 | 0 | 1900 | 0 | 0 | E | [6 empty] | 0
3 |  | 19876 | 3809 | 1 | ST | 187500 | C | OP | 7 | 1957 | FO2 | RG |  | BIT |  |  | 9811 | 159000 | 163000 | 0 |  | 0 | 0 | 0 | 0 | 0 | 0 | [6 empty] | 0 | 0 | 0 | 6 | 1957 | 0 | 0 | E | [6 empty] | 0
3 |  | 19876 | 3809 | 2 | ST | 187500 | C | OP | 1 | 1959 | FO2 |  |  | BIT |  |  | 10302 | 162000 | 167000 | 0 |  | 0 | 0 | 0 | 0 | 0 | 0 | [6 empty] | 0 | 0 | 0 | 12 | 1958 | 0 | 0 | E | [6 empty] | 0
3 |  | 19876 | 3809 | 3 | ST | 882000 | P | OP | 12 | 1974 | FO2 | NG |  | FO6 | NG |  | 9912 | 818000 | 820000 | 0 |  | 0 | 0 | 0 | 0 | 0 | 0 | [6 empty] | 0 | 0 | 0 | 5 | 1974 | 0 | 0 | E | [6 empty] | 0
3 |  | 19876 | 3954 | 1 | ST | 570240 | B | OP | 9 | 1965 | FO2 |  |  | BIT |  |  | 9245 | 533000 | 545000 | 0 |  | 0 | 0 | 4 | 1989 | 0 | 0 | [6 empty] | 535000 | 547000 | 0 | 7 | 1965 | 529000 | 540000 | E | [6 empty] | 0
3 |  | 19876 | 3954 | 2 | ST | 570240 | B | OP | 7 | 1966 | FO2 |  |  | BIT |  |  | 9304 | 533000 | 545000 | 0 |  | 0 | 0 | 10 | 1988 | 0 | 0 | [6 empty] | 0 | 0 | 0 | 5 | 1966 | 0 | 0 | E | [6 empty] | 0
3 |  | 19876 | 3954 | 3 | ST | 522000 | B | OP | 12 | 1973 | FO2 |  |  | BIT |  |  | 9803 | 530000 | 545000 | 0 |  | 0 | 0 | 0 | 0 | 0 | 0 | [6 empty] | 0 | 0 | 0 | 9 | 1973 | 0 | 0 | E | [6 empty] | 0
3 |  | 19876 | 3954 | JF1 | GT | 18594 | P | OP | 10 | 1967 | JF |  |  | JF |  |  | 18083 | 12000 | 16000 | 0 |  | 0 | 0 | 0 | 0 | 0 | 0 | [6 empty] | 0 | 0 | 0 | 9 | 1967 | 0 | 0 | E | [6 empty] | 0
3 |  | 19876 | 5025 | 1 | ST | 0 |  |  | 0 | 0 | [6 empty] | 0 | 0 | 0 | 750000 | CN | 2 | 1985 | 10 | 1993 | 10 | 1992 | OT |  |  | COL |  |  | 0 | 0 | 0 | 0 | 0 | 693000 | 707000 | [7 empty] | 0
3 |  | 19876 | 5025 | 2 | ST | 0 |  |  | 0 | 0 | [6 empty] | 0 | 0 | 0 | 750000 | CN | 2 | 1985 | 10 | 1994 | 10 | 1993 | OT |  |  | COL |  |  | 0 | 0 | 0 | 0 | 0 | 693000 | 707000 | [7 empty] | 0
3 |  | 19876 | 6167 | 1 | HR | 350100 | P | OP | 12 | 1985 | WAT |  |  | WAT |  |  | 0 | 350000 | 350000 | 0 |  | 0 | 0 | 3 | 1979 | 12 | 1985 | FI | [5 empty] | 0 | 0 | 0 | 11 | 1985 | 0 | 0 | [7 empty] | 0
3 |  | 19876 | 6167 | 2 | HR | 350100 | P | OP | 12 | 1985 | WAT |  |  | WAT |  |  | 0 | 350000 | 350000 | 0 |  | 0 | 0 | 3 | 1979 | 12 | 1985 | FI | [5 empty] | 0 | 0 | 0 | 11 | 1985 | 0 | 0 | [7 empty] | 0
3 |  | 19876 | 6167 | 3 | HR | 350100 | P | OP | 12 | 1985 | WAT |  |  | WAT |  |  | 0 | 350000 | 350000 | 0 |  | 0 | 0 | 3 | 1979 | 0 | 0 | FI | [5 empty] | 0 | 0 | 0 | 9 | 1985 | 0 | 0 | E | [6 empty] | 0
3 |  | 19876 | 6167 | 4 | HR | 350100 | P | OP | 12 | 1985 | WAT |  |  | WAT |  |  | 0 | 350000 | 350000 | 0 |  | 0 | 0 | 3 | 1979 | 0 | 0 | FI | [5 empty] | 0 | 0 | 0 | 11 | 1985 | 0 | 0 | [7 empty] | 0
3 |  | 19876 | 6167 | 5 | HR | 350100 | P | OP | 12 | 1985 | WAT |  |  | WAT |  |  | 0 | 350000 | 350000 | 0 |  | 0 | 0 | 3 | 1980 | 0 | 0 | FI | [5 empty] | 0 | 0 | 0 | 10 | 1985 | 0 | 0 | [7 empty] | 0
3 |  | 19876 | 6167 | 6 | HR | 350100 | P | OP | 12 | 1985 | WAT |  |  | WAT |  |  | 0 | 350000 | 350000 | 0 |  | 0 | 0 | 3 | 1980 | 0 | 0 | FI | [5 empty] | 0 | 0 | 0 | 12 | 1985 | 0 | 0 | [7 empty] | 0
3 |  | 19876 | 6168 | 1 | NP | 979740 | B | OP | 6 | 1978 | UR |  |  | UR |  |  | 10050 | 911000 | 911000 | 0 |  | 0 | 0 | 0 | 0 | 0 | 0 | [6 empty] | 0 | 0 | 907000 | 4 | 1978 | 0 | 0 | [7 empty] | 0
3 |  | 19876 | 6168 | 2 | NP | 979740 | B | OP | 12 | 1980 | UR |  |  | UR |  |  | 10050 | 909000 | 909000 | 0 |  | 0 | 0 | 0 | 0 | 0 | 0 | [6 empty] | 0 | 0 | 907000 | 8 | 1980 | 0 | 0 | [7 empty] | 0
3 |  | 19876 | 6168 | 3 | NP | 0 |  |  | 0 | 0 | [6 empty] | 0 | 0 | 0 | 995000 | CN | 3 | 1983 | 3 | 1977 | 10 | 1989 |  |  |  | UR |  |  | 0 | 0 | 0 | 0 | 0 | 0 | 0 | [7 empty] | 0
3 |  | 19876 | 6168 | 4 | NP | 0 |  |  | 0 | 0 | [6 empty] | 0 | 0 | 0 | 995000 | CN | 88 | 1980 | 3 | 1978 | 10 | 1992 |  |  |  | UR |  |  | 0 | 0 | 0 | 0 | 0 | 0 | 0 | [7 empty] | 0
3 |  | 19876 | 6168 | HC1 | HC | 1000 | B | OP | 12 | 1987 | WAT |  |  | WAT |  |  | 0 | 992 | 992 | 0 |  | 0 | 0 | 12 | 1985 | 0 | 0 | [6 empty] | 0 | 0 | 0 | 9 | 1987 | 0 | 0 | [7 empty] | 0
3 |  | 19876 | 6168 | SP1 | SP | 20 |  | OP | 12 | 1985 |  |  |  | SUN |  |  | 0 | 20 | 20 | 0 |  | 0 | 0 | 0 | 0 | 0 | 0 | [6 empty] | 0 | 0 | 0 | 12 | 1985 | 0 | 0 | [7 empty] | 0
3 |  | 19876 | 6168 | SP2 | SP | 20 |  | OP | 12 | 1985 |  |  |  | SUN |  |  | 0 | 20 | 20 | 0 |  | 0 | 0 | 0 | 0 | 0 | 0 | [6 empty] | 0 | 0 | 0 | 12 | 1985 | 0 | 0 | [7 empty] | 0
3 |  | 19876 | 6168 | SP3 | SP | 20 |  | OP | 12 | 1985 |  |  |  | SUN |  |  | 0 | 20 | 20 | 0 |  | 0 | 0 | 0 | 0 | 0 | 0 | [6 empty] | 0 | 0 | 0 | 12 | 1985 | 0 | 0 | [7 empty] | 0
3 |  | 19876 | 7032 | 1 | GT | 16320 | P | OP | 8 | 1970 | FO2 | NG |  | FO2 | NG |  | 11500 | 15000 | 17000 | 0 |  | 0 | 0 | 0 | 0 | 0 | 0 | [6 empty] | 0 | 0 | 0 | 7 | 1970 | 0 | 0 | [7 empty] | 0
3 |  | 19876 | 7032 | 2 | GT | 23800 | P | OP | 12 | 1970 | FO2 | NG |  | FO2 | NG |  | 11500 | 22000 | 28000 | 0 |  | 0 | 0 | 0 | 0 | 0 | 0 | [6 empty] | 0 | 0 | 0 | 11 | 1970 | 0 | 0 | [7 empty] | 0
3 |  | 19876 | 7032 | 3 | GT | 89478 | P | OP | 10 | 1989 | FO2 | NG |  | FO2 | NG |  | 11641 | 73000 | 84000 | 0 |  | 0 | 0 | 0 | 0 | 0 | 0 | [6 empty] | 0 | 0 | 0 | 10 | 1989 | 0 | 0 | [7 empty] | 0
3 |  | 19876 | 7032 | 4 | GT | 89478 | P | OP | 7 | 1989 | FO2 | NG |  | FO2 | NG |  | 11636 | 73000 | 84000 | 0 |  | 0 | 0 | 0 | 0 | 0 | 0 | [6 empty] | 0 | 0 | 0 | 6 | 1989 | 0 | 0 | [7 empty] | 0
3 |  | 19876 | 7032 | 5 | GT | 89478 | P | OP | 7 | 1989 | FO2 | NG |  | FO2 | NG |  | 11614 | 73000 | 84000 | 0 |  | 0 | 0 | 0 | 0 | 0 | 0 | [6 empty] | 0 | 0 | 0 | 7 | 1989 | 0 | 0 | [7 empty] | 0
3 |  | 19876 | 7032 | 6 | GT | 89478 | P | OP | 11 | 1989 | FO2 | NG |  | FO2 | NG |  | 11692 | 73000 | 84000 | 0 |  | 0 | 0 | 0 | 0 | 0 | 0 | [6 empty] | 0 | 0 | 0 | 11 | 1989 | 0 | 0 | [7 empty] | 0
3 |  | 19876 | 7032 | NA8 | CT | 0 |  |  | 0 | 0 | [6 empty] | 0 | 0 | 0 | 87000 | CN | 12 | 1988 | 0 | 0 | 0 | 0 | [6 empty] | 87000 | 87000 | 0 | 0 | 0 | 72000 | 77000 | [7 empty] | 0
3 |  | 19876 | 7032 | NA9 | CT | 0 |  |  | 0 | 0 | [6 empty] | 0 | 0 | 0 | 164000 | CN | 12 | 1988 | 0 | 0 | 0 | 0 | [6 empty] | 164000 | 164000 | 0 | 0 | 0 | 133000 | 136000 | [7 empty] | 0
3 |  | 19876 | 7212 | 1 | GT | 89478 | P | OP | 5 | 1990 |  |  |  | FO2 | NG |  | 11664 | 72000 | 92000 | 0 |  | 0 | 0 | 11 | 1990 | 0 | 0 | [6 empty] | 0 | 0 | 0 | 5 | 1990 | 0 | 0 | [7 empty] | 0
3 |  | 19876 | 7212 | 2 | GT | 89478 | P | OP | 5 | 1990 |  |  |  | FO2 | NG |  | 11664 | 72000 | 92000 | 0 |  | 0 | 0 | 11 | 1990 | 0 | 0 | [6 empty] | 0 | 0 | 0 | 5 | 1990 | 0 | 0 | [7 empty] | 0
3 |  | 19876 | 7212 | 3 | GT | 89478 | P | OP | 4 | 1990 |  |  |  | FO2 | NG |  | 11664 | 72000 | 92000 | 0 |  | 0 | 0 | 11 | 1990 | 0 | 0 | [6 empty] | 0 | 0 | 0 | 4 | 1990 | 0 | 0 | [7 empty] | 0
3 |  | 19876 | 7212 | 4 | GT | 89478 | P | OP | 4 | 1990 |  |  |  | FO2 | NG |  | 11664 | 72000 | 92000 | 0 |  | 0 | 0 | 11 | 1990 | 0 | 0 | [6 empty] | 0 | 0 | 0 | 4 | 1990 | 0 | 0 | [7 empty] | 0
3 |  | 19876 | 7213 | 1 | ST | 0 |  |  | 0 | 0 | [6 empty] | 0 | 0 | 0 | 424028 | PL | 0 | 0 | 12 | 1993 | 6 | 1995 | AP | LE |  | BIT |  |  | 401280 | 391280 | 0 | 0 | 0 | 395452 | 403582 | [7 empty] | 0
3 |  | 19876 | 7213 | 2 | ST | 0 |  |  | 0 | 0 | [6 empty] | 0 | 0 | 0 | 424028 | PL | 0 | 0 | 12 | 1994 | 6 | 1996 | AP | LE |  | BIT |  |  | 401280 | 391280 | 0 | 0 | 0 | 395452 | 403582 | [7 empty] | 0
3 |  | 19883 | 2018 | 1 | ST | 5000 | C | OP | 88 | 1949 | SUB | NG |  | SUB | NG |  | 1850 | 5000 | 5000 | 0 |  | 0 | 0 | 0 | 0 | 0 | 0 | [6 empty] | 0 | 0 | 0 | 0 | 1949 | 0 | 0 | E | [6 empty] | 0
3 |  | 19883 | 2018 | 2 | ST | 1000 | C |  | 88 | 1922 | BIT |  |  | BIT |  |  | 0 | 1000 | 1000 | 0 | RE | 0 | 1990 | 0 | 0 | 0 | 0 | [6 empty] | 0 | 0 | 0 | 0 | 1922 | 0 | 0 | E | [6 empty] | 0
3 |  | 19883 | 2018 | 3 | ST | 1500 | C | SB | 88 | 1930 | SUB | NG |  | SUB | NG |  | 0 | 1500 | 1500 | 0 |  | 0 | 0 | 0 | 0 | 0 | 0 | [6 empty] | 0 | 0 | 0 | 0 | 1930 | 0 | 0 | E | [6 empty] | 0
3 |  | 19883 | 2018 | 4 | ST | 2500 | C | SB | 88 | 1937 | SUB | NG |  | SUB | NG |  | 0 | 2500 | 2500 | 0 |  | 0 | 0 | 0 | 0 | 0 | 0 | [6 empty] | 0 | 0 | 0 | 0 | 1937 | 0 | 0 | E | [6 empty] | 0
3 |  | 19883 | 2018 | 5 | ST | 7500 | C | OP | 88 | 1954 | SUB | NG |  | SUB | NG |  | 1265 | 8000 | 8000 | 0 |  | 0 | 0 | 0 | 0 | 0 | 0 | [6 empty] | 0 | 0 | 0 | 0 | 1954 | 0 | 0 | E | [6 empty] | 0
3 |  | 19883 | 2018 | 6 | ST | 18500 | B | OP | 88 | 1971 | SUB | NG |  | SUB | NG |  | 1260 | 16500 | 18500 | 0 |  | 0 | 0 | 0 | 0 | 0 | 0 | [6 empty] | 0 | 0 | 0 | 0 | 1971 | 0 | 0 | E | [6 empty] | 0
3 |  | 19896 | 3377 | 1 | IC | 500 |  |  | 99 | 1940 |  |  |  | PET |  |  | 0 | 0 | 0 | 0 | RE | 0 | 0 | 0 | 0 | 0 | 0 | [6 empty] | 0 | 0 | 0 | 0 | 1940 | 0 | 0 | E | [6 empty] | 0
3 |  | 19896 | 3377 | 2 | IC | 500 |  |  | 99 | 1940 |  |  |  | PET |  |  | 0 | 0 | 0 | 0 | RE | 0 | 0 | 0 | 0 | 0 | 0 | [6 empty] | 0 | 0 | 0 | 0 | 1940 | 0 | 0 | E | [6 empty] | 0
3 |  | 19896 | 3377 | 3 | IC | 500 |  |  | 99 | 1940 |  |  |  | PET |  |  | 0 | 0 | 0 | 0 | RE | 0 | 0 | 0 | 0 | 0 | 0 | [6 empty] | 0 | 0 | 0 | 0 | 1940 | 0 | 0 | E | [6 empty] | 0
3 |  | 19968 | 2310 | 1 | IC | 2500 | B | SB | 9 | 1960 | FO2 |  |  | NG | FO2 |  | 11594 | 2100 | 2100 | 0 |  | 0 | 0 | 0 | 0 | 0 | 0 | [6 empty] | 0 | 0 | 0 | 8 | 1960 | 0 | 0 | E | [6 empty] | 0
3 |  | 19968 | 2310 | 2 | IC | 500 | B | SB | 88 | 1936 | FO2 |  |  | FO2 |  |  | 11545 | 500 | 500 | 0 |  | 0 | 0 | 0 | 0 | 0 | 0 | [6 empty] | 0 | 0 | 0 | 0 | 1936 | 0 | 0 | E | [6 empty] | 0
3 |  | 19968 | 2310 | 3 | IC | 4415 | B | SB | 8 | 1973 | FO2 |  |  | NG | FO2 |  | 9876 | 4400 | 4400 | 0 |  | 0 | 0 | 0 | 0 | 0 | 0 | [6 empty] | 0 | 0 | 0 | 7 | 1973 | 0 | 0 | E | [6 empty] | 0
3 |  | 19968 | 2310 | 4 | IC | 1200 | B | SB | 6 | 1947 | FO2 |  |  | NG | FO2 |  | 11594 | 1100 | 1100 | 0 |  | 0 | 0 | 0 | 0 | 0 | 0 | [6 empty] | 0 | 0 | 0 | 5 | 1947 | 0 | 0 | E | [6 empty] | 0
3 |  | 19968 | 2310 | 5 | IC | 2100 | B | SB | 9 | 1952 | FO2 |  |  | NG | FO2 |  | 10780 | 2100 | 2100 | 0 |  | 0 | 0 | 0 | 0 | 0 | 0 | [6 empty] | 0 | 0 | 0 | 8 | 1952 | 0 | 0 | E | [6 empty] | 0
3 |  | 19968 | 2310 | 6 | IC | 3500 | B | SB | 7 | 1969 | FO2 |  |  | NG | FO2 |  | 9914 | 3460 | 3460 | 0 |  | 0 | 0 | 0 | 0 | 0 | 0 | [6 empty] | 0 | 0 | 0 | 6 | 1969 | 0 | 0 | E | [6 empty] | 0
3 |  | 20038 | 6635 | 1 | ST | 7500 | P | OS | 8 | 1953 | FO4 |  |  | FO4 |  |  | 16200 | 7500 | 7500 | 0 |  | 0 | 0 | 0 | 0 | 0 | 0 | [6 empty] | 0 | 0 | 0 | 7 | 1953 | 0 | 0 | E | [6 empty] | 0
3 |  | 20038 | 6635 | 2 | ST | 7500 | P | SB | 8 | 1953 | FO4 |  |  | FO4 |  |  | 16200 | 7500 | 7500 | 0 |  | 0 | 0 | 0 | 0 | 0 | 0 | [6 empty] | 0 | 0 | 0 | 7 | 1953 | 0 | 0 | E | [6 empty] | 0
3 |  | 20038 | 6635 | 3 | ST | 7500 | P | SB | 8 | 1953 | FO4 |  |  | FO4 |  |  | 16200 | 7500 | 7500 | 0 |  | 0 | 0 | 0 | 0 | 0 | 0 | [6 empty] | 0 | 0 | 0 | 7 | 1953 | 0 | 0 | E | [6 empty] | 0
3 |  | 20069 | 1328 | 1 | IC | 1300 | B | OP | 9 | 1963 | FO2 |  |  | FO2 | NG |  | 10500 | 1100 | 1300 | 0 |  | 0 | 0 | 0 | 0 | 0 | 0 | [6 empty] | 0 | 0 | 0 | 8 | 1963 | 0 | 0 | E | [6 empty] | 0
3 |  | 20069 | 1328 | 2 | IC | 800 |  |  | 99 | 1956 |  |  |  | FO2 | NG |  | 0 | 0 | 0 | 0 | RE | 0 | 0 | 0 | 0 | 0 | 0 | [6 empty] | 0 | 0 | 0 | 0 | 1956 | 0 | 0 | E | [6 empty] | 0
3 |  | 20069 | 1328 | 3 | IC | 1300 | B | OP | 6 | 1972 | FO2 |  |  | FO2 | NG |  | 10500 | 1100 | 1300 | 0 |  | 0 | 0 | 0 | 0 | 0 | 0 | [6 empty] | 0 | 0 | 0 | 5 | 1972 | 0 | 0 | E | [6 empty] | 0
3 |  | 20069 | 1328 | 4 | IC | 1100 | B | OP | 88 | 1956 | FO2 |  |  | FO2 | NG |  | 10500 | 1000 | 1100 | 0 |  | 0 | 0 | 0 | 0 | 0 | 0 | [6 empty] | 0 | 0 | 0 | 0 | 1956 | 0 | 0 | E | [6 empty] | 0
3 |  | 20069 | 1328 | 5 | IC | 2000 | B | OP | 1 | 1967 | FO2 |  |  | FO2 | NG |  | 10500 | 1800 | 2000 | 0 |  | 0 | 0 | 0 | 0 | 0 | 0 | [6 empty] | 0 | 0 | 0 | 12 | 1966 | 0 | 0 | E | [6 empty] | 0
3 |  | 20069 | 1328 | 6 | IC | 2400 | B | OP | 8 | 1979 | FO2 |  |  | FO2 | NG |  | 10500 | 2200 | 2400 | 0 |  | 0 | 0 | 0 | 0 | 0 | 0 | [6 empty] | 0 | 0 | 0 | 7 | 1979 | 0 | 0 | E | [6 empty] | 0
3 |  | 20069 | 1328 | NA1 | IC | 0 |  |  | 0 | 0 | [6 empty] | 0 | 0 | 0 | 2400 | PL | 0 | 0 | 6 | 1991 | 6 | 1995 |  |  |  | NG |  |  | 2000 | 2400 | 0 | 0 | 0 | 2215 | 2540 | [7 empty] | 0
3 |  | 20110 | 2019 | 1 | IC | 1136 |  | SB | 88 | 1953 | FO2 |  |  | FO2 |  |  | 0 | 900 | 1000 | 0 |  | 0 | 0 | 0 | 0 | 0 | 0 | [6 empty] | 0 | 0 | 0 | 0 | 1953 | 0 | 0 | E | [6 empty] | 0
3 |  | 20110 | 2019 | 2 | IC | 575 |  | SB | 88 | 1948 | FO2 |  |  | FO2 |  |  | 0 | 380 | 420 | 0 |  | 0 | 0 | 0 | 0 | 0 | 0 | [6 empty] | 0 | 0 | 0 | 0 | 1948 | 0 | 0 | E | [6 empty] | 0
3 |  | 20110 | 2019 | 3 | IC | 250 |  | SB | 88 | 1941 | FO2 |  |  | FO2 |  |  | 0 | 180 | 200 | 0 |  | 0 | 0 | 0 | 0 | 0 | 0 | [6 empty] | 0 | 0 | 0 | 0 | 1941 | 0 | 0 | E | [6 empty] | 0
3 |  | 20110 | 2019 | 4 | IC | 200 |  | SB | 88 | 1935 | FO2 |  |  | FO2 |  |  | 0 | 135 | 150 | 0 |  | 0 | 0 | 0 | 0 | 0 | 0 | [6 empty] | 0 | 0 | 0 | 0 | 1935 | 0 | 0 | E | [6 empty] | 0
3 |  | 20139 | 1041 | 1 | ST | 5000 |  |  | 99 | 1947 |  |  |  | COL |  |  | 0 | 0 | 0 | 0 | RE | 8 | 1977 | 0 | 0 | 0 | 0 | [6 empty] | 0 | 0 | 0 | 0 | 1947 | 0 | 0 | E | [6 empty] | 0
3 |  | 20139 | 1041 | 2 | ST | 5000 |  |  | 99 | 1957 |  |  |  | COL |  |  | 0 | 0 | 0 | 0 | RE | 8 | 1977 | 0 | 0 | 0 | 0 | [6 empty] | 0 | 0 | 0 | 0 | 1957 | 0 | 0 | E | [6 empty] | 0
3 |  | 20139 | 1041 | 3 | ST | 3000 |  |  | 99 | 1938 |  |  |  | COL |  |  | 0 | 0 | 0 | 0 | RE | 8 | 1977 | 0 | 0 | 0 | 0 | [6 empty] | 0 | 0 | 0 | 0 | 1938 | 0 | 0 | E | [6 empty] | 0
3 |  | 20139 | 1041 | 4 | ST | 5000 |  |  | 99 | 1957 |  |  |  | COL |  |  | 0 | 0 | 0 | 0 | RE | 8 | 1977 | 0 | 0 | 0 | 0 | [6 empty] | 0 | 0 | 0 | 0 | 1957 | 0 | 0 | E | [6 empty] | 0
3 |  | 20141 | 1329 | 1 | IC | 1200 | P | OP | 88 | 1963 | FO2 |  |  | FO2 | NG |  | 13927 | 1000 | 1000 | 0 |  | 0 | 0 | 0 | 0 | 0 | 0 | [6 empty] | 0 | 0 | 0 | 0 | 1963 | 0 | 0 | E | [6 empty] | 0
3 |  | 20141 | 1329 | 2 | IC | 1000 | P | OP | 88 | 1958 | FO2 |  |  | FO2 | NG |  | 11145 | 800 | 800 | 0 |  | 0 | 0 | 0 | 0 | 0 | 0 | [6 empty] | 0 | 0 | 0 | 0 | 1958 | 0 | 0 | E | [6 empty] | 0
3 |  | 20141 | 1329 | 3 | IC | 900 | P | OP | 88 | 1978 | FO2 |  |  | FO2 | NG |  | 20036 | 700 | 800 | 0 |  | 0 | 0 | 0 | 0 | 0 | 0 | [6 empty] | 0 | 0 | 0 | 0 | 1978 | 0 | 0 | E | [6 empty] | 0
3 |  | 20141 | 1329 | 4 | IC | 400 |  |  | 88 | 1949 |  |  |  | FO2 | NG |  | 0 | 0 | 0 | 0 | RE | 9 | 1985 | 0 | 0 | 0 | 0 | [6 empty] | 0 | 0 | 0 | 0 | 1949 | 0 | 0 | E | [6 empty] | 0
3 |  | 20141 | 1329 | 5 | IC | 700 | P | OP | 88 | 1953 | FO2 |  |  | FO2 | NG |  | 24261 | 400 | 500 | 0 |  | 0 | 0 | 0 | 0 | 0 | 0 | [6 empty] | 0 | 0 | 0 | 0 | 1953 | 0 | 0 | E | [6 empty] | 0
3 |  | 20141 | 1329 | 6 | IC | 1500 | P | OP | 88 | 1967 | FO2 |  |  | FO2 | NG |  | 10439 | 1300 | 1400 | 0 |  | 0 | 0 | 0 | 0 | 0 | 0 | [6 empty] | 0 | 0 | 0 | 0 | 1967 | 0 | 0 | E | [6 empty] | 0
3 |  | 20141 | 1329 | 7 | IC | 1100 | P | OP | 88 | 1976 | FO2 |  |  | FO2 |  |  | 11512 | 900 | 1000 | 0 |  | 0 | 0 | 0 | 0 | 0 | 0 | [6 empty] | 0 | 0 | 0 | 0 | 1976 | 0 | 0 | E | [6 empty] | 0
3 |  | 20141 | 1329 | IC4 | IC | 2635 |  | OP | 5 | 1986 | FO2 |  |  | FO2 | NG |  | 9863 | 2300 | 2400 | 0 |  | 0 | 0 | 5 | 1986 | 5 | 1986 | [6 empty] | 0 | 0 | 0 | 12 | 1986 | 0 | 0 | [7 empty] | 0
3 |  | 20151 | 7051 | 1 | HC | 125 | P | OP | 9 | 1985 | WAT |  |  | WAT |  |  | 0 | 66 | 65 | 0 |  | 0 | 0 | 0 | 0 | 0 | 0 | [6 empty] | 0 | 0 | 0 | 2 | 1985 | 0 | 0 | [7 empty] | 0
3 |  | 20151 | 7051 | 2 | HC | 300 | P | OP | 9 | 1985 | WAT |  |  | WAT |  |  | 0 | 200 | 208 | 0 |  | 0 | 0 | 0 | 0 | 0 | 0 | [6 empty] | 0 | 0 | 0 | 2 | 1985 | 0 | 0 | [7 empty] | 0
3 |  | 20151 | 7051 | 3 | HC | 600 | P | OP | 9 | 1985 | WAT |  |  | WAT |  |  | 0 | 450 | 470 | 0 |  | 0 | 0 | 0 | 0 | 0 | 0 | [6 empty] | 0 | 0 | 0 | 2 | 1985 | 0 | 0 | [7 empty] | 0
3 |  | 20153 | 4148 | 1 | IC | 250 |  | SB | 8 | 1952 | FO2 |  |  | FO2 |  |  | 10491 | 250 | 250 | 0 |  | 0 | 0 | 0 | 0 | 0 | 0 | [6 empty] | 0 | 0 | 0 | 7 | 1952 | 0 | 0 | E | [6 empty] | 0
3 |  | 20153 | 4148 | 2 | IC | 100 |  | SB | 8 | 1952 | FO2 |  |  | FO2 |  |  | 11365 | 100 | 100 | 0 |  | 0 | 0 | 0 | 0 | 0 | 0 | [6 empty] | 0 | 0 | 0 | 7 | 1952 | 0 | 0 | E | [6 empty] | 0
3 |  | 20153 | 4148 | 3 | IC | 100 |  | SB | 12 | 1945 | FO2 |  |  | FO2 |  |  | 14356 | 100 | 100 | 0 |  | 0 | 0 | 0 | 0 | 0 | 0 | [6 empty] | 0 | 0 | 0 | 11 | 1945 | 0 | 0 | E | [6 empty] | 0
3 |  | 20153 | 4148 | 4 | IC | 270 |  | SB | 4 | 1951 | FO2 |  |  | FO2 |  |  | 10491 | 270 | 270 | 0 |  | 0 | 0 | 0 | 0 | 0 | 0 | [6 empty] | 0 | 0 | 0 | 3 | 1951 | 0 | 0 | E | [6 empty] | 0
3 |  | 20153 | 4148 | 5 | IC | 500 |  | SB | 6 | 1968 | FO2 |  |  | FO2 |  |  | 10655 | 500 | 500 | 0 |  | 0 | 0 | 0 | 0 | 0 | 0 | [6 empty] | 0 | 0 | 0 | 5 | 1968 | 0 | 0 | E | [6 empty] | 0
3 |  | 20153 | 4148 | 6 | IC | 900 |  | SB | 7 | 1972 | FO2 |  |  | FO2 |  |  | 10411 | 900 | 900 | 0 |  | 0 | 0 | 0 | 0 | 0 | 0 | [6 empty] | 0 | 0 | 0 | 6 | 1972 | 0 | 0 | E | [6 empty] | 0
3 |  | 20160 | 371 | 1 | NP | 0 |  |  | 0 | 0 | [6 empty] | 0 | 0 | 0 | 1250000 | IP | 4 | 1982 | 3 | 1981 | 0 | 0 | FI |  |  | UR |  |  | 1250000 | 1250000 | 1266000 | 6 | 2001 | 1255000 | 1268000 | [7 empty] | 0
3 |  | 20160 | 371 | 2 | NB | 1200000 | B | OP | 12 | 1984 | UR |  |  | UR |  |  | 9840 | 1100000 | 1100000 | 0 |  | 0 | 0 | 0 | 0 | 0 | 0 | [6 empty] | 0 | 0 | 1100000 | 4 | 1984 | 0 | 0 | [7 empty] | 0
3 |  | 20160 | 3928 | 247 | NP | 400000 | B | SC | 7 | 1966 | UR |  |  | UR |  |  | 14000 | 840000 | 840000 | 0 | RT | 6 | 1995 | 0 | 0 | 0 | 0 | [6 empty] | 0 | 0 | 0 | 4 | 1966 | 0 | 0 | [7 empty] | 0
3 |  | 20160 | 3928 | 248 | NP | 400000 | B | SC | 7 | 1966 | UR |  |  | UR |  |  | 14000 | 840000 | 840000 | 0 | RT | 6 | 1995 | 0 | 0 | 0 | 0 | [6 empty] | 0 | 0 | 0 | 4 | 1966 | 0 | 0 | [7 empty] | 0
3 |  | 20160 | 3929 | 1 | HC | 27500 | B | OP | 4 | 1964 | WAT |  |  | WAT |  |  | 0 | 30000 | 30000 | 0 |  | 0 | 0 | 0 | 0 | 0 | 0 | [6 empty] | 0 | 0 | 0 | 1 | 1964 | 0 | 0 | E | [6 empty] | 0
3 |  | 20160 | 6201 | 3 | NP | 0 |  |  | 0 | 0 | [6 empty] | 0 | 0 | 0 | 1240000 | CN | 99 | 9999 | 1 | 1981 | 12 | 1990 |  |  |  | UR |  |  | 0 | 0 | 0 | 0 | 0 | 0 | 0 | [7 empty] | 0
3 |  | 20160 | 6201 | 5 | NP | 0 |  |  | 0 | 0 | [6 empty] | 0 | 0 | 0 | 1240000 | CN | 12 | 1981 | 3 | 1983 | 12 | 1987 |  |  |  | UR |  |  | 0 | 0 | 0 | 0 | 0 | 0 | 0 | [7 empty] | 0
3 |  | 20160 | 7298 | 3 | NP | 0 |  |  | 0 | 0 | [6 empty] | 0 | 0 | 0 | 1250000 | IP | 7 | 1993 | 3 | 1982 | 0 | 0 | FI |  |  | UR |  |  | 1250000 | 1250000 | 1242000 | 0 | 0 | 1230000 | 1244000 | [7 empty] | 0
3 |  | 20169 | 550 | 1 | ST | 50700 | B | OP | 12 | 1983 | NG |  |  | WD | NG |  | 14380 | 46000 | 46000 | 0 |  | 0 | 0 | 0 | 0 | 0 | 0 | [6 empty] | 0 | 0 | 0 | 8 | 1983 | 0 | 0 | E | [6 empty] | 0
3 |  | 20169 | 833 | 1 | HC | 50000 | B | OP | 8 | 1953 | WAT |  |  | WAT |  |  | 0 | 57500 | 57500 | 0 |  | 0 | 0 | 0 | 0 | 0 | 0 | [6 empty] | 0 | 0 | 0 | 7 | 1953 | 0 | 0 | [7 empty] | 0
3 |  | 20169 | 833 | 2 | HC | 50000 | B | OP | 2 | 1953 | WAT |  |  | WAT |  |  | 0 | 57500 | 57500 | 0 |  | 0 | 0 | 0 | 0 | 0 | 0 | [6 empty] | 0 | 0 | 0 | 1 | 1953 | 0 | 0 | [7 empty] | 0
3 |  | 20169 | 833 | 3 | HC | 50000 | B | OP | 11 | 1952 | WAT |  |  | WAT |  |  | 0 | 57500 | 57500 | 0 |  | 0 | 0 | 0 | 0 | 0 | 0 | [6 empty] | 0 | 0 | 0 | 10 | 1952 | 0 | 0 | [7 empty] | 0
3 |  | 20169 | 833 | 4 | HC | 50000 | B | OP | 9 | 1952 | WAT |  |  | WAT |  |  | 0 | 57500 | 57500 | 0 |  | 0 | 0 | 0 | 0 | 0 | 0 | [6 empty] | 0 | 0 | 0 | 8 | 1952 | 0 | 0 | [7 empty] | 0
3 |  | 20169 | 834 | 1 | HC | 5000 |  |  | 99 | 1927 |  |  |  | WAT |  |  | 0 | 0 | 0 | 0 | RE | 99 | 1972 | 0 | 0 | 0 | 0 | [6 empty] | 0 | 0 | 0 | 0 | 1927 | 0 | 0 | E | [6 empty] | 0
3 |  | 20169 | 834 | 2 | HC | 5000 |  |  | 99 | 1927 |  |  |  | WAT |  |  | 0 | 0 | 0 | 0 | RE | 99 | 1972 | 0 | 0 | 0 | 0 | [6 empty] | 0 | 0 | 0 | 0 | 1927 | 0 | 0 | E | [6 empty] | 0
3 |  | 20169 | 835 | 1 | HC | 2300 | B | OP | 12 | 1907 | WAT |  |  | WAT |  |  | 0 | 2900 | 2900 | 0 |  | 0 | 0 | 0 | 0 | 0 | 0 | [6 empty] | 0 | 0 | 0 | 11 | 1907 | 0 | 0 | [7 empty] | 0
3 |  | 20169 | 835 | 2 | HC | 2300 | B | OP | 7 | 1906 | WAT |  |  | WAT |  |  | 0 | 2900 | 2900 | 0 |  | 0 | 0 | 0 | 0 | 0 | 0 | [6 empty] | 0 | 0 | 0 | 6 | 1906 | 0 | 0 | E | [6 empty] | 0
3 |  | 20169 | 835 | 3 | HC | 2300 | B | OP | 8 | 1906 | WAT |  |  | WAT |  |  | 0 | 2900 | 2900 | 0 |  | 0 | 0 | 0 | 0 | 0 | 0 | [6 empty] | 0 | 0 | 0 | 7 | 1906 | 0 | 0 | [7 empty] | 0
3 |  | 20169 | 835 | 4 | HC | 2300 | B | OP | 11 | 1906 | WAT |  |  | WAT |  |  | 0 | 2900 | 2900 | 0 |  | 0 | 0 | 0 | 0 | 0 | 0 | [6 empty] | 0 | 0 | 0 | 10 | 1906 | 0 | 0 | [7 empty] | 0
3 |  | 20169 | 835 | 5 | HC | 2300 | B | OP | 8 | 1908 | WAT |  |  | WAT |  |  | 0 | 2900 | 2900 | 0 |  | 0 | 0 | 0 | 0 | 0 | 0 | [6 empty] | 0 | 0 | 0 | 7 | 1908 | 0 | 0 | [7 empty] | 0
3 |  | 20169 | 835 | 6 | HC | 3500 | B | OP | 12 | 1980 | WAT |  |  | WAT |  |  | 0 | 3500 | 3500 | 0 |  | 0 | 0 | 0 | 0 | 0 | 0 | [6 empty] | 0 | 0 | 0 | 11 | 1980 | 0 | 0 | [7 empty] | 0
3 |  | 20169 | 2199 | 1 | HC | 92000 | B | OP | 9 | 1959 | WAT |  |  | WAT |  |  | 0 | 107500 | 107500 | 0 |  | 0 | 0 | 0 | 0 | 0 | 0 | [6 empty] | 0 | 0 | 0 | 8 | 1959 | 0 | 0 | E | [6 empty] | 0
3 |  | 20169 | 2199 | 2 | HC | 70700 | B | OP | 10 | 1959 | WAT |  |  | WAT |  |  | 0 | 107500 | 107500 | 0 |  | 0 | 0 | 0 | 0 | 0 | 0 | [6 empty] | 0 | 0 | 0 | 9 | 1959 | 0 | 0 | [7 empty] | 0
3 |  | 20169 | 2199 | 3 | HC | 92000 | B | OP | 12 | 1959 | WAT |  |  | WAT |  |  | 0 | 107500 | 107500 | 0 |  | 0 | 0 | 0 | 0 | 0 | 0 | [6 empty] | 0 | 0 | 0 | 11 | 1959 | 0 | 0 | [7 empty] | 0
3 |  | 20169 | 2199 | 4 | HC | 92000 | B | OP | 4 | 1960 | WAT |  |  | WAT |  |  | 0 | 107500 | 107500 | 0 |  | 0 | 0 | 0 | 0 | 0 | 0 | [6 empty] | 0 | 0 | 0 | 3 | 1960 | 0 | 0 | [7 empty] | 0
3 |  | 20169 | 2199 | 5 | HC | 114000 | B | OP | 12 | 1977 | WAT |  |  | WAT |  |  | 0 | 124000 | 124000 | 0 |  | 0 | 0 | 0 | 0 | 0 | 0 | [6 empty] | 0 | 0 | 0 | 11 | 1977 | 0 | 0 | [7 empty] | 0
3 |  | 20169 | 3866 | 1 | HC | 8000 | B | OP | 7 | 1910 | WAT |  |  | WAT |  |  | 0 | 9000 | 9000 | 0 |  | 0 | 0 | 0 | 0 | 0 | 0 | [6 empty] | 0 | 0 | 0 | 7 | 1910 | 0 | 0 | [7 empty] | 0
3 |  | 20169 | 3866 | 2 | HC | 8000 | B | OP | 9 | 1910 | WAT |  |  | WAT |  |  | 0 | 9000 | 9000 | 0 |  | 0 | 0 | 0 | 0 | 0 | 0 | [6 empty] | 0 | 0 | 0 | 9 | 1910 | 0 | 0 | [7 empty] | 0
3 |  | 20169 | 3866 | 3 | HC | 8000 | B | OP | 12 | 1910 | WAT |  |  | WAT |  |  | 0 | 9000 | 9000 | 0 |  | 0 | 0 | 0 | 0 | 0 | 0 | [6 empty] | 0 | 0 | 0 | 12 | 1910 | 0 | 0 | [7 empty] | 0
3 |  | 20169 | 3866 | 4 | HC | 8000 | B | OP | 11 | 1911 | WAT |  |  | WAT |  |  | 0 | 9000 | 9000 | 0 |  | 0 | 0 | 0 | 0 | 0 | 0 | [6 empty] | 0 | 0 | 0 | 11 | 1911 | 0 | 0 | [7 empty] | 0
3 |  | 20169 | 3867 | 1 | HC | 17500 | B | OP | 10 | 1915 | WAT |  |  | WAT |  |  | 0 | 18200 | 18200 | 0 |  | 0 | 0 | 0 | 0 | 0 | 0 | [6 empty] | 0 | 0 | 0 | 10 | 1915 | 0 | 0 | [7 empty] | 0
3 |  | 20169 | 3867 | 2 | HC | 17500 | B | OP | 10 | 1915 | WAT |  |  | WAT |  |  | 0 | 18200 | 18200 | 0 |  | 0 | 0 | 0 | 0 | 0 | 0 | [6 empty] | 0 | 0 | 0 | 10 | 1915 | 0 | 0 | [7 empty] | 0
3 |  | 20169 | 3867 | 3 | HC | 17500 | B | OP | 12 | 1919 | WAT |  |  | WAT |  |  | 0 | 18200 | 18200 | 0 |  | 0 | 0 | 0 | 0 | 0 | 0 | [6 empty] | 0 | 0 | 0 | 11 | 1919 | 0 | 0 | [7 empty] | 0
3 |  | 20169 | 3867 | 4 | HC | 17500 | B | OP | 2 | 1924 | WAT |  |  | WAT |  |  | 0 | 18200 | 18200 | 0 |  | 0 | 0 | 0 | 0 | 0 | 0 | [6 empty] | 0 | 0 | 0 | 1 | 1924 | 0 | 0 | [7 empty] | 0
3 |  | 20169 | 3868 | 1 | HC | 900 | B | OP | 9 | 1915 | WAT |  |  | WAT |  |  | 0 | 900 | 900 | 0 |  | 0 | 0 | 0 | 0 | 0 | 0 | [6 empty] | 0 | 0 | 0 | 9 | 1915 | 0 | 0 | [7 empty] | 0
3 |  | 20169 | 3868 | 2 | HC | 300 | B | OP | 8 | 1917 | WAT |  |  | WAT |  |  | 0 | 400 | 400 | 0 |  | 0 | 0 | 0 | 0 | 0 | 0 | [6 empty] | 0 | 0 | 0 | 8 | 1917 | 0 | 0 | [7 empty] | 0
3 |  | 20169 | 3869 | 1 | HC | 3000 | B | OP | 7 | 1910 | WAT |  |  | WAT |  |  | 0 | 4500 | 4500 | 0 |  | 0 | 0 | 0 | 0 | 0 | 0 | [6 empty] | 0 | 0 | 0 | 7 | 1910 | 0 | 0 | [7 empty] | 0
3 |  | 20169 | 3869 | 2 | HC | 3000 | B | OP | 7 | 1908 | WAT |  |  | WAT |  |  | 0 | 4500 | 4500 | 0 |  | 0 | 0 | 0 | 0 | 0 | 0 | [6 empty] | 0 | 0 | 0 | 7 | 1908 | 0 | 0 | [7 empty] | 0
3 |  | 20169 | 3869 | 3 | HC | 3000 | B | OP | 8 | 1908 | WAT |  |  | WAT |  |  | 0 | 4500 | 4500 | 0 |  | 0 | 0 | 0 | 0 | 0 | 0 | [6 empty] | 0 | 0 | 0 | 8 | 1908 | 0 | 0 | [7 empty] | 0
3 |  | 20169 | 3869 | 4 | HC | 3000 | B | OP | 7 | 1910 | WAT |  |  | WAT |  |  | 0 | 4500 | 4500 | 0 |  | 0 | 0 | 0 | 0 | 0 | 0 | [6 empty] | 0 | 0 | 0 | 7 | 1910 | 0 | 0 | [7 empty] | 0
3 |  | 20169 | 3870 | GT1 | GT | 28200 | P |  | 6 | 1973 | FO2 |  |  | FO2 |  |  | 12000 | 28000 | 33000 | 0 | SD | 11 | 1987 | 0 | 0 | 0 | 0 | [6 empty] | 0 | 0 | 0 | 5 | 1973 | 0 | 0 | E | [6 empty] | 0
3 |  | 20169 | 5037 | 1 | ST | 0 |  |  | 0 | 0 | [6 empty] | 0 | 0 | 0 | 500000 | CN | 99 | 9999 | 1 | 1987 | 88 | 1988 |  |  |  | COL |  |  | 0 | 0 | 0 | 0 | 0 | 465000 | 475000 | [7 empty] | 0
3 |  | 20169 | 5037 | 2 | ST | 0 |  |  | 0 | 0 | [6 empty] | 0 | 0 | 0 | 500000 | CN | 99 | 9999 | 1 | 1988 | 88 | 1988 |  |  |  | COL |  |  | 0 | 0 | 0 | 0 | 0 | 465000 | 475000 | [7 empty] | 0
3 |  | 20169 | 5037 | 3 | ST | 0 |  |  | 0 | 0 | [6 empty] | 0 | 0 | 0 | 500000 | CN | 99 | 9999 | 1 | 1989 | 88 | 1988 |  |  |  | COL |  |  | 0 | 0 | 0 | 0 | 0 | 465000 | 475000 | [7 empty] | 0
3 |  | 20169 | 5037 | 4 | ST | 0 |  |  | 0 | 0 | [6 empty] | 0 | 0 | 0 | 500000 | CN | 99 | 9999 | 1 | 1990 | 88 | 1988 |  |  |  | COL |  |  | 0 | 0 | 0 | 0 | 0 | 465000 | 475000 | [7 empty] | 0
3 |  | 20169 | 6210 | 1 | GT | 61200 | P | OP | 12 | 1978 | NG | FO2 |  | NG | FO2 |  | 10800 | 58000 | 68000 | 0 |  | 0 | 0 | 0 | 0 | 0 | 0 | [6 empty] | 0 | 0 | 0 | 11 | 1978 | 0 | 0 | E | [6 empty] | 0
3 |  | 20169 | 9095 | 1 | HC | 750 | B |  | 11 | 1948 | WAT |  |  | WAT |  |  | 0 | 620 | 620 | 0 | RE | 6 | 1990 | 0 | 0 | 0 | 0 | [6 empty] | 0 | 0 | 0 | 11 | 1948 | 0 | 0 | [7 empty] | 0
3 |  | 20169 | 9095 | 2 | HC | 700 | B |  | 6 | 1937 | WAT |  |  | WAT |  |  | 0 | 580 | 580 | 0 | RE | 6 | 1990 | 0 | 0 | 0 | 0 | [6 empty] | 0 | 0 | 0 | 6 | 1937 | 0 | 0 | [7 empty] | 0
3 |  | 20169 | 9095 | 3 | HC | 1250 | B |  | 10 | 1936 | WAT |  |  | WAT |  |  | 0 | 1040 | 1040 | 0 | RE | 6 | 1990 | 0 | 0 | 0 | 0 | [6 empty] | 0 | 0 | 0 | 10 | 1936 | 0 | 0 | [7 empty] | 0
3 |  | 20169 | 9095 | 4 | HC | 2250 | B |  | 8 | 1903 | WAT |  |  | WAT |  |  | 0 | 1880 | 1880 | 0 | RE | 6 | 1990 | 0 | 0 | 0 | 0 | [6 empty] | 0 | 0 | 0 | 8 | 1903 | 0 | 0 | [7 empty] | 0
3 |  | 20169 | 9095 | 5 | HC | 2250 | B |  | 9 | 1903 | WAT |  |  | WAT |  |  | 0 | 1880 | 1880 | 0 | RE | 6 | 1990 | 0 | 0 | 0 | 0 | [6 empty] | 0 | 0 | 0 | 9 | 1903 | 0 | 0 | [7 empty] | 0
3 |  | 20169 | 9095 | 6 | HC | 0 |  |  | 0 | 0 | [6 empty] | 0 | 0 | 0 | 14000 | CO | 0 | 0 | 6 | 1992 | 6 | 1992 |  |  |  | WAT |  |  | 14000 | 14000 | 0 | 0 | 0 | 14703 | 14094 | [7 empty] | 0
3 |  | 20169 | 9096 | 1 | HC | 10000 | B | OP | 4 | 1922 | WAT |  |  | WAT |  |  | 0 | 10200 | 10200 | 0 |  | 0 | 0 | 0 | 0 | 0 | 0 | [6 empty] | 0 | 0 | 0 | 1 | 1922 | 0 | 0 | E | [6 empty] | 0
3 |  | 20180 | 971 | 1 | IC | 3100 | P | OP | 5 | 1970 | FO2 |  |  | NG | FO2 |  | 0 | 3100 | 3100 | 0 |  | 0 | 0 | 0 | 0 | 0 | 0 | [6 empty] | 0 | 0 | 0 | 4 | 1970 | 0 | 0 | E | [6 empty] | 0
3 |  | 20180 | 971 | 2 | IC | 286 | P | SB | 88 | 1954 | FO2 |  |  | FO2 |  |  | 0 | 286 | 286 | 0 |  | 0 | 0 | 0 | 0 | 0 | 0 | [6 empty] | 0 | 0 | 0 | 0 | 1954 | 0 | 0 | E | [6 empty] | 0
3 |  | 20180 | 971 | 3 | IC | 200 | P | SB | 88 | 1946 | FO2 |  |  | FO2 |  |  | 0 | 200 | 200 | 0 |  | 0 | 0 | 0 | 0 | 0 | 0 | [6 empty] | 0 | 0 | 0 | 0 | 1946 | 0 | 0 | E | [6 empty] | 0
3 |  | 20180 | 971 | 4 | IC | 2000 | P | OP | 5 | 1963 | FO2 |  |  | NG | FO2 |  | 0 | 2000 | 2000 | 0 |  | 0 | 0 | 0 | 0 | 0 | 0 | [6 empty] | 0 | 0 | 0 | 4 | 1963 | 0 | 0 | E | [6 empty] | 0
3 |  | 20180 | 971 | 5 | IC | 556 | P | SB | 88 | 1950 | FO2 |  |  | FO2 |  |  | 0 | 556 | 556 | 0 |  | 0 | 0 | 0 | 0 | 0 | 0 | [6 empty] | 0 | 0 | 0 | 0 | 1950 | 0 | 0 | E | [6 empty] | 0
3 |  | 20180 | 971 | 6 | IC | 556 |  | SB | 88 | 1950 | FO2 |  |  | FO2 |  |  | 0 | 556 | 556 | 0 |  | 0 | 0 | 0 | 0 | 0 | 0 | [6 empty] | 0 | 0 | 0 | 0 | 1950 | 0 | 0 | E | [6 empty] | 0
3 |  | 20180 | 971 | 7 | IC | 1700 | P | OP | 6 | 1959 | FO2 |  |  | NG | FO2 |  | 0 | 1700 | 1700 | 0 |  | 0 | 0 | 0 | 0 | 0 | 0 | [6 empty] | 0 | 0 | 0 | 5 | 1959 | 0 | 0 | E | [6 empty] | 0
3 |  | 20180 | 971 | 8 | IC | 3000 | P | OP | 4 | 1973 | FO2 |  |  | FO2 |  |  | 0 | 3000 | 3000 | 0 |  | 0 | 0 | 0 | 0 | 0 | 0 | [6 empty] | 0 | 0 | 0 | 3 | 1973 | 0 | 0 | E | [6 empty] | 0
3 |  | 20188 | 2700 | 1 | HC | 1800 | B | OP | 88 | 1924 | WAT |  |  | WAT |  |  | 0 | 1800 | 1800 | 0 |  | 0 | 0 | 0 | 0 | 0 | 0 | [6 empty] | 0 | 0 | 0 | 0 | 1924 | 0 | 0 | E | [6 empty] | 0
3 |  | 20188 | 2700 | 2 | HC | 1800 | B | OP | 88 | 1924 | WAT |  |  | WAT |  |  | 0 | 1800 | 1800 | 0 |  | 0 | 0 | 0 | 0 | 0 | 0 | [6 empty] | 0 | 0 | 0 | 0 | 1924 | 0 | 0 | E | [6 empty] | 0
3 |  | 20188 | 2700 | 3 | HC | 1800 | B | OP | 88 | 1924 | WAT |  |  | WAT |  |  | 0 | 1800 | 1800 | 0 |  | 0 | 0 | 0 | 0 | 0 | 0 | [6 empty] | 0 | 0 | 0 | 0 | 1924 | 0 | 0 | E | [6 empty] | 0
3 |  | 20209 | 694 | 1 | IC | 800 | C | OP | 88 | 1951 | FO2 |  |  | FO2 |  |  | 0 | 700 | 700 | 0 |  | 0 | 0 | 0 | 0 | 0 | 0 | [6 empty] | 0 | 0 | 0 | 0 | 1951 | 0 | 0 | E | [6 empty] | 0
3 |  | 20209 | 694 | 2 | IC | 900 | C | OP | 88 | 1955 | FO2 |  |  | FO2 |  |  | 0 | 750 | 750 | 0 |  | 0 | 0 | 0 | 0 | 0 | 0 | [6 empty] | 0 | 0 | 0 | 0 | 1955 | 0 | 0 | E | [6 empty] | 0
3 |  | 20209 | 694 | 3 | IC | 1400 | C | OP | 88 | 1959 | FO2 |  |  | FO2 |  |  | 0 | 1200 | 1200 | 0 |  | 0 | 0 | 0 | 0 | 0 | 0 | [6 empty] | 0 | 0 | 0 | 0 | 1959 | 0 | 0 | E | [6 empty] | 0
3 |  | 20209 | 694 | 4 | IC | 2000 | C | OP | 88 | 1965 | FO2 |  |  | FO2 |  |  | 0 | 2000 | 2000 | 0 |  | 0 | 0 | 0 | 0 | 0 | 0 | [6 empty] | 0 | 0 | 0 | 0 | 1965 | 0 | 0 | E | [6 empty] | 0
3 |  | 20209 | 694 | 5 | IC | 2000 | C | OP | 88 | 1966 | FO2 |  |  | FO2 |  |  | 0 | 2000 | 2000 | 0 |  | 0 | 0 | 0 | 0 | 0 | 0 | [6 empty] | 0 | 0 | 0 | 0 | 1966 | 0 | 0 | E | [6 empty] | 0
3 |  | 20209 | 694 | 6 | IC | 600 |  |  | 99 | 1947 |  |  |  | FO2 |  |  | 0 | 0 | 0 | 0 | RE | 0 | 0 | 0 | 0 | 0 | 0 | [6 empty] | 0 | 0 | 0 | 0 | 1947 | 0 | 0 | E | [6 empty] | 0
3 |  | 20212 | 2314 | 4 | IC | 1000 |  |  | 99 | 1951 |  |  |  | FO2 |  |  | 0 | 0 | 0 | 0 | RE | 3 | 1984 | 0 | 0 | 0 | 0 | [6 empty] | 0 | 0 | 0 | 0 | 1951 | 0 | 0 | E | [6 empty] | 0
3 |  | 20214 | 1195 | 2 | IC | 720 | P | OP | 8 | 1937 | FO2 |  |  | FO2 |  |  | 10000 | 720 | 720 | 0 |  | 0 | 0 | 0 | 0 | 0 | 0 | [6 empty] | 0 | 0 | 0 | 7 | 1937 | 0 | 0 | E | [6 empty] | 0
3 |  | 20214 | 1195 | 3 | IC | 720 | P | OP | 8 | 1937 | FO2 |  |  | FO2 |  |  | 10000 | 720 | 720 | 0 |  | 0 | 0 | 0 | 0 | 0 | 0 | [6 empty] | 0 | 0 | 0 | 7 | 1937 | 0 | 0 | E | [6 empty] | 0
3 |  | 20214 | 1195 | 4 | IC | 1160 | P | OP | 8 | 1942 | FO2 |  |  | FO2 |  |  | 10000 | 1160 | 1160 | 0 |  | 0 | 0 | 0 | 0 | 0 | 0 | [6 empty] | 0 | 0 | 0 | 7 | 1942 | 0 | 0 | E | [6 empty] | 0
3 |  | 20214 | 1196 | 1 | HC | 120 | B | OP | 8 | 1921 | WAT |  |  | WAT |  |  | 0 | 110 | 110 | 0 |  | 0 | 0 | 0 | 0 | 0 | 0 | [6 empty] | 0 | 0 | 0 | 5 | 1921 | 0 | 0 | E | [6 empty] | 0
3 |  | 20214 | 1196 | 2 | HC | 200 | B | OP | 8 | 1923 | WAT |  |  | WAT |  |  | 0 | 190 | 190 | 0 |  | 0 | 0 | 0 | 0 | 0 | 0 | [6 empty] | 0 | 0 | 0 | 5 | 1923 | 0 | 0 | E | [6 empty] | 0
3 |  | 20214 | 1196 | 3 | HC | 175 | B | OP | 8 | 1927 | WAT |  |  | WAT |  |  | 0 | 175 | 175 | 0 |  | 0 | 0 | 0 | 0 | 0 | 0 | [6 empty] | 0 | 0 | 0 | 5 | 1927 | 0 | 0 | E | [6 empty] | 0
3 |  | 20214 | 6554 | 5 | IC | 1245 | P | OP | 8 | 1948 | FO2 |  |  | NG | FO2 |  | 10000 | 1245 | 1245 | 0 |  | 0 | 0 | 0 | 0 | 0 | 0 | [6 empty] | 0 | 0 | 0 | 7 | 1948 | 0 | 0 | E | [6 empty] | 0
3 |  | 20214 | 6554 | 6 | IC | 1350 | P | OP | 8 | 1952 | FO2 |  |  | NG | FO2 |  | 10000 | 1350 | 1350 | 0 |  | 0 | 0 | 0 | 0 | 0 | 0 | [6 empty] | 0 | 0 | 0 | 7 | 1952 | 0 | 0 | E | [6 empty] | 0
3 |  | 20214 | 6554 | 7 | IC | 3500 | P | OP | 8 | 1958 | FO2 |  |  | NG | FO2 |  | 10000 | 3500 | 3500 | 0 |  | 0 | 0 | 0 | 0 | 0 | 0 | [6 empty] | 0 | 0 | 0 | 7 | 1958 | 0 | 0 | E | [6 empty] | 0
3 |  | 20214 | 6554 | 8 | IC | 3750 | P | OP | 8 | 1967 | FO2 |  |  | NG | FO2 |  | 10000 | 3750 | 3750 | 0 |  | 0 | 0 | 0 | 0 | 0 | 0 | [6 empty] | 0 | 0 | 0 | 7 | 1967 | 0 | 0 | E | [6 empty] | 0
3 |  | 20214 | 6554 | 9 | IC | 3750 | P | OP | 8 | 1967 | FO2 |  |  | NG | FO2 |  | 10000 | 3750 | 3750 | 0 |  | 0 | 0 | 0 | 0 | 0 | 0 | [6 empty] | 0 | 0 | 0 | 7 | 1967 | 0 | 0 | E | [6 empty] | 0
3 |  | 20219 | 2312 | 1 | IC | 1500 | P | OP | 88 | 1952 |  |  |  | FO2 |  |  | 10123 | 750 | 750 | 0 |  | 0 | 0 | 0 | 0 | 0 | 0 | [6 empty] | 0 | 0 | 0 | 0 | 1952 | 0 | 0 | E | [6 empty] | 0
3 |  | 20219 | 2312 | 2 | IC | 1000 | P | OP | 0 | 1946 | FO2 |  |  | FO2 |  |  | 10123 | 915 | 1035 | 0 |  | 0 | 0 | 0 | 0 | 0 | 0 | [6 empty] | 0 | 0 | 0 | 0 | 1946 | 0 | 0 | E | E | E |  |  |  |  | 0
3 |  | 20219 | 2312 | 3 | IC | 2000 | P | OP | 0 | 1956 |  |  |  | FO2 |  |  | 10123 | 1750 | 1750 | 0 |  | 0 | 0 | 0 | 0 | 0 | 0 | [6 empty] | 0 | 0 | 0 | 0 | 1956 | 0 | 0 | E | [6 empty] | 0
3 |  | 20219 | 2312 | 4 | IC | 2000 | P | OP | 1 | 1960 |  |  |  | FO2 |  |  | 10123 | 1850 | 1850 | 0 |  | 0 | 0 | 0 | 0 | 0 | 0 | [6 empty] | 0 | 0 | 0 | 12 | 1959 | 0 | 0 | E | [6 empty] | 0
3 |  | 20219 | 2312 | 5 | IC | 3750 | P | OP | 1 | 1966 | FO2 |  |  | FO2 |  |  | 10123 | 3250 | 3250 | 0 |  | 0 | 0 | 0 | 0 | 0 | 0 | [6 empty] | 0 | 0 | 0 | 12 | 1965 | 0 | 0 | [7 empty] | 0
3 |  | 20219 | 2312 | 6 | IC | 5125 | P | OP | 1 | 1968 |  |  |  | FO2 |  |  | 10123 | 4900 | 4900 | 0 |  | 0 | 0 | 0 | 0 | 0 | 0 | [6 empty] | 0 | 0 | 0 | 12 | 1967 | 0 | 0 | E | [6 empty] | 0
3 |  | 20230 | 3624 | 1 | IC | 300 | P | SB | 99 | 1940 | FO2 |  |  | FO2 |  |  | 13000 | 150 | 200 | 0 |  | 0 | 0 | 0 | 0 | 0 | 0 | [6 empty] | 0 | 0 | 0 | 0 | 1940 | 0 | 0 | E | [6 empty] | 0
3 |  | 20230 | 3624 | 2 | IC | 300 | P | SB | 99 | 1940 | FO2 |  |  | FO2 |  |  | 13000 | 150 | 200 | 0 |  | 0 | 0 | 0 | 0 | 0 | 0 | [6 empty] | 0 | 0 | 0 | 0 | 1940 | 0 | 0 | E | [6 empty] | 0
3 |  | 20230 | 3624 | 3 | IC | 300 | P | SB | 99 | 1940 | FO2 |  |  | FO2 |  |  | 13000 | 150 | 200 | 0 |  | 0 | 0 | 0 | 0 | 0 | 0 | [6 empty] | 0 | 0 | 0 | 0 | 1940 | 0 | 0 | E | [6 empty] | 0
3 |  | 20230 | 3624 | 4 | IC | 840 | P | OP | 99 | 1948 | FO2 |  |  | FO2 |  |  | 10000 | 750 | 750 | 0 |  | 0 | 0 | 0 | 0 | 0 | 0 | [6 empty] | 0 | 0 | 0 | 9 | 1945 | 0 | 0 | [7 empty] | 0
3 |  | 20230 | 3624 | 5 | IC | 840 | P |  | 99 | 1948 | FO2 |  |  | FO2 |  |  | 0 | 650 | 650 | 0 | RE | 5 | 1985 | 0 | 0 | 0 | 0 | [6 empty] | 0 | 0 | 0 | 0 | 1948 | 0 | 0 | E | [6 empty] | 0
3 |  | 20230 | 3624 | 6 | IC | 1400 | P | OP | 99 | 1953 | FO2 |  |  | FO2 | NG |  | 10000 | 1150 | 1250 | 0 |  | 0 | 0 | 0 | 0 | 0 | 0 | [6 empty] | 0 | 0 | 0 | 0 | 1953 | 0 | 0 | E | [6 empty] | 0
3 |  | 20230 | 3624 | 7 | IC | 1360 | P | OP | 99 | 1953 | FO2 |  |  | NG | FO2 |  | 10000 | 1150 | 1250 | 0 |  | 0 | 0 | 0 | 0 | 0 | 0 | [6 empty] | 0 | 0 | 0 | 0 | 1953 | 0 | 0 | E | [6 empty] | 0
3 |  | 20230 | 3624 | 8 | IC | 1360 | P | OS | 99 | 1953 | FO2 |  |  | NG | FO2 |  | 10000 | 1150 | 1250 | 0 |  | 0 | 0 | 0 | 0 | 0 | 0 | [6 empty] | 0 | 0 | 0 | 0 | 1953 | 0 | 0 | E | [6 empty] | 0
3 |  | 20255 | 3697 | 1 | HC | 2000 | C | OP | 88 | 1958 | WAT |  |  | WAT |  |  | 0 | 1500 | 1000 | 0 |  | 0 | 0 | 0 | 0 | 0 | 0 | [6 empty] | 0 | 0 | 0 | 0 | 1958 | 0 | 0 | E | [6 empty] | 0
3 |  | 20255 | 3697 | 2 | HC | 2000 | C | OP | 88 | 1958 | WAT |  |  | WAT |  |  | 0 | 1500 | 1000 | 0 |  | 0 | 0 | 0 | 0 | 0 | 0 | [6 empty] | 0 | 0 | 0 | 0 | 1958 | 0 | 0 | E | [6 empty] | 0
3 |  | 20255 | 3698 | 1 | HC | 1900 | B | OP | 88 | 1958 | WAT |  |  | WAT |  |  | 0 | 1800 | 1200 | 0 |  | 0 | 0 | 0 | 0 | 0 | 0 | [6 empty] | 0 | 0 | 0 | 0 | 1958 | 0 | 0 | E | [6 empty] | 0
3 |  | 20255 | 4202 | 1 | HC | 0 |  |  | 0 | 0 | [6 empty] | 0 | 0 | 0 | 4000 | CN | 3 | 1990 | 12 | 1988 | 0 | 0 |  |  |  | WAT |  |  | 4000 | 4000 | 0 | 0 | 0 | 4008 | 3900 | [7 empty] | 0
3 |  | 20259 | 1198 | 1 | ST | 1000 |  |  | 99 | 1921 |  |  |  | BIT |  |  | 0 | 0 | 0 | 0 | RE | 99 | 1979 | 0 | 0 | 0 | 0 | [6 empty] | 0 | 0 | 0 | 0 | 1921 | 0 | 0 | E | [6 empty] | 0
3 |  | 20259 | 1198 | 2 | ST | 1000 |  |  | 99 | 1928 |  |  |  | BIT |  |  | 0 | 0 | 0 | 0 | RE | 99 | 1979 | 0 | 0 | 0 | 0 | [6 empty] | 0 | 0 | 0 | 0 | 1928 | 0 | 0 | E | [6 empty] | 0
3 |  | 20259 | 1198 | 3 | ST | 2000 |  |  | 99 | 1939 |  |  |  | BIT |  |  | 0 | 0 | 0 | 0 | RE | 99 | 1979 | 0 | 0 | 0 | 0 | [6 empty] | 0 | 0 | 0 | 0 | 1939 | 0 | 0 | E | [6 empty] | 0
3 |  | 20259 | 1198 | 4 | ST | 4000 |  |  | 99 | 1950 |  |  |  | BIT |  |  | 0 | 0 | 0 | 0 | RE | 99 | 1979 | 0 | 0 | 0 | 0 | [6 empty] | 0 | 0 | 0 | 0 | 1950 | 0 | 0 | E | [6 empty] | 0
3 |  | 20259 | 1198 | 5 | ST | 8000 |  |  | 99 | 1960 |  |  |  | BIT | NG |  | 0 | 0 | 0 | 0 | RE | 99 | 1979 | 0 | 0 | 0 | 0 | [6 empty] | 0 | 0 | 0 | 0 | 1960 | 0 | 0 | E | [6 empty] | 0
3 |  | 20259 | 1198 | 6 | GT | 23000 | P | SB | 4 | 1972 | OT |  |  | FO2 |  |  | 13318 | 20000 | 22400 | 0 |  | 0 | 0 | 0 | 0 | 0 | 0 | [6 empty] | 0 | 0 | 0 | 3 | 1972 | 0 | 0 | E |  |  |  | Y | Start up is Methane |  | 0
3 |  | 20315 | 1330 | 1 | ST | 2000 |  |  | 88 | 1937 |  |  |  | NG |  |  | 0 | 0 | 0 | 0 | RE | 9 | 1982 | 0 | 0 | 0 | 0 | [6 empty] | 0 | 0 | 0 | 0 | 1937 | 0 | 0 | E | [6 empty] | 0
3 |  | 20315 | 1330 | 2 | ST | 4000 |  |  | 88 | 1947 |  |  |  | NG |  |  | 0 | 0 | 0 | 0 | RE | 9 | 1983 | 0 | 0 | 0 | 0 | [6 empty] | 0 | 0 | 0 | 0 | 1947 | 0 | 0 | E | [6 empty] | 0
3 |  | 20315 | 1330 | 3 | ST | 7500 | P |  | 88 | 1956 | FO2 | NG |  | NG | FO2 |  | 16000 | 9500 | 9500 | 0 | RE | 4 | 1987 | 0 | 0 | 0 | 0 | [6 empty] | 0 | 0 | 0 | 0 | 1956 | 0 | 0 | E | [6 empty] | 0
3 |  | 20315 | 1330 | 4 | ST | 20000 | B | OP | 88 | 1972 | FO2 | NG |  | NG | FO2 |  | 12000 | 19500 | 19500 | 0 |  | 0 | 0 | 0 | 0 | 0 | 0 | [6 empty] | 0 | 0 | 0 | 0 | 1972 | 0 | 0 | E | [6 empty] | 0
3 |  | 20315 | 1330 | 5 | IC | 1000 | P | OP | 88 | 1956 | FO2 | NG |  | FO2 | NG |  | 15000 | 1000 | 1000 | 0 |  | 0 | 0 | 0 | 0 | 0 | 0 | [6 empty] | 0 | 0 | 0 | 0 | 1956 | 0 | 0 | E | [6 empty] | 0
3 |  | 20315 | 1330 | 6 | GT | 20000 | P | OP | 1 | 1989 | FO1 | NG |  | NG | FO1 |  | 11400 | 21000 | 21000 | 0 |  | 0 | 0 | 88 | 1986 | 7 | 1987 | DE | EQ | LE |  |  |  | 0 | 0 | 0 | 7 | 1987 | 0 | 0 | [7 empty] | 0
3 |  | 20332 | 2346 | 1 | HC | 1000 |  |  | 99 | 1927 |  |  |  | WAT |  |  | 0 | 0 | 0 | 0 | RE | 2 | 1975 | 0 | 0 | 0 | 0 | [6 empty] | 0 | 0 | 0 | 0 | 1927 | 0 | 0 | E | [6 empty] | 0
3 |  | 20332 | 2346 | 2 | IC | 1000 |  |  | 99 | 1957 |  |  |  | FO2 |  |  | 0 | 0 | 0 | 0 | RE | 2 | 1975 | 0 | 0 | 0 | 0 | [6 empty] | 0 | 0 | 0 | 0 | 1957 | 0 | 0 | E | [6 empty] | 0
3 |  | 20343 | 1461 | 1 | IC | 560 | P | SB | 3 | 1960 | FO2 |  |  | FO2 |  |  | 0 | 560 | 560 | 0 |  | 0 | 0 | 0 | 0 | 0 | 0 | [6 empty] | 0 | 0 | 0 | 2 | 1960 | 0 | 0 | E | [6 empty] | 0
3 |  | 20359 | 3379 | 1 | IC | 256 |  |  | 88 | 1948 | FO2 |  |  | FO2 |  |  | 0 | 205 | 205 | 0 | RE | 5 | 1959 | 0 | 0 | 0 | 0 | [6 empty] | 0 | 0 | 0 | 0 | 1948 | 0 | 0 | E | [6 empty] | 0
3 |  | 20359 | 3379 | 2 | IC | 429 |  |  | 88 | 1954 | FO2 |  |  | FO2 |  |  | 0 | 343 | 343 | 0 | RE | 5 | 1959 | 0 | 0 | 0 | 0 | [6 empty] | 0 | 0 | 0 | 0 | 1954 | 0 | 0 | E | [6 empty] | 0
3 |  | 20359 | 3379 | 3 | IC | 550 |  |  | 88 | 1941 | FO2 |  |  | FO2 |  |  | 0 | 440 | 440 | 0 | RE | 5 | 1959 | 0 | 0 | 0 | 0 | [6 empty] | 0 | 0 | 0 | 0 | 1941 | 0 | 0 | E | [6 empty] | 0
3 |  | 20364 | 1199 | 1 | IC | 1183 | P | OP | 88 | 1959 | FO2 |  |  | FO2 | NG |  | 36823 | 1017 | 1017 | 0 |  | 0 | 0 | 0 | 0 | 0 | 0 | [6 empty] | 0 | 0 | 0 | 0 | 1959 | 0 | 0 | E | [6 empty] | 0
3 |  | 20364 | 1199 | 2 | IC | 300 |  |  | 4 | 1940 |  |  |  | FO2 |  |  | 0 | 300 | 300 | 0 | RE | 11 | 1984 | 0 | 0 | 0 | 0 | [6 empty] | 0 | 0 | 0 | 0 | 1940 | 0 | 0 | E | [6 empty] | 0
3 |  | 20364 | 1199 | 3 | IC | 984 | P | OP | 12 | 1954 | FO2 |  |  | FO2 | NG |  | 36583 | 937 | 937 | 0 |  | 0 | 0 | 0 | 0 | 0 | 0 | [6 empty] | 0 | 0 | 0 | 11 | 1954 | 0 | 0 | E | [6 empty] | 0
3 |  | 20364 | 1199 | 4 | IC | 2280 | P | OP | 11 | 1973 | FO2 |  |  | FO2 | NG |  | 32591 | 2043 | 2043 | 0 |  | 0 | 0 | 0 | 0 | 0 | 0 | [6 empty] | 0 | 0 | 0 | 10 | 1973 | 0 | 0 | E | [6 empty] | 0
3 |  | 20380 | 1200 | 1 | IC | 856 | P | OP | 88 | 1948 | FO2 |  |  | FO2 |  |  | 14000 | 750 | 750 | 0 |  | 0 | 0 | 0 | 0 | 0 | 0 | [6 empty] | 0 | 0 | 0 | 0 | 1948 | 0 | 0 | E | [6 empty] | 0
3 |  | 20380 | 1200 | 2 | IC | 2500 |  | OP | 10 | 1974 | FO2 |  |  | FO2 | NG |  | 12500 | 2100 | 2100 | 0 |  | 0 | 0 | 0 | 0 | 0 | 0 | [6 empty] | 0 | 0 | 0 | 9 | 1974 | 0 | 0 | E | [6 empty] | 0
3 |  | 20380 | 1200 | 3 | IC | 3000 | P | OP | 2 | 1982 | FO2 |  |  | FO2 | NG |  | 10500 | 2700 | 2700 | 0 |  | 0 | 0 | 0 | 0 | 0 | 0 | [6 empty] | 0 | 0 | 0 | 1 | 1982 | 0 | 0 | E | [6 empty] | 0
3 |  | 20382 | 200 | 1 | IC | 700 |  |  | 99 | 1928 |  |  |  | FO2 |  |  | 0 | 0 | 0 | 0 | RE | 11 | 1982 | 0 | 0 | 0 | 0 | [6 empty] | 0 | 0 | 0 | 0 | 1928 | 0 | 0 | E | [6 empty] | 0
3 |  | 20387 | 3178 | 1 | ST | 163200 | B | OP | 5 | 1958 | FO2 |  |  | BIT |  |  | 10152 | 172000 | 176000 | 0 |  | 0 | 0 | 0 | 0 | 0 | 0 | [6 empty] | 0 | 0 | 0 | 4 | 1958 | 0 | 0 | [7 empty] | 0
3 |  | 20387 | 3178 | 2 | ST | 163200 | B | OP | 7 | 1959 | FO2 |  |  | BIT |  |  | 9536 | 171000 | 176000 | 0 |  | 0 | 0 | 0 | 0 | 0 | 0 | [6 empty] | 0 | 0 | 0 | 6 | 1959 | 0 | 0 | [7 empty] | 0
3 |  | 20387 | 3179 | 1 | ST | 576000 | B | OP | 11 | 1969 | FO2 |  |  | BIT |  |  | 9134 | 500000 | 555000 | 0 |  | 0 | 0 | 0 | 0 | 0 | 0 | [6 empty] | 0 | 0 | 0 | 10 | 1969 | 0 | 0 | [7 empty] | 0
3 |  | 20387 | 3179 | 2 | ST | 576000 | B | OP | 10 | 1970 | FO2 |  |  | BIT |  |  | 9205 | 500000 | 555000 | 0 |  | 0 | 0 | 0 | 0 | 0 | 0 | [6 empty] | 0 | 0 | 0 | 9 | 1970 | 0 | 0 | [7 empty] | 0
3 |  | 20387 | 3179 | 3 | ST | 576000 | B | OP | 12 | 1971 | FO2 |  |  | BIT |  |  | 9177 | 500000 | 550000 | 0 |  | 0 | 0 | 0 | 0 | 0 | 0 | [6 empty] | 0 | 0 | 0 | 11 | 1971 | 0 | 0 |  |  |  |  | Y | Rerate of 35mw sum & 85mw winter occured 8/90 reflecting re-placement of HP-IP turbine. |  | 0
3 |  | 20387 | 3180 | 1 | ST | 23000 |  |  | 0 | 0 |  |  |  | FO2 |  |  | 0 | 0 | 0 | 23000 | RE | 3 | 1984 | 0 | 0 | 0 | 0 | [6 empty] | 0 | 0 | 0 | 0 | 0 | 0 | 0 | [7 empty] | 0
3 |  | 20387 | 3180 | 2 | ST | 23000 |  |  | 0 | 0 |  |  |  | FO2 |  |  | 0 | 0 | 0 | 23000 | RE | 3 | 1984 | 0 | 0 | 0 | 0 | [6 empty] | 0 | 0 | 0 | 0 | 0 | 0 | 0 | [7 empty] | 0
3 |  | 20387 | 3181 | 1 | ST | 74750 | P | SC | 12 | 1948 | NG |  |  | FO6 |  |  | 12432 | 77000 | 77000 | 0 |  | 0 | 0 | 0 | 0 | 0 | 0 | [6 empty] | 0 | 0 | 0 | 12 | 1948 | 0 | 0 |  |  |  |  | Y | This unit has been in cold reserve status since 6/1/83, reactivation projected 1993. |  | 0
3 |  | 20387 | 3181 | 2 | ST | 74750 | P | SC | 10 | 1949 | NG |  |  | FO6 | BIT |  | 12157 | 77000 | 77000 | 0 |  | 0 | 0 | 0 | 0 | 0 | 0 | [6 empty] | 0 | 0 | 0 | 10 | 1949 | 0 | 0 |  |  |  |  | Y | see note under Gen 1 |  | 0
3 |  | 20387 | 3181 | 3 | ST | 299200 | B | OP | 11 | 1963 | NG |  |  | BIT |  |  | 9847 | 275000 | 284000 | 0 |  | 0 | 0 | 0 | 0 | 0 | 0 | [6 empty] | 0 | 0 | 0 | 8 | 1963 | 0 | 0 | [7 empty] | 0
3 |  | 20387 | 3182 | 1 | ST | 40000 |  |  | 99 | 1929 |  |  |  | FO6 |  |  | 0 | 0 | 0 | 0 | RE | 2 | 1973 | 0 | 0 | 0 | 0 | [6 empty] | 0 | 0 | 0 | 0 | 1929 | 0 | 0 | E | [6 empty] | 0
3 |  | 20387 | 3182 | 3 | ST | 35500 |  |  | 10 | 1924 |  |  |  | FO6 |  |  | 0 | 0 | 0 | 0 | RE | 2 | 1973 | 0 | 0 | 0 | 0 | [6 empty] | 0 | 0 | 0 | 0 | 1924 | 0 | 0 | E | [6 empty] | 0
3 |  | 20387 | 3182 | 4 | ST | 35500 |  |  | 10 | 1924 |  |  |  | FO6 |  |  | 0 | 0 | 0 | 0 | RE | 2 | 1973 | 0 | 0 | 0 | 0 | [6 empty] | 0 | 0 | 0 | 0 | 1924 | 0 | 0 | E | [6 empty] | 0
3 |  | 20387 | 3182 | 5 | ST | 40000 |  |  | 0 | 1900 |  |  |  | FO6 |  |  | 0 | 0 | 0 | 0 | RE | 2 | 1973 | 0 | 0 | 0 | 0 | [6 empty] | 0 | 0 | 0 | 0 | 1900 | 0 | 0 | E | [6 empty] | 0
3 |  | 20387 | 3182 | 6 | ST | 48000 |  |  | 99 | 1946 |  |  |  | FO6 |  |  | 0 | 0 | 0 | 0 | RE | 12 | 1971 | 0 | 0 | 0 | 0 | [6 empty] | 0 | 0 | 0 | 0 | 1946 | 0 | 0 | E | [6 empty] | 0
3 |  | 20387 | 3182 | 7 | ST | 74750 | P | SC | 12 | 1945 | FO2 |  |  | FO6 |  |  | 12201 | 85000 | 86000 | 0 |  | 0 | 0 | 0 | 0 | 0 | 0 | [6 empty] | 0 | 0 | 0 | 12 | 1945 | 0 | 0 |  |  |  |  | Y | Unit has been in cold reserve since 6/83.Reactivation proj 1996. |  | 0
3 |  | 20387 | 3182 | 8 | ST | 140625 | P | SC | 7 | 1954 | FO2 |  |  | FO6 |  |  | 10240 | 121000 | 121000 | 0 |  | 0 | 0 | 0 | 0 | 0 | 0 | [6 empty] | 0 | 0 | 0 | 6 | 1954 | 0 | 0 | [7 empty] | 0
3 |  | 20387 | 3182 | 21 | ST | 40000 |  |  | 99 | 1929 |  |  |  | FO6 |  |  | 0 | 0 | 0 | 0 | RE | 2 | 1973 | 0 | 0 | 0 | 0 | [6 empty] | 0 | 0 | 0 | 0 | 1929 | 0 | 0 | E | [6 empty] | 0
3 |  | 20387 | 5038 | 1 | ST | 0 |  |  | 0 | 0 | [6 empty] | 0 | 0 | 0 | 300000 | IP | 12 | 1986 | 3 | 1983 | 0 | 0 | LO | OT |  | BIT |  |  | 0 | 0 | 0 | 0 | 0 | 281313 | 287146 |  |  |  |  | Y | unit never authorized. has been deleted from WPP Co integrated resource plan. see form |  | 0
3 |  | 20387 | 6636 | 1 | HC | 12800 | B | OP | 9 | 1926 | WAT |  |  | WAT |  |  | 0 | 13000 | 13000 | 0 |  | 0 | 0 | 0 | 0 | 0 | 0 | [6 empty] | 0 | 0 | 0 | 9 | 1926 | 0 | 0 | [7 empty] | 0
3 |  | 20387 | 6636 | 2 | HC | 12800 | B | OP | 7 | 1926 | WAT |  |  | WAT |  |  | 0 | 13000 | 13000 | 0 |  | 0 | 0 | 0 | 0 | 0 | 0 | [6 empty] | 0 | 0 | 0 | 7 | 1926 | 0 | 0 | [7 empty] | 0
3 |  | 20387 | 6636 | 3 | HC | 12800 | B | OP | 6 | 1926 | WAT |  |  | WAT |  |  | 0 | 13000 | 13000 | 0 |  | 0 | 0 | 0 | 0 | 0 | 0 | [6 empty] | 0 | 0 | 0 | 6 | 1926 | 0 | 0 | [7 empty] | 0
3 |  | 20387 | 6636 | 4 | HC | 12800 | B | OP | 5 | 1926 | WAT |  |  | WAT |  |  | 0 | 13000 | 13000 | 0 |  | 0 | 0 | 0 | 0 | 0 | 0 | [6 empty] | 0 | 0 | 0 | 5 | 1926 | 0 | 0 | [7 empty] | 0
3 |  | 20397 | 2313 | 1 | IC | 500 |  |  | 88 | 1946 |  |  |  | FO2 |  |  | 0 | 0 | 0 | 0 | RE | 88 | 1971 | 0 | 0 | 0 | 0 | [6 empty] | 0 | 0 | 0 | 0 | 1946 | 0 | 0 | E | [6 empty] | 0
3 |  | 20397 | 2313 | 2 | IC | 900 | P | SB | 5 | 1947 | FO2 |  |  | NG | FO2 |  | 8550 | 900 | 900 | 0 |  | 0 | 0 | 0 | 0 | 0 | 0 | [6 empty] | 0 | 0 | 0 | 4 | 1947 | 0 | 0 | E | [6 empty] | 0
3 |  | 20397 | 2313 | 3 | IC | 1250 | P | SB | 7 | 1959 | FO2 |  |  | NG | FO2 |  | 9094 | 1200 | 1200 | 0 |  | 0 | 0 | 0 | 0 | 0 | 0 | [6 empty] | 0 | 0 | 0 | 6 | 1959 | 0 | 0 | E | [6 empty] | 0
3 |  | 20397 | 2313 | 4 | IC | 2315 | P | SB | 8 | 1965 | FO2 |  |  | NG | FO2 |  | 8330 | 2315 | 2315 | 0 |  | 0 | 0 | 0 | 0 | 0 | 0 | [6 empty] | 0 | 0 | 0 | 7 | 1965 | 0 | 0 | E | [6 empty] | 0
3 |  | 20397 | 2313 | 5 | IC | 4100 | P | SB | 6 | 1971 | FO2 |  |  | NG | FO2 |  | 8540 | 4100 | 4100 | 0 |  | 0 | 0 | 0 | 0 | 0 | 0 | [6 empty] | 0 | 0 | 0 | 5 | 1971 | 0 | 0 | E | [6 empty] | 0
3 |  | 20404 | 127 | 1 | ST | 720000 | B | OP | 12 | 1986 | FO2 |  |  | BIT |  |  | 10050 | 686000 | 686000 | 0 |  | 0 | 0 | 0 | 0 | 0 | 0 | [6 empty] | 0 | 0 | 0 | 11 | 1986 | 0 | 0 | [7 empty] | 0
3 |  | 20404 | 3517 | 3 | ST | 7500 | P |  | 88 | 1948 | NG |  |  | NG | FO5 |  | 16420 | 3000 | 3000 | 0 | RE | 12 | 1988 | 0 | 0 | 0 | 0 | [6 empty] | 0 | 0 | 0 | 0 | 1948 | 0 | 0 | E | [6 empty] | 0
3 |  | 20404 | 3517 | 4 | ST | 15000 | P | OP | 88 | 1949 | NG |  |  | NG | FO5 |  | 16452 | 18000 | 18000 | 0 | RT | 12 | 1997 | 0 | 0 | 0 | 0 | [6 empty] | 0 | 0 | 0 | 0 | 1949 | 0 | 0 | E | [6 empty] | 0
3 |  | 20404 | 3518 | 3 | ST | 15000 | P |  | 88 | 1930 | NG |  |  | NG | FO5 |  | 20087 | 14746 | 15074 | 0 | RE | 5 | 1990 | 0 | 0 | 0 | 0 | [6 empty] | 0 | 0 | 0 | 0 | 1930 | 0 | 0 | E | E | E |  |  |  |  | 0
3 |  | 20404 | 3518 | 4 | ST | 37500 | P |  | 88 | 1953 | NG |  |  | NG | FO5 |  | 16360 | 35000 | 37000 | 0 | RE | 12 | 1988 | 0 | 0 | 0 | 0 | [6 empty] | 0 | 0 | 0 | 0 | 1953 | 0 | 0 | E | [6 empty] | 0
3 |  | 20404 | 3520 | 2 | GT | 6000 | P | OP | 88 | 1958 | NG |  |  | NG |  |  | 21818 | 5000 | 6000 | 0 | RT | 12 | 1997 | 0 | 0 | 0 | 0 | [6 empty] | 0 | 0 | 0 | 0 | 1958 | 0 | 0 | E | [6 empty] | 0
3 |  | 20404 | 3521 | 1 | ST | 20007 | C | OP | 88 | 1928 | NG |  |  | NG | FO5 |  | 19635 | 19635 | 20000 | 0 | RT | 12 | 1997 | 0 | 0 | 0 | 0 | [6 empty] | 0 | 0 | 0 | 0 | 1928 | 0 | 0 | E | [6 empty] | 0
3 |  | 20404 | 3521 | 2 | ST | 24400 | C | OP | 1 | 1951 | NG |  |  | NG | FO5 |  | 12498 | 27000 | 27000 | 0 | RT | 12 | 2001 | 0 | 0 | 0 | 0 | [6 empty] | 0 | 0 | 0 | 12 | 1950 | 0 | 0 | E | [6 empty] | 0
3 |  | 20404 | 3522 | 1 | IC | 2700 |  |  | 99 | 1975 |  |  |  | FO2 |  |  | 0 | 0 | 0 | 0 | RE | 0 | 0 | 0 | 0 | 0 | 0 | [6 empty] | 0 | 0 | 0 | 0 | 1975 | 0 | 0 | E | [6 empty] | 0
3 |  | 20404 | 3523 | 1 | ST | 81600 | B | OP | 4 | 1962 | NG |  |  | NG | FO5 |  | 10296 | 86000 | 87000 | 0 |  | 0 | 0 | 0 | 0 | 0 | 0 | [6 empty] | 0 | 0 | 0 | 1 | 1962 | 0 | 0 | [7 empty] | 0
3 |  | 20404 | 3524 | 1 | ST | 34500 | C | OP | 88 | 1953 | NG |  |  | NG | FO5 |  | 13594 | 33000 | 35000 | 0 |  | 0 | 0 | 0 | 0 | 0 | 0 | [6 empty] | 0 | 0 | 0 | 0 | 1953 | 0 | 0 | E | [6 empty] | 0
3 |  | 20404 | 3524 | 2 | ST | 37500 | C | OP | 88 | 1955 | NG |  |  | NG | FO5 |  | 11670 | 33000 | 35000 | 0 |  | 0 | 0 | 0 | 0 | 0 | 0 | [6 empty] | 0 | 0 | 0 | 0 | 1955 | 0 | 0 | E | [6 empty] | 0
3 |  | 20404 | 3524 | 3 | ST | 54400 | C | OP | 5 | 1959 | NG |  |  | NG | FO5 |  | 10728 | 54000 | 55000 | 0 |  | 0 | 0 | 0 | 0 | 0 | 0 | [6 empty] | 0 | 0 | 0 | 4 | 1959 | 0 | 0 | E | [6 empty] | 0
3 |  | 20404 | 3524 | 4 | ST | 115200 | B | OP | 7 | 1971 | NG | FO2 |  | NG | FO2 |  | 10312 | 114000 | 116000 | 0 |  | 0 | 0 | 0 | 0 | 0 | 0 | [6 empty] | 0 | 0 | 0 | 5 | 1971 | 0 | 0 | [7 empty] | 0
3 |  | 20404 | 3525 | 1 | IC | 200 |  |  | 88 | 1929 |  |  |  | FO2 |  |  | 0 | 0 | 0 | 0 | RE | 12 | 1983 | 0 | 0 | 0 | 0 | [6 empty] | 0 | 0 | 0 | 0 | 1929 | 0 | 0 | E | [6 empty] | 0
3 |  | 20404 | 3525 | 2 | IC | 200 |  |  | 88 | 1930 |  |  |  | FO2 |  |  | 0 | 0 | 0 | 0 | RE | 12 | 1983 | 0 | 0 | 0 | 0 | [6 empty] | 0 | 0 | 0 | 0 | 1930 | 0 | 0 | E | [6 empty] | 0
3 |  | 20404 | 3525 | 3 | IC | 350 | P |  | 88 | 1963 | RG |  |  | RG |  |  | 14000 | 100 | 100 | 0 | RE | 12 | 1986 | 0 | 0 | 0 | 0 | [6 empty] | 0 | 0 | 0 | 0 | 1963 | 0 | 0 | E | [6 empty] | 0
3 |  | 20404 | 3525 | 5 | IC | 1136 | P | OP | 7 | 1967 | FO2 |  |  | FO2 |  |  | 14000 | 950 | 950 | 0 |  | 0 | 0 | 0 | 0 | 0 | 0 | [6 empty] | 0 | 0 | 0 | 6 | 1967 | 0 | 0 | [7 empty] | 0
3 |  | 20404 | 3525 | 6 | IC | 1136 | P | OP | 7 | 1967 | FO2 |  |  | FO2 |  |  | 14000 | 950 | 950 | 0 |  | 0 | 0 | 0 | 0 | 0 | 0 | [6 empty] | 0 | 0 | 0 | 6 | 1967 | 0 | 0 | [7 empty] | 0
3 |  | 20404 | 3526 | 4 | CT | 5000 | B | OP | 88 | 1954 | NG |  |  | NG |  |  | 12422 | 4000 | 4500 | 0 | RT | 6 | 2000 | 0 | 0 | 0 | 0 | [6 empty] | 0 | 0 | 0 | 0 | 1954 | 0 | 0 | E | [6 empty] | 0
3 |  | 20404 | 3526 | 5 | CA | 37500 | B | OP | 12 | 1959 | NG |  |  | NG | FO2 |  | 12422 | 37000 | 38000 | 0 |  | 0 | 0 | 12 | 1996 | 0 | 0 | [6 empty] | 0 | 0 | 0 | 6 | 1959 | 0 | 0 | [7 empty] | 0
3 |  | 20404 | 3526 | 6 | ST | 99000 | B | OP | 5 | 1969 | NG | FO2 |  | NG | FO2 |  | 10390 | 96000 | 96000 | 0 |  | 0 | 0 | 12 | 1998 | 0 | 0 | [6 empty] | 0 | 0 | 0 | 4 | 1969 | 0 | 0 | [7 empty] | 0
3 |  | 20404 | 3526 | CT5 | CT | 0 |  |  | 0 | 0 | [6 empty] | 0 | 0 | 0 | 86000 | PL | 0 | 0 | 6 | 1999 | 6 | 1999 |  |  |  | NG |  |  | 86000 | 86000 | 0 | 0 | 0 | 71405 | 75766 | [7 empty] | 0
3 |  | 20404 | 3527 | 1 | CT | 32640 | B | OP | 7 | 1965 | NG |  |  | NG |  |  | 9635 | 22000 | 27000 | 0 |  | 0 | 0 | 0 | 0 | 0 | 0 | [6 empty] | 0 | 0 | 0 | 6 | 1965 | 0 | 0 | E | [6 empty] | 0
3 |  | 20404 | 3527 | 2 | CA | 100848 | B | OP | 7 | 1966 | NG |  |  | NG | FO2 |  | 9635 | 104000 | 106000 | 0 |  | 0 | 0 | 0 | 0 | 0 | 0 | [6 empty] | 0 | 0 | 0 | 6 | 1966 | 0 | 0 | [7 empty] | 0
3 |  | 20404 | 3623 | 1 | IC | 2460 | P | OP | 99 | 1963 | FO2 |  |  | NG | FO2 |  | 11232 | 2000 | 2000 | 0 |  | 0 | 0 | 0 | 0 | 0 | 0 | [6 empty] | 0 | 0 | 0 | 0 | 1963 | 0 | 0 | E | [6 empty] | 0
3 |  | 20404 | 3623 | 2 | IC | 1360 | P | OP | 99 | 1952 | FO2 |  |  | FO2 | NG |  | 13012 | 1000 | 1000 | 0 |  | 0 | 0 | 0 | 0 | 0 | 0 | [6 empty] | 0 | 0 | 0 | 0 | 1952 | 0 | 0 | E | [6 empty] | 0
3 |  | 20404 | 3623 | 3 | IC | 2000 | P | OP | 88 | 1961 | FO2 |  |  | FO2 | NG |  | 11876 | 1000 | 1000 | 0 |  | 0 | 0 | 0 | 0 | 0 | 0 | [6 empty] | 0 | 0 | 0 | 0 | 1961 | 0 | 0 | E | [6 empty] | 0
3 |  | 20404 | 3623 | 4 | IC | 4100 | P | OP | 99 | 1968 | FO2 |  |  | NG | FO2 |  | 13213 | 4000 | 4000 | 0 |  | 0 | 0 | 0 | 0 | 0 | 0 | [6 empty] | 0 | 0 | 0 | 0 | 1968 | 0 | 0 | E | [6 empty] | 0
3 |  | 20404 | 3623 | 5 | IC | 731 | P |  | 99 | 1941 | FO2 |  |  | NG | FO2 |  | 0 | 1 | 1 | 0 | RE | 4 | 1984 | 0 | 0 | 0 | 0 | [6 empty] | 0 | 0 | 0 | 0 | 1941 | 0 | 0 | E | [6 empty] | 0
3 |  | 20404 | 3623 | 6 | IC | 1124 | P |  | 99 | 1947 | FO2 |  |  | NG | FO2 |  | 0 | 1 | 1 | 0 | RE | 4 | 1984 | 0 | 0 | 0 | 0 | [6 empty] | 0 | 0 | 0 | 0 | 1947 | 0 | 0 | E | [6 empty] | 0
3 |  | 20404 | 3623 | 7 | IC | 1360 | P | OP | 99 | 1953 | FO2 |  |  | NG | FO2 |  | 13000 | 1000 | 1000 | 0 |  | 0 | 0 | 0 | 0 | 0 | 0 | [6 empty] | 0 | 0 | 0 | 0 | 1953 | 0 | 0 | E | [6 empty] | 0
3 |  | 20404 | 4938 | 1 | ST | 156600 | B | OP | 7 | 1974 | NG | FO5 |  | NG | FO5 |  | 10100 | 158000 | 161000 | 0 |  | 0 | 0 | 0 | 0 | 0 | 0 | [6 empty] | 0 | 0 | 0 | 4 | 1974 | 0 | 0 | E | [6 empty] | 0
3 |  | 20404 | 4938 | 2 | ST | 207000 | B | OP | 7 | 1977 | NG | FO5 |  | NG | FO5 |  | 9950 | 204000 | 208000 | 0 |  | 0 | 0 | 0 | 0 | 0 | 0 | [6 empty] | 0 | 0 | 0 | 5 | 1977 | 0 | 0 | [7 empty] | 0
3 |  | 20404 | 5072 | 1 | ST | 0 |  |  | 0 | 0 | [6 empty] | 0 | 0 | 0 | 640000 | CN | 99 | 9999 | 1 | 1988 | 1 | 1988 |  |  |  | COL |  |  | 0 | 0 | 0 | 0 | 0 | 593000 | 605000 | [7 empty] | 0
3 |  | 20404 | 5073 | P1 | ST | 0 |  |  | 0 | 0 | [6 empty] | 0 | 0 | 0 | 250000 | CN | 99 | 9999 | 6 | 1980 | 6 | 1982 |  |  |  | UNK |  |  | 0 | 0 | 0 | 0 | 0 | 235000 | 240000 | [7 empty] | 0
3 |  | 20404 | 5073 | P2 | NA | 0 |  |  | 0 | 0 | [6 empty] | 0 | 0 | 0 | 250000 | CN | 99 | 0 | 6 | 1980 | 6 | 1985 | [6 empty] | 0 | 0 | 0 | 0 | 0 | 0 | 0 | [7 empty] | 0
3 |  | 20404 | 7261 | 1 | CT | 0 |  |  | 0 | 0 | [6 empty] | 0 | 0 | 0 | 76000 | PL | 0 | 0 | 12 | 1999 | 12 | 1999 |  |  |  | NG |  |  | 76000 | 76000 | 0 | 0 | 0 | 63421 | 67755 | [7 empty] | 0
3 |  | 20404 | 7261 | 2 | CW | 0 |  |  | 0 | 0 | [6 empty] | 0 | 0 | 0 | 38000 | PL | 0 | 0 | 12 | 1999 | 12 | 1999 |  |  |  | WH |  |  | 38000 | 38000 | 0 | 0 | 0 | 32621 | 36205 | [7 empty] | 0
3 |  | 20404 | 7306 | 1 | CT | 0 |  |  | 0 | 0 | [6 empty] | 0 | 0 | 0 | 76000 | PL | 0 | 0 | 12 | 2001 | 12 | 2001 |  |  |  | NG |  |  | 76000 | 76000 | 0 | 0 | 0 | 63421 | 67755 | [7 empty] | 0
3 |  | 20404 | 7306 | 2 | CW | 0 |  |  | 0 | 0 | [6 empty] | 0 | 0 | 0 | 38000 | PL | 0 | 0 | 12 | 2001 | 12 | 2001 |  |  |  | WH |  |  | 38000 | 38000 | 0 | 0 | 0 | 32621 | 36205 | [7 empty] | 0
3 |  | 20404 | 8064 | 1 | IC | 1000 | P |  | 88 | 1955 | FO2 |  |  | FO2 |  |  | 20200 | 1000 | 1000 | 0 | RE | 12 | 1986 | 0 | 0 | 0 | 0 | [6 empty] | 0 | 0 | 0 | 0 | 1955 | 0 | 0 | E | [6 empty] | 0
3 |  | 20430 | 2021 | 1 | IC | 148 |  | SB | 88 | 1938 | FO2 |  |  | FO2 |  |  | 0 | 148 | 148 | 0 |  | 0 | 0 | 0 | 0 | 0 | 0 | [6 empty] | 0 | 0 | 0 | 0 | 1938 | 0 | 0 | E | [6 empty] | 0
3 |  | 20430 | 2021 | 2 | IC | 200 |  | SB | 88 | 1938 | FO2 |  |  | FO2 |  |  | 0 | 200 | 200 | 0 |  | 0 | 0 | 0 | 0 | 0 | 0 | [6 empty] | 0 | 0 | 0 | 0 | 1938 | 0 | 0 | E | [6 empty] | 0
3 |  | 20430 | 2021 | 3 | IC | 500 |  | SB | 88 | 1940 | FO2 |  |  | FO2 |  |  | 0 | 482 | 500 | 0 |  | 0 | 0 | 0 | 0 | 0 | 0 | [6 empty] | 0 | 0 | 0 | 0 | 1940 | 0 | 0 | E | [6 empty] | 0
3 |  | 20430 | 2021 | 4 | IC | 700 |  | SB | 88 | 1952 | FO2 |  |  | FO2 |  |  | 0 | 675 | 700 | 0 |  | 0 | 0 | 0 | 0 | 0 | 0 | [6 empty] | 0 | 0 | 0 | 0 | 1952 | 0 | 0 | E | [6 empty] | 0
3 |  | 20447 | 2974 | 1 | IC | 3100 | P |  | 99 | 1966 | NG | FO2 |  | NG | FO2 |  | 0 | 2850 | 2900 | 0 | RE | 10 | 1989 | 0 | 0 | 0 | 0 | [6 empty] | 0 | 0 | 0 | 0 | 1966 | 0 | 0 | E | [6 empty] | 0
3 |  | 20447 | 2974 | 3 | IC | 1000 | P |  | 99 | 1947 | NG | FO2 |  | NG | FO2 |  | 0 | 900 | 900 | 0 | RE | 10 | 1989 | 0 | 0 | 0 | 0 | [6 empty] | 0 | 0 | 0 | 0 | 1947 | 0 | 0 | E | [6 empty] | 0
3 |  | 20447 | 2974 | 4 | IC | 1000 | P |  | 99 | 1950 | NG | FO2 |  | NG | FO2 |  | 0 | 850 | 850 | 0 | RE | 10 | 1989 | 0 | 0 | 0 | 0 | [6 empty] | 0 | 0 | 0 | 0 | 1950 | 0 | 0 | E | [6 empty] | 0
3 |  | 20447 | 2974 | 5 | IC | 600 |  |  | 99 | 1938 |  |  |  | NG | FO2 |  | 0 | 0 | 0 | 0 | RE | 99 | 1981 | 0 | 0 | 0 | 0 | [6 empty] | 0 | 0 | 0 | 0 | 1938 | 0 | 0 | E | [6 empty] | 0
3 |  | 20447 | 2974 | IC5 | IC | 1200 | P |  | 99 | 1955 | NG | FO2 |  | NG | FO2 |  | 0 | 900 | 950 | 0 | RE | 10 | 1989 | 0 | 0 | 0 | 0 | [6 empty] | 0 | 0 | 0 | 0 | 1955 | 0 | 0 | E | [6 empty] | 0
3 |  | 20447 | 3006 | 1 | ST | 15000 | P | SC | 8 | 1953 | NG | FO2 |  | NG | FO2 |  | 13000 | 14000 | 15000 | 0 |  | 0 | 0 | 0 | 0 | 0 | 0 | [6 empty] | 0 | 0 | 0 | 7 | 1953 | 0 | 0 | E | [6 empty] | 0
3 |  | 20447 | 3006 | 2 | ST | 15000 | P | SB | 8 | 1953 | NG | FO2 |  | NG | FO2 |  | 13000 | 14000 | 15000 | 0 |  | 0 | 0 | 0 | 0 | 0 | 0 | [6 empty] | 0 | 0 | 0 | 7 | 1953 | 0 | 0 | E | [6 empty] | 0
3 |  | 20447 | 3006 | 3 | ST | 44000 | P | SC | 8 | 1959 | NG | FO2 |  | NG | FO2 |  | 12000 | 44000 | 46000 | 0 |  | 0 | 0 | 0 | 0 | 0 | 0 | [6 empty] | 0 | 0 | 0 | 7 | 1959 | 0 | 0 | E | [6 empty] | 0
3 |  | 20447 | 3006 | 4 | CS | 100000 | C | OP | 12 | 1977 | NG | FO2 |  | NG | FO2 |  | 8500 | 84000 | 120000 | 0 |  | 0 | 0 | 0 | 0 | 0 | 0 | [6 empty] | 0 | 0 | 0 | 11 | 1977 | 0 | 0 | E | [6 empty] | 0
3 |  | 20447 | 3006 | 5 | CS | 100000 | C | OP | 11 | 1977 | NG | FO2 |  | NG | FO2 |  | 8500 | 84000 | 120000 | 0 |  | 0 | 0 | 0 | 0 | 0 | 0 | [6 empty] | 0 | 0 | 0 | 10 | 1977 | 0 | 0 | E | [6 empty] | 0
3 |  | 20447 | 3006 | 6 | CS | 100000 | C | OP | 12 | 1977 | NG | FO2 |  | NG | FO2 |  | 8500 | 84000 | 120000 | 0 |  | 0 | 0 | 0 | 0 | 0 | 0 | [6 empty] | 0 | 0 | 0 | 11 | 1977 | 0 | 0 | E | [6 empty] | 0
3 |  | 20447 | 3008 | 1 | ST | 45000 | P | SB | 3 | 1964 | NG |  |  | NG |  |  | 11544 | 50000 | 50000 | 0 |  | 0 | 0 | 0 | 0 | 0 | 0 | [6 empty] | 0 | 0 | 0 | 1 | 1964 | 0 | 0 | E | [6 empty] | 0
3 |  | 20447 | 3008 | 2 | ST | 125000 | C | OP | 7 | 1968 | NG |  |  | NG |  |  | 10400 | 139000 | 139000 | 0 |  | 0 | 0 | 0 | 0 | 0 | 0 | [6 empty] | 0 | 0 | 0 | 5 | 1968 | 0 | 0 | E | [6 empty] | 0
3 |  | 20447 | 3008 | 3 | ST | 135000 | C | OP | 7 | 1975 | NG |  |  | NG |  |  | 11200 | 140000 | 140000 | 0 |  | 0 | 0 | 0 | 0 | 0 | 0 | [6 empty] | 0 | 0 | 0 | 4 | 1975 | 0 | 0 | E | [6 empty] | 0
3 |  | 20447 | 3009 | 1 | IC | 1100 | P |  | 88 | 1950 | NG | FO2 |  | NG | FO2 |  | 12500 | 1000 | 1100 | 0 | RE | 10 | 1989 | 0 | 0 | 0 | 0 | [6 empty] | 0 | 0 | 0 | 5 | 1950 | 0 | 0 | [7 empty] | 0
3 |  | 20447 | 3009 | 2 | IC | 1100 | P |  | 88 | 1950 | NG | FO2 |  | NG | FO2 |  | 12500 | 1000 | 1100 | 0 | RE | 10 | 1989 | 0 | 0 | 0 | 0 | [6 empty] | 0 | 0 | 0 | 8 | 1950 | 0 | 0 | [7 empty] | 0
3 |  | 20447 | 3009 | 3 | IC | 1100 | P |  | 6 | 1950 | NG | FO2 |  | NG | FO2 |  | 12500 | 1000 | 1100 | 0 | RE | 10 | 1989 | 0 | 0 | 0 | 0 | [6 empty] | 0 | 0 | 0 | 0 | 1950 | 0 | 0 | [7 empty] | 0
3 |  | 20447 | 3009 | 4 | IC | 1100 | P |  | 0 | 1953 | NG | FO2 |  | NG | FO2 |  | 12500 | 1000 | 1100 | 0 | RE | 10 | 1989 | 0 | 0 | 0 | 0 | [6 empty] | 0 | 0 | 0 | 0 | 1953 | 0 | 0 | E | [6 empty] | 0
3 |  | 20447 | 6772 | 1 | ST | 400000 | B | OP | 4 | 1982 | FO2 |  |  | SUB |  |  | 10500 | 410000 | 412000 | 0 |  | 0 | 0 | 0 | 0 | 0 | 0 | [6 empty] | 0 | 0 | 0 | 1 | 1982 | 0 | 0 | [7 empty] | 0
3 |  | 20447 | 6772 | 2 | ST | 0 |  |  | 0 | 0 | [6 empty] | 0 | 0 | 0 | 400000 | CN | 99 | 9999 | 12 | 1981 | 12 | 1982 |  |  |  | COL |  |  | 0 | 0 | 0 | 0 | 0 | 373000 | 381000 | [7 empty] | 0
3 |  | 20447 | 7059 | 1 | IC | 1100 | P |  | 5 | 1950 |  |  |  | NG | FO2 |  | 0 | 1000 | 1100 | 0 | RE | 0 | 1982 | 0 | 0 | 0 | 0 | [6 empty] | 0 | 0 | 0 | 5 | 1950 | 0 | 0 | [7 empty] | 0
3 |  | 20447 | 7059 | 2 | IC | 1100 | P |  | 8 | 1950 |  |  |  | NG | FO2 |  | 0 | 1000 | 1100 | 0 | RE | 0 | 1982 | 0 | 0 | 0 | 0 | [6 empty] | 0 | 0 | 0 | 8 | 1980 | 0 | 0 | [7 empty] | 0
3 |  | 20447 | 7059 | 3 | IC | 1100 | P |  | 6 | 1950 |  |  |  | NG | FO2 |  | 0 | 1000 | 1100 | 0 | RE | 0 | 1982 | 0 | 0 | 0 | 0 | [6 empty] | 0 | 0 | 0 | 6 | 1950 | 0 | 0 | [7 empty] | 0
3 |  | 20447 | 7059 | 4 | IC | 1100 | P |  | 10 | 1950 |  |  |  | NG | FO2 |  | 0 | 1000 | 1100 | 0 | RE | 0 | 1982 | 0 | 0 | 0 | 0 | [6 empty] | 0 | 0 | 0 | 10 | 1950 | 0 | 0 | [7 empty] | 0
3 |  | 20455 | 547 | 1 | HR | 211500 | C | OP | 2 | 1973 | WAT |  |  | WAT |  |  | 0 | 270000 | 270000 | 0 |  | 0 | 0 | 0 | 0 | 0 | 0 | [6 empty] | 270000 | 270000 | 0 | 11 | 1972 | 0 | 0 | E | [6 empty] | 0
3 |  | 20455 | 547 | 2 | HR | 211500 | C | OP | 10 | 1973 | WAT |  |  | WAT |  |  | 0 | 270000 | 270000 | 0 |  | 0 | 0 | 0 | 0 | 0 | 0 | [6 empty] | 270000 | 270000 | 0 | 7 | 1973 | 0 | 0 | E | [6 empty] | 0
3 |  | 20455 | 547 | 3 | HR | 211500 | C | OP | 7 | 1973 | WAT |  |  | WAT |  |  | 0 | 270000 | 270000 | 0 |  | 0 | 0 | 0 | 0 | 0 | 0 | [6 empty] | 270000 | 270000 | 0 | 4 | 1973 | 0 | 0 | E | [6 empty] | 0
3 |  | 20455 | 547 | 4 | HR | 211500 | C | OP | 11 | 1972 | NA |  |  | WAT |  |  | 0 | 270000 | 270000 | 0 |  | 0 | 0 | 0 | 0 | 0 | 0 | [6 empty] | 270000 | 270000 | 0 | 8 | 1972 | 0 | 0 | E | [6 empty] | 0
3 |  | 20455 | 1629 | 1 | HC | 8500 | P | OP | 88 | 1915 | WAT |  |  | WAT |  |  | 0 | 8833 | 8875 | 0 |  | 0 | 0 | 0 | 0 | 0 | 0 | [6 empty] | 0 | 0 | 0 | 0 | 1915 | 0 | 0 | E | [6 empty] | 0
3 |  | 20455 | 1629 | 2 | HC | 8500 | P | OP | 88 | 1915 | WAT |  |  | WAT |  |  | 0 | 8833 | 8875 | 0 |  | 0 | 0 | 0 | 0 | 0 | 0 | [6 empty] | 0 | 0 | 0 | 0 | 1915 | 0 | 0 | E | [6 empty] | 0
3 |  | 20455 | 1629 | 3 | HC | 8500 | P | OP | 88 | 1916 | WAT |  |  | WAT |  |  | 0 | 8833 | 8875 | 0 |  | 0 | 0 | 0 | 0 | 0 | 0 | [6 empty] | 0 | 0 | 0 | 0 | 1916 | 0 | 0 | E | [6 empty] | 0
3 |  | 20455 | 1629 | 4 | HC | 8500 | P | OP | 88 | 1916 | WAT |  |  | WAT |  |  | 0 | 8833 | 8875 | 0 |  | 0 | 0 | 0 | 0 | 0 | 0 | [6 empty] | 0 | 0 | 0 | 0 | 1916 | 0 | 0 | E | [6 empty] | 0
3 |  | 20455 | 1629 | 5 | HC | 8500 | P | OP | 88 | 1917 | WAT |  |  | WAT |  |  | 0 | 8834 | 8875 | 0 |  | 0 | 0 | 0 | 0 | 0 | 0 | [6 empty] | 0 | 0 | 0 | 0 | 1917 | 0 | 0 | E | [6 empty] | 0
3 |  | 20455 | 1629 | 6 | HC | 8500 | P | OP | 88 | 1917 | WAT |  |  | WAT |  |  | 0 | 8834 | 8875 | 0 |  | 0 | 0 | 0 | 0 | 0 | 0 | [6 empty] | 0 | 0 | 0 | 0 | 1917 | 0 | 0 | E | [6 empty] | 0
3 |  | 20455 | 1630 | 1 | HC | 13620 | P | OP | 88 | 1930 | WAT |  |  | WAT |  |  | 0 | 14000 | 14000 | 0 |  | 0 | 0 | 0 | 0 | 0 | 0 | [6 empty] | 0 | 0 | 0 | 0 | 1930 | 0 | 0 | E | [6 empty] | 0
3 |  | 20455 | 1630 | 2 | HC | 5760 | P | OP | 88 | 1930 | WAT |  |  | WAT |  |  | 0 | 5980 | 5980 | 0 |  | 0 | 0 | 0 | 0 | 0 | 0 | [6 empty] | 0 | 0 | 0 | 0 | 1930 | 0 | 0 | E | [6 empty] | 0
3 |  | 20455 | 1630 | 3 | HC | 13620 | P | OP | 88 | 1930 | WAT |  |  | WAT |  |  | 0 | 14000 | 14000 | 0 |  | 0 | 0 | 0 | 0 | 0 | 0 | [6 empty] | 0 | 0 | 0 | 0 | 1930 | 0 | 0 | E | [6 empty] | 0
3 |  | 20455 | 1631 | 10 | JE | 18594 | P | OP | 88 | 1969 | JF |  |  | JF |  |  | 12789 | 16600 | 21200 | 0 |  | 0 | 0 | 0 | 0 | 0 | 0 | [6 empty] | 0 | 0 | 0 | 0 | 1969 | 0 | 0 | E | [6 empty] | 0
3 |  | 20455 | 1634 | 1 | HC | 400 |  |  | 99 | 1904 |  |  |  | WAT |  |  | 0 | 0 | 0 | 0 | RE | 11 | 1972 | 0 | 0 | 0 | 0 | [6 empty] | 0 | 0 | 0 | 0 | 1904 | 0 | 0 | E | [6 empty] | 0
3 |  | 20455 | 1634 | 2 | HC | 400 | P | OP | 88 | 1904 | WAT |  |  | WAT |  |  | 0 | 300 | 350 | 0 |  | 0 | 0 | 0 | 0 | 0 | 0 | [6 empty] | 300 | 0 | 0 | 0 | 1904 | 0 | 0 | E | [6 empty] | 0
3 |  | 20455 | 1634 | 3 | HC | 940 | P | OP | 88 | 1914 | WAT |  |  | WAT |  |  | 0 | 950 | 1000 | 0 |  | 0 | 0 | 0 | 0 | 0 | 0 | [6 empty] | 950 | 1000 | 0 | 0 | 1914 | 0 | 0 | E | [6 empty] | 0
3 |  | 20455 | 1634 | 4 | HC | 940 | P | OP | 88 | 1914 | WAT |  |  | WAT |  |  | 0 | 900 | 900 | 0 |  | 0 | 0 | 0 | 0 | 0 | 0 | [6 empty] | 0 | 0 | 0 | 0 | 1914 | 0 | 0 | E | [6 empty] | 0
3 |  | 20455 | 1634 | 5 | HC | 1300 | P | OP | 88 | 1925 | WAT |  |  | WAT |  |  | 0 | 1250 | 1250 | 0 |  | 0 | 0 | 0 | 0 | 0 | 0 | [6 empty] | 0 | 0 | 0 | 0 | 1925 | 0 | 0 | E | [6 empty] | 0
3 |  | 20455 | 1637 | 2 | HC | 1600 | P | OP | 88 | 1918 | WAT |  |  | WAT |  |  | 0 | 2050 | 2005 | 0 |  | 0 | 0 | 0 | 0 | 0 | 0 | [6 empty] | 0 | 2045 | 0 | 0 | 1918 | 0 | 0 | E | [6 empty] | 0
3 |  | 20455 | 1637 | 3 | HC | 1600 | P | OP | 88 | 1918 | WAT |  |  | WAT |  |  | 0 | 2050 | 2005 | 0 |  | 0 | 0 | 0 | 0 | 0 | 0 | [6 empty] | 0 | 2045 | 0 | 0 | 1918 | 0 | 0 | E | [6 empty] | 0
3 |  | 20455 | 1638 | 3 | HC | 1800 | P | OP | 88 | 1934 | WAT |  |  | WAT |  |  | 0 | 2000 | 2250 | 0 |  | 0 | 0 | 0 | 0 | 0 | 0 | [6 empty] | 2250 | 0 | 0 | 0 | 1934 | 0 | 0 | E | [6 empty] | 0
3 |  | 20455 | 1638 | 4 | HC | 1800 | P | OP | 88 | 1926 | WAT |  |  | WAT |  |  | 0 | 2000 | 2250 | 0 |  | 0 | 0 | 0 | 0 | 0 | 0 | [6 empty] | 2250 | 0 | 0 | 0 | 1926 | 0 | 0 | E | [6 empty] | 0
3 |  | 20455 | 1639 | 10 | GT | 18000 | P | OP | 99 | 1969 | FO2 |  |  | FO2 |  |  | 15195 | 11300 | 17800 | 0 |  | 0 | 0 | 0 | 0 | 0 | 0 | [6 empty] | 0 | 0 | 0 | 0 | 1969 | 0 | 0 | [7 empty] | 0
3 |  | 20455 | 1639 | 11 | GT | 18000 | P | OP | 99 | 1969 | FO2 |  |  | FO2 |  |  | 15195 | 12600 | 17800 | 0 |  | 0 | 0 | 0 | 0 | 0 | 0 | [6 empty] | 0 | 0 | 0 | 0 | 1969 | 0 | 0 | [7 empty] | 0
3 |  | 20455 | 1639 | 12 | GT | 18000 | P | OP | 88 | 1969 | FO2 |  |  | FO2 |  |  | 15195 | 14000 | 17800 | 0 |  | 0 | 0 | 0 | 0 | 0 | 0 | [6 empty] | 0 | 0 | 0 | 0 | 1969 | 0 | 0 | E | [6 empty] | 0
3 |  | 20455 | 1639 | 13 | GT | 17800 |  | OP | 99 | 1969 | FO2 |  |  | FO2 |  |  | 15195 | 14000 | 17800 | 0 |  | 0 | 0 | 0 | 0 | 0 | 0 | [6 empty] | 0 | 0 | 0 | 0 | 1969 | 0 | 0 | [7 empty] | 0
3 |  | 20455 | 1642 | 1 | ST | 46000 | C |  | 88 | 1949 | FO2 |  |  | FO6 |  |  | 11980 | 51000 | 51500 | 0 | RE | 9 | 1991 | 0 | 0 | 0 | 0 | [6 empty] | 0 | 0 | 0 | 0 | 1949 | 0 | 0 | E | [6 empty] | 0
3 |  | 20455 | 1642 | 2 | ST | 50000 | C |  | 88 | 1952 | FO2 |  |  | FO6 |  |  | 12098 | 51000 | 51500 | 0 | RE | 9 | 1991 | 0 | 0 | 0 | 0 | [6 empty] | 0 | 0 | 0 | 0 | 1952 | 0 | 0 | E | [6 empty] | 0
3 |  | 20455 | 1642 | 3 | ST | 113636 | C | OP | 88 | 1957 | NG | FO2 |  | FO6 | NG |  | 10225 | 107300 | 108300 | 0 |  | 0 | 0 | 0 | 0 | 0 | 0 | [6 empty] | 0 | 0 | 0 | 0 | 1957 | 0 | 0 | E | [6 empty] | 0
3 |  | 20455 | 1642 | 10 | JE | 18594 | P | OP | 88 | 1968 | JF |  |  | JF |  |  | 12843 | 17200 | 22000 | 0 |  | 0 | 0 | 0 | 0 | 0 | 0 | [6 empty] | 0 | 0 | 0 | 0 | 1968 | 0 | 0 | E | [6 empty] | 0
3 |  | 20455 | 1643 | 10 | JE | 18594 | P | OP | 88 | 1969 | JF |  |  | JF |  |  | 12843 | 16600 | 21200 | 0 |  | 0 | 0 | 0 | 0 | 0 | 0 | [6 empty] | 0 | 0 | 0 | 0 | 1969 | 0 | 0 | E | [6 empty] | 0
3 |  | 20455 | 6378 | 2 | HC | 480 | P | OP | 88 | 1920 | WAT |  |  | WAT |  |  | 0 | 333 | 337 | 0 |  | 0 | 0 | 0 | 0 | 0 | 0 | [6 empty] | 0 | 0 | 0 | 0 | 1920 | 0 | 0 | E | [6 empty] | 0
3 |  | 20455 | 6378 | 3 | HC | 480 | P | OS | 88 | 1920 | WAT |  |  | WAT |  |  | 0 | 333 | 337 | 0 |  | 0 | 0 | 0 | 0 | 0 | 0 | [6 empty] | 0 | 500 | 0 | 0 | 1920 | 0 | 0 | E | [6 empty] | 0
3 |  | 20455 | 6378 | 4 | HC | 480 | P | OP | 88 | 1920 | WAT |  |  | WAT |  |  | 0 | 333 | 337 | 0 |  | 0 | 0 | 0 | 0 | 0 | 0 | [6 empty] | 510 | 500 | 0 | 0 | 1920 | 0 | 0 | E | [6 empty] | 0
3 |  | 20455 | 6379 | 3 | HC | 1500 | P | OP | 88 | 1928 | WAT |  |  | WAT |  |  | 0 | 1400 | 1350 | 0 |  | 0 | 0 | 0 | 0 | 0 | 0 | [6 empty] | 400 | 1350 | 0 | 0 | 1928 | 0 | 0 | E | [6 empty] | 0
3 |  | 20455 | 6379 | 4 | HC | 2200 | P | OP | 88 | 1928 | WAT |  |  | WAT |  |  | 0 | 2100 | 2100 | 0 |  | 0 | 0 | 0 | 0 | 0 | 0 | [6 empty] | 0 | 0 | 0 | 0 | 1928 | 0 | 0 | E | [6 empty] | 0
3 |  | 20455 | 6388 | 1 | HC | 1380 | P | OP | 88 | 1913 | WAT |  |  | WAT |  |  | 0 | 1850 | 1850 | 0 |  | 0 | 0 | 0 | 0 | 0 | 0 | [6 empty] | 0 | 0 | 0 | 0 | 1913 | 0 | 0 | E | [6 empty] | 0
3 |  | 20455 | 6388 | 2 | HC | 365 | P | OP | 88 | 1913 | WAT |  |  | WAT |  |  | 0 | 300 | 300 | 0 |  | 0 | 0 | 0 | 0 | 0 | 0 | [6 empty] | 0 | 0 | 0 | 0 | 1913 | 0 | 0 | E | [6 empty] | 0
3 |  | 20455 | 6388 | 3 | HC | 1276 | P | OP | 88 | 1910 | WAT |  |  | WAT |  |  | 0 | 1300 | 1300 | 0 |  | 0 | 0 | 0 | 0 | 0 | 0 | [6 empty] | 0 | 0 | 0 | 0 | 1910 | 0 | 0 | E | [6 empty] | 0
3 |  | 20455 | 6388 | 5 | HC | 1276 | P | OP | 88 | 1905 | WAT |  |  | WAT |  |  | 0 | 1400 | 1400 | 0 |  | 0 | 0 | 0 | 0 | 0 | 0 | [6 empty] | 1350 | 1350 | 0 | 0 | 1905 | 0 | 0 | E | [6 empty] | 0
3 |  | 20455 | 6388 | 6 | HC | 300 |  |  | 99 | 1910 |  |  |  | WAT |  |  | 0 | 0 | 0 | 0 | RE | 99 | 1981 | 0 | 0 | 0 | 0 | [6 empty] | 0 | 0 | 0 | 0 | 1910 | 0 | 0 | E | [6 empty] | 0
3 |  | 20455 | 6388 | 7 | HC | 1276 | P | OP | 88 | 1905 | WAT |  |  | WAT |  |  | 0 | 1400 | 1400 | 0 |  | 0 | 0 | 0 | 0 | 0 | 0 | [6 empty] | 0 | 0 | 0 | 0 | 1905 | 0 | 0 | E | [6 empty] | 0
3 |  | 20588 | 3625 | 1 | IC | 1250 | P | OP | 88 | 1959 | FO2 |  |  | NG | FO2 |  | 9875 | 2500 | 2500 | 0 |  | 0 | 0 | 0 | 0 | 0 | 0 | [6 empty] | 0 | 0 | 0 | 0 | 1959 | 0 | 0 | E | [6 empty] | 0
3 |  | 20588 | 3625 | 2 | IC | 900 | P | OP | 88 | 1955 | FO2 |  |  | NG | FO2 |  | 10819 | 900 | 900 | 0 |  | 0 | 0 | 0 | 0 | 0 | 0 | [6 empty] | 0 | 0 | 0 | 0 | 1955 | 0 | 0 | E | [6 empty] | 0
3 |  | 20588 | 3625 | 3 | IC | 500 | P | OP | 88 | 1951 | FO2 |  |  | NG | FO2 |  | 9975 | 500 | 500 | 0 |  | 0 | 0 | 0 | 0 | 0 | 0 | [6 empty] | 0 | 0 | 0 | 0 | 1951 | 0 | 0 | E | [6 empty] | 0
3 |  | 20588 | 3625 | 4 | IC | 100 | C |  | 88 | 1951 | FO2 |  |  | FO2 |  |  | 0 | 0 | 0 | 1250 | RA | 0 | 0 | 5 | 1992 | 5 | 1992 |  |  |  | NG | FO2 |  | 2500 | 2500 | 0 | 0 | 1951 | 0 | 0 | E | [6 empty] | 0
3 |  | 20604 | 1201 | 1 | IC | 100 |  | SB | 88 | 1946 | FO2 |  |  | FO2 | NG |  | 0 | 100 | 100 | 0 |  | 0 | 0 | 0 | 0 | 0 | 0 | [6 empty] | 0 | 0 | 0 | 0 | 1946 | 0 | 0 | E | [6 empty] | 0
3 |  | 20604 | 1201 | 2 | IC | 588 |  | SB | 88 | 1956 | FO2 | NG |  | FO2 | NG |  | 0 | 588 | 588 | 0 |  | 0 | 0 | 0 | 0 | 0 | 0 | [6 empty] | 0 | 0 | 0 | 0 | 1956 | 0 | 0 | E | [6 empty] | 0
3 |  | 20604 | 1201 | 3 | IC | 240 |  | SB | 88 | 1950 | FO2 |  |  | FO2 | NG |  | 0 | 240 | 240 | 0 |  | 0 | 0 | 0 | 0 | 0 | 0 | [6 empty] | 0 | 0 | 0 | 0 | 1950 | 0 | 0 | E | [6 empty] | 0
3 |  | 20604 | 1201 | 4 | IC | 1136 |  | SB | 88 | 1964 | FO2 | NG |  | FO2 | NG |  | 0 | 1136 | 1136 | 0 |  | 0 | 0 | 0 | 0 | 0 | 0 | [6 empty] | 0 | 0 | 0 | 0 | 1964 | 0 | 0 | E | [6 empty] | 0
3 |  | 20618 | 6239 | 1 | HC | 1000 |  |  | 99 | 1919 |  |  |  | WAT |  |  | 0 | 0 | 0 | 0 | RE | 0 | 0 | 0 | 0 | 0 | 0 | [6 empty] | 0 | 0 | 0 | 0 | 1919 | 0 | 0 | E | [6 empty] | 0
3 |  | 20618 | 6239 | 2 | HC | 1000 |  |  | 99 | 1919 |  |  |  | WAT |  |  | 0 | 0 | 0 | 0 | RE | 0 | 0 | 0 | 0 | 0 | 0 | [6 empty] | 0 | 0 | 0 | 0 | 1919 | 0 | 0 | E | [6 empty] | 0
3 |  | 20632 | 2315 | 1 | IC | 3000 | P |  | 99 | 1950 |  |  |  | FO2 | NG |  | 0 | 3000 | 3000 | 0 | RE | 0 | 1970 | 0 | 0 | 0 | 0 | [6 empty] | 0 | 0 | 0 | 0 | 1950 | 0 | 0 | E | E | E |  |  |  |  | 0
3 |  | 20632 | 2315 | 2 | IC | 220 | P |  | 99 | 1950 |  |  |  | FO2 | NG |  | 0 | 0 | 1 | 0 | RE | 0 | 1970 | 0 | 0 | 0 | 0 | [6 empty] | 0 | 0 | 0 | 0 | 1950 | 0 | 0 | E | [6 empty] | 0
3 |  | 20632 | 2315 | 3 | IC | 220 | P |  | 99 | 1950 |  |  |  | FO2 | NG |  | 0 | 0 | 1 | 0 | RE | 0 | 1970 | 0 | 0 | 0 | 0 | [6 empty] | 0 | 0 | 0 | 0 | 1950 | 0 | 0 | E | [6 empty] | 0
3 |  | 20632 | 2315 | 4 | IC | 1125 | P | SB | 99 | 1960 | FO2 |  |  | FO2 | NG |  | 0 | 975 | 975 | 0 |  | 0 | 0 | 0 | 0 | 0 | 0 | [6 empty] | 0 | 0 | 0 | 0 | 1960 | 0 | 0 | E | [6 empty] | 0
3 |  | 20632 | 2315 | 5 | IC | 975 | P | SB | 99 | 1960 | FO2 |  |  | FO2 | NG |  | 0 | 600 | 600 | 0 |  | 0 | 0 | 0 | 0 | 0 | 0 | [6 empty] | 0 | 0 | 0 | 0 | 1960 | 0 | 0 | E | [6 empty] | 0
3 |  | 20737 | 2022 | 2 | ST | 1000 |  |  | 99 | 1928 |  |  |  | BIT |  |  | 0 | 0 | 0 | 0 | RE | 3 | 1976 | 0 | 0 | 0 | 0 | [6 empty] | 0 | 0 | 0 | 0 | 1928 | 0 | 0 | E | [6 empty] | 0
3 |  | 20737 | 2022 | 3 | ST | 18000 | B | OP | 11 | 1970 | BIT |  |  | BIT |  |  | 12260 | 12500 | 11500 | 0 |  | 0 | 0 | 0 | 0 | 0 | 0 | [6 empty] | 0 | 0 | 0 | 9 | 1970 | 0 | 0 | E | [6 empty] | 0
3 |  | 20737 | 2022 | ST1 | ST | 4000 | P | SB | 10 | 1949 | BIT |  |  | BIT |  |  | 16270 | 4000 | 4000 | 0 |  | 0 | 0 | 0 | 0 | 0 | 0 | [6 empty] | 0 | 0 | 0 | 9 | 1949 | 0 | 0 | E | [6 empty] | 0
3 |  | 20737 | 2022 | ST2 | ST | 8000 | P | SB | 9 | 1956 | BIT |  |  | BIT |  |  | 14600 | 7500 | 7000 | 0 |  | 0 | 0 | 0 | 0 | 0 | 0 | [6 empty] | 0 | 0 | 0 | 8 | 1956 | 0 | 0 | E | [6 empty] | 0
3 |  | 20789 | 1202 | 1 | IC | 1000 | P | SB | 10 | 1958 | FO2 |  |  | FO2 | NG |  | 10222 | 950 | 950 | 0 |  | 0 | 0 | 0 | 0 | 0 | 0 | [6 empty] | 0 | 0 | 0 | 9 | 1958 | 0 | 0 | E | [6 empty] | 0
3 |  | 20789 | 1202 | 2 | IC | 135 | P |  | 12 | 1932 | FO2 |  |  | FO2 |  |  | 15870 | 100 | 135 | 0 | RE | 6 | 1991 | 0 | 0 | 0 | 0 | [6 empty] | 0 | 0 | 0 | 11 | 1932 | 0 | 0 | E | [6 empty] | 0
3 |  | 20789 | 1202 | 3 | IC | 200 | P |  | 10 | 1936 | FO2 |  |  | FO2 |  |  | 15870 | 125 | 125 | 0 | RE | 6 | 1991 | 0 | 0 | 0 | 0 | [6 empty] | 0 | 0 | 0 | 9 | 1936 | 0 | 0 | E | [6 empty] | 0
3 |  | 20789 | 1202 | 4 | IC | 3000 | P |  | 1 | 1969 | FO2 |  |  | FO2 | NG |  | 10000 | 3100 | 3100 | 0 | RE | 6 | 1991 | 0 | 0 | 0 | 0 | [6 empty] | 0 | 0 | 0 | 12 | 1968 | 0 | 0 | E | [6 empty] | 0
3 |  | 20789 | 1202 | 5 | IC | 0 |  |  | 0 | 0 | [6 empty] | 0 | 0 | 0 | 1600 | CO | 0 | 0 | 1 | 1992 | 1 | 1992 |  |  |  | FO2 |  |  | 1600 | 1600 | 0 | 0 | 0 | 1470 | 1676 | [6 empty] | SB | 1600
3 |  | 20789 | 1202 | 6 | IC | 0 |  |  | 0 | 0 | [6 empty] | 0 | 0 | 0 | 1600 | CO | 0 | 0 | 1 | 1992 | 1 | 1992 |  |  |  | FO2 |  |  | 1600 | 1600 | 0 | 0 | 0 | 1470 | 1676 | [6 empty] | SB | 1600
3 |  | 20789 | 1202 | 7 | IC | 0 |  |  | 0 | 0 | [6 empty] | 0 | 0 | 0 | 1600 | CO | 0 | 0 | 1 | 1992 | 1 | 1992 |  |  |  | FO2 |  |  | 1600 | 1600 | 0 | 0 | 0 | 1470 | 1676 | [6 empty] | SB | 1600
3 |  | 20806 | 2023 | 1 | ST | 1000 |  |  | 88 | 1945 |  |  |  | FO2 |  |  | 0 | 0 | 0 | 0 | RE | 6 | 1980 | 0 | 0 | 0 | 0 | [6 empty] | 0 | 0 | 0 | 0 | 1945 | 0 | 0 | E | [6 empty] | 0
3 |  | 20806 | 2023 | 2 | ST | 2000 |  |  | 88 | 1950 |  |  |  | FO2 |  |  | 0 | 0 | 0 | 0 | RE | 6 | 1980 | 0 | 0 | 0 | 0 | [6 empty] | 0 | 0 | 0 | 0 | 1950 | 0 | 0 | E | [6 empty] | 0
3 |  | 20806 | 2023 | GT1 | GT | 3000 | P | SB | 6 | 1980 | FO2 |  |  | FO2 |  |  | 0 | 2499 | 2499 | 0 |  | 0 | 0 | 0 | 0 | 0 | 0 | [6 empty] | 0 | 0 | 0 | 5 | 1980 | 0 | 0 | E | [6 empty] | 0
3 |  | 20806 | 2023 | IC2 | IC | 300 |  |  | 88 | 1936 |  |  |  | FO2 |  |  | 0 | 0 | 0 | 0 | RE | 6 | 1980 | 0 | 0 | 0 | 0 | [6 empty] | 0 | 0 | 0 | 0 | 1936 | 0 | 0 | E | [6 empty] | 0
3 |  | 20813 | 1332 | 1 | ST | 10000 | P | SB | 88 | 1957 | NG |  |  | NG |  |  | 14800 | 11950 | 11950 | 0 |  | 0 | 0 | 0 | 0 | 0 | 0 | [6 empty] | 0 | 0 | 0 | 0 | 1957 | 0 | 0 | E | [6 empty] | 0
3 |  | 20813 | 1332 | 2 | ST | 5000 | P | OS | 88 | 1952 | NG |  |  | NG |  |  | 15000 | 6150 | 6300 | 0 | RT | 0 | 1995 | 0 | 0 | 0 | 0 | [6 empty] | 0 | 0 | 0 | 0 | 1952 | 0 | 0 | E | [6 empty] | 0
3 |  | 20813 | 1332 | 3 | ST | 3000 | P |  | 88 | 1939 | NG |  |  | NG | FO5 |  | 15000 | 3400 | 3500 | 3000 | RE | 12 | 1990 | 0 | 0 | 0 | 0 | [6 empty] | 0 | 0 | 0 | 0 | 1939 | 0 | 0 | E | [6 empty] | 0
3 |  | 20813 | 1332 | GT1 | GT | 11000 | P | OP | 88 | 1962 | NG |  |  | NG | FO2 |  | 22458 | 11504 | 11504 | 0 |  | 0 | 0 | 0 | 0 | 0 | 0 | [6 empty] | 0 | 0 | 0 | 0 | 1962 | 0 | 0 | E | [6 empty] | 0
3 |  | 20813 | 7013 | 4 | ST | 26500 | C | OP | 6 | 1970 | NG |  |  | NG | FO2 |  | 11937 | 26756 | 26756 | 0 |  | 0 | 0 | 0 | 0 | 0 | 0 | [6 empty] | 0 | 0 | 0 | 4 | 1970 | 0 | 0 | E | [6 empty] | 0
3 |  | 20823 | 3380 | 1 | IC | 1000 |  |  | 99 | 1947 |  |  |  | FO2 |  |  | 0 | 0 | 0 | 0 | RE | 0 | 0 | 0 | 0 | 0 | 0 | [6 empty] | 0 | 0 | 0 | 0 | 1947 | 0 | 0 | E | [6 empty] | 0
3 |  | 20823 | 3380 | 2 | IC | 1000 |  |  | 99 | 1947 |  |  |  | FO2 |  |  | 0 | 0 | 0 | 0 | RE | 0 | 0 | 0 | 0 | 0 | 0 | [6 empty] | 0 | 0 | 0 | 0 | 1947 | 0 | 0 | E | [6 empty] | 0
3 |  | 20824 | 972 | 4 | ST | 7500 | C | OP | 99 | 1953 | NG |  |  | NG |  |  | 16000 | 7500 | 7500 | 0 |  | 0 | 0 | 0 | 0 | 0 | 0 | [6 empty] | 0 | 0 | 0 | 0 | 1953 | 0 | 0 | E | [6 empty] | 0
3 |  | 20824 | 972 | 5 | ST | 3000 |  |  | 99 | 1938 | NG |  |  | NG |  |  | 16000 | 3025 | 3094 | 0 | RE | 0 | 1977 | 0 | 0 | 0 | 0 | [6 empty] | 0 | 0 | 0 | 0 | 1938 | 0 | 0 | E | E | E |  |  |  |  | 0
3 |  | 20824 | 972 | 6 | ST | 5000 | C | OP | 99 | 1948 | NG |  |  | NG |  |  | 16500 | 5000 | 5000 | 0 |  | 0 | 0 | 0 | 0 | 0 | 0 | [6 empty] | 0 | 0 | 0 | 0 | 1948 | 0 | 0 | E | [6 empty] | 0
3 |  | 20824 | 972 | 7 | ST | 10000 | C | OP | 99 | 1960 | NG |  |  | NG |  |  | 15500 | 10000 | 10000 | 0 |  | 0 | 0 | 0 | 0 | 0 | 0 | [6 empty] | 0 | 0 | 0 | 0 | 1960 | 0 | 0 | E | [6 empty] | 0
3 |  | 20824 | 972 | 8 | IC | 2410 | P | OP | 99 | 1979 | FO2 |  |  | FO2 |  |  | 10500 | 2410 | 2410 | 0 |  | 0 | 0 | 0 | 0 | 0 | 0 | [6 empty] | 0 | 0 | 0 | 0 | 1979 | 0 | 0 | E | [6 empty] | 0
3 |  | 20824 | 972 | 9 | IC | 2410 | P | OP | 99 | 1979 | FO2 |  |  | FO2 |  |  | 10500 | 2410 | 2410 | 0 |  | 0 | 0 | 0 | 0 | 0 | 0 | [6 empty] | 0 | 0 | 0 | 0 | 1979 | 0 | 0 | E | [6 empty] | 0
3 |  | 20835 | 1203 | 1 | IC | 750 | P | SB | 88 | 1947 | FO2 |  |  | FO2 |  |  | 10220 | 650 | 650 | 0 |  | 0 | 0 | 0 | 0 | 0 | 0 | [6 empty] | 0 | 0 | 0 | 0 | 1947 | 0 | 0 | E | [6 empty] | 0
3 |  | 20835 | 1203 | 2 | IC | 1500 | P | SB | 88 | 1956 | FO2 |  |  | FO2 | NG |  | 11500 | 1350 | 1350 | 0 |  | 0 | 0 | 0 | 0 | 0 | 0 | [6 empty] | 0 | 0 | 0 | 0 | 1956 | 0 | 0 | E | [6 empty] | 0
3 |  | 20835 | 1203 | 3 | IC | 1750 | P | SB | 6 | 1966 | FO2 |  |  | FO2 | NG |  | 9910 | 1750 | 1750 | 0 |  | 0 | 0 | 0 | 0 | 0 | 0 | [6 empty] | 0 | 0 | 0 | 5 | 1966 | 0 | 0 | E | [6 empty] | 0
3 |  | 20835 | 1203 | 4 | IC | 4480 | P | SB | 5 | 1972 | FO2 |  |  | FO2 | NG |  | 8871 | 4480 | 4480 | 0 |  | 0 | 0 | 0 | 0 | 0 | 0 | [6 empty] | 0 | 0 | 0 | 4 | 1972 | 0 | 0 | E | [6 empty] | 0
3 |  | 20847 | 1769 | 1 | ST | 25000 | C | OP | 9 | 1955 | FO2 |  |  | BIT |  |  | 13807 | 25000 | 25000 | 0 |  | 0 | 0 | 0 | 0 | 0 | 0 | [6 empty] | 0 | 0 | 0 | 8 | 1955 | 0 | 0 | [7 empty] | 0
3 |  | 20847 | 1769 | 2 | ST | 37500 | C | OP | 7 | 1962 | FO2 |  |  | BIT |  |  | 11817 | 37000 | 37000 | 0 |  | 0 | 0 | 0 | 0 | 0 | 0 | [6 empty] | 0 | 0 | 0 | 5 | 1962 | 0 | 0 | E | [6 empty] | 0
3 |  | 20847 | 1769 | 3 | ST | 54400 | B | OP | 1 | 1964 | FO2 |  |  | BIT |  |  | 10254 | 58000 | 58000 | 0 |  | 0 | 0 | 0 | 0 | 0 | 0 | [6 empty] | 0 | 0 | 0 | 11 | 1963 | 0 | 0 | E | [6 empty] | 0
3 |  | 20847 | 1769 | 4 | ST | 57800 | B | OP | 12 | 1966 | FO2 |  |  | BIT |  |  | 10630 | 57000 | 57000 | 0 |  | 0 | 0 | 0 | 0 | 0 | 0 | [6 empty] | 0 | 0 | 0 | 10 | 1966 | 0 | 0 | E | [6 empty] | 0
3 |  | 20847 | 1769 | 5 | ST | 90000 | B | OP | 12 | 1974 | FO2 |  |  | BIT |  |  | 10936 | 84000 | 84000 | 0 |  | 0 | 0 | 0 | 0 | 0 | 0 | [6 empty] | 0 | 0 | 0 | 9 | 1974 | 0 | 0 | E | [6 empty] | 0
3 |  | 20847 | 1769 | 6 | ST | 90000 | B | OP | 4 | 1975 | FO2 |  |  | BIT |  |  | 10930 | 87000 | 87000 | 0 |  | 0 | 0 | 0 | 0 | 0 | 0 | [6 empty] | 0 | 0 | 0 | 1 | 1975 | 0 | 0 | E | [6 empty] | 0
3 |  | 20847 | 1769 | 7 | ST | 90000 | B | OP | 6 | 1978 | FO2 |  |  | SUB |  |  | 11586 | 83000 | 85000 | 0 |  | 0 | 0 | 0 | 0 | 0 | 0 | [6 empty] | 0 | 0 | 0 | 3 | 1978 | 0 | 0 | E | [6 empty] | 0
3 |  | 20847 | 1769 | 8 | ST | 90000 | B | OP | 11 | 1978 | FO2 |  |  | SUB |  |  | 11436 | 83000 | 83000 | 0 |  | 0 | 0 | 0 | 0 | 0 | 0 | [6 empty] | 0 | 0 | 0 | 8 | 1978 | 0 | 0 | E | [6 empty] | 0
3 |  | 20847 | 1769 | 9 | ST | 90000 | B | OP | 8 | 1979 | FO2 |  |  | SUB |  |  | 11623 | 84000 | 84000 | 0 |  | 0 | 0 | 0 | 0 | 0 | 0 | [6 empty] | 0 | 0 | 0 | 5 | 1979 | 0 | 0 | E | [6 empty] | 0
3 | A576 | 20847 | 1775 | 1 | HC | 1335 | B | OP | 8 | 1919 |  |  |  | WAT |  |  | 0 | 3500 | 4000 | 0 |  | 0 | 0 | 0 | 0 | 0 | 0 | [6 empty] | 0 | 0 | 0 | 0 | 1919 | 0 | 0 | E | [6 empty] | 0
3 | A576 | 20847 | 1775 | 2 | HC | 2000 | B | OP | 9 | 1919 |  |  |  | WAT |  |  | 0 | 0 | 0 | 0 |  | 0 | 0 | 0 | 0 | 0 | 0 | [6 empty] | 0 | 0 | 0 | 0 | 1919 | 0 | 0 | E | [6 empty] | 0
3 | A576 | 20847 | 1775 | 3 | HC | 2000 | B | OP | 4 | 1921 |  |  |  | WAT |  |  | 0 | 0 | 0 | 0 |  | 0 | 0 | 0 | 0 | 0 | 0 | [6 empty] | 0 | 0 | 0 | 0 | 1921 | 0 | 0 | E | [6 empty] | 0
3 | A577 | 20847 | 1776 | 1 | HC | 2600 | B | OP | 5 | 1927 |  |  |  | WAT |  |  | 0 | 6000 | 4100 | 0 |  | 0 | 0 | 0 | 0 | 0 | 0 | [6 empty] | 0 | 0 | 0 | 0 | 1927 | 0 | 0 | E | [6 empty] | 0
3 | A577 | 20847 | 1776 | 2 | HC | 2600 | B | OP | 5 | 1927 |  |  |  | WAT |  |  | 0 | 0 | 0 | 0 |  | 0 | 0 | 0 | 0 | 0 | 0 | [6 empty] | 0 | 0 | 0 | 0 | 1927 | 0 | 0 | E | [6 empty] | 0
3 | A577 | 20847 | 1776 | 3 | HC | 2600 | B | OP | 5 | 1927 |  |  |  | WAT |  |  | 0 | 0 | 0 | 0 |  | 0 | 0 | 0 | 0 | 0 | 0 | [6 empty] | 0 | 0 | 0 | 0 | 1927 | 0 | 0 | E | [6 empty] | 0
3 |  | 20847 | 1777 | 1 | HC | 2800 | B | OP | 8 | 1953 |  |  |  | WAT |  |  | 0 | 2400 | 2500 | 0 |  | 0 | 0 | 0 | 0 | 0 | 0 | [6 empty] | 0 | 0 | 0 | 5 | 1953 | 0 | 0 | E | [6 empty] | 0
3 | C039 | 20847 | 1778 | 1 | HC | 2400 | B | OP | 5 | 1924 |  |  |  | WAT |  |  | 0 | 5200 | 5200 | 0 |  | 0 | 0 | 0 | 0 | 0 | 0 | [6 empty] | 0 | 0 | 0 | 0 | 1924 | 0 | 0 | E | [6 empty] | 0
3 | C039 | 20847 | 1778 | 2 | HC | 2400 | B | OP | 5 | 1924 |  |  |  | WAT |  |  | 0 | 0 | 0 | 0 |  | 0 | 0 | 0 | 0 | 0 | 0 | [6 empty] | 0 | 0 | 0 | 0 | 1924 | 0 | 0 | E | [6 empty] | 0
3 | C039 | 20847 | 1778 | 3 | HC | 2400 | B | OP | 5 | 1924 |  |  |  | WAT |  |  | 0 | 0 | 0 | 0 |  | 0 | 0 | 0 | 0 | 0 | 0 | [6 empty] | 0 | 0 | 0 | 0 | 1924 | 0 | 0 | E | [6 empty] | 0
3 |  | 20847 | 1779 | 1 | HC | 100 | B | OP | 5 | 1952 |  |  |  | WAT |  |  | 0 | 100 | 100 | 0 |  | 0 | 0 | 0 | 0 | 0 | 0 | [6 empty] | 0 | 0 | 0 | 2 | 1952 | 0 | 0 | E | [6 empty] | 0
3 | C040 | 20847 | 1780 | 1 | HC | 4800 | B | OP | 6 | 1953 |  |  |  | WAT |  |  | 0 | 8800 | 8800 | 0 |  | 0 | 0 | 0 | 0 | 0 | 0 | [6 empty] | 0 | 0 | 0 | 0 | 1953 | 0 | 0 | E | [6 empty] | 0
3 | C040 | 20847 | 1780 | 2 | HC | 4800 | B | OP | 7 | 1953 |  |  |  | WAT |  |  | 0 | 0 | 0 | 0 |  | 0 | 0 | 0 | 0 | 0 | 0 | [6 empty] | 0 | 0 | 0 | 0 | 1953 | 0 | 0 | E | [6 empty] | 0
3 | C041 | 20847 | 1781 | 1 | HC | 6000 | B | OP | 1 | 1943 |  |  |  | WAT |  |  | 0 | 15000 | 16000 | 0 |  | 0 | 0 | 0 | 0 | 0 | 0 | [6 empty] | 0 | 0 | 0 | 0 | 1943 | 0 | 0 | E | [6 empty] | 0
3 | C041 | 20847 | 1781 | 2 | HC | 6000 | B | OP | 2 | 1943 |  |  |  | WAT |  |  | 0 | 0 | 0 | 0 |  | 0 | 0 | 0 | 0 | 0 | 0 | [6 empty] | 0 | 0 | 0 | 0 | 1943 | 0 | 0 | E | [6 empty] | 0
3 |  | 20847 | 1783 | 1 | HC | 800 | C | OP | 10 | 1923 |  |  |  | WAT |  |  | 0 | 800 | 800 | 0 |  | 0 | 0 | 0 | 0 | 0 | 0 | [6 empty] | 0 | 0 | 0 | 7 | 1923 | 0 | 0 | E | [6 empty] | 0
3 | C042 | 20847 | 1784 | 1 | HC | 1248 | B | OP | 1 | 1913 |  |  |  | WAT |  |  | 0 | 3900 | 5600 | 0 |  | 0 | 0 | 0 | 0 | 0 | 0 | [6 empty] | 0 | 0 | 0 | 0 | 1913 | 0 | 0 | E | [6 empty] | 0
3 | C042 | 20847 | 1784 | 2 | HC | 1248 | B | OP | 1 | 1913 |  |  |  | WAT |  |  | 0 | 0 | 0 | 0 |  | 0 | 0 | 0 | 0 | 0 | 0 | [6 empty] | 0 | 0 | 0 | 0 | 1913 | 0 | 0 | E | [6 empty] | 0
3 | C042 | 20847 | 1784 | 3 | HC | 1248 | B | OP | 1 | 1913 |  |  |  | WAT |  |  | 0 | 0 | 0 | 0 |  | 0 | 0 | 0 | 0 | 0 | 0 | [6 empty] | 0 | 0 | 0 | 0 | 1913 | 0 | 0 | E | [6 empty] | 0
3 | C042 | 20847 | 1784 | 4 | HC | 1200 | B | OP | 4 | 1916 |  |  |  | WAT |  |  | 0 | 0 | 0 | 0 |  | 0 | 0 | 0 | 0 | 0 | 0 | [6 empty] | 0 | 0 | 0 | 0 | 1916 | 0 | 0 | E | [6 empty] | 0
3 | C042 | 20847 | 1784 | 5 | HC | 1200 | B | OP | 6 | 1916 |  |  |  | WAT |  |  | 0 | 0 | 0 | 0 |  | 0 | 0 | 0 | 0 | 0 | 0 | [6 empty] | 0 | 0 | 0 | 0 | 1916 | 0 | 0 | E | [6 empty] | 0
3 |  | 20847 | 1785 | 1 | HC | 1800 | B | OP | 12 | 1949 |  |  |  | WAT |  |  | 0 | 1400 | 1400 | 0 |  | 0 | 0 | 0 | 0 | 0 | 0 | [6 empty] | 0 | 0 | 0 | 9 | 1949 | 0 | 0 | E | [6 empty] | 0
3 | C043 | 20847 | 1786 | 1 | HC | 3000 | B | OP | 10 | 1927 |  |  |  | WAT |  |  | 0 | 7600 | 7200 | 0 |  | 0 | 0 | 0 | 0 | 0 | 0 | [6 empty] | 0 | 0 | 0 | 0 | 1927 | 0 | 0 | E | [6 empty] | 0
3 | C043 | 20847 | 1786 | 2 | HC | 2000 | B | OP | 10 | 1927 |  |  |  | WAT |  |  | 0 | 0 | 0 | 0 |  | 0 | 0 | 0 | 0 | 0 | 0 | [6 empty] | 0 | 0 | 0 | 0 | 1927 | 0 | 0 | E | [6 empty] | 0
3 | C043 | 20847 | 1786 | 3 | HC | 3000 | B | OP | 10 | 1927 |  |  |  | WAT |  |  | 0 | 0 | 0 | 0 |  | 0 | 0 | 0 | 0 | 0 | 0 | [6 empty] | 0 | 0 | 0 | 0 | 1927 | 0 | 0 | E | [6 empty] | 0
3 |  | 20847 | 4036 | 15 | ST | 35000 | C |  | 12 | 1941 |  |  |  | NG | FO2 |  | 15942 | 31000 | 27000 | 0 | RE | 4 | 1988 | 0 | 0 | 0 | 0 | [6 empty] | 0 | 0 | 0 | 0 | 1941 | 0 | 0 | E | [6 empty] | 0
3 |  | 20847 | 4037 | 1 | ST | 15000 |  |  | 99 | 1939 |  |  |  | BIT |  |  | 0 | 0 | 0 | 0 | RE | 11 | 1982 | 0 | 0 | 0 | 0 | [6 empty] | 0 | 0 | 0 | 0 | 1939 | 0 | 0 | E | [6 empty] | 0
3 |  | 20847 | 4038 | 1 | ST | 20000 |  |  | 88 | 1920 |  |  |  | NG | FO2 |  | 0 | 0 | 0 | 0 | RE | 10 | 1983 | 0 | 0 | 0 | 0 | [6 empty] | 0 | 0 | 0 | 0 | 1920 | 0 | 0 | E | [6 empty] | 0
3 |  | 20847 | 4038 | 2 | ST | 20000 |  |  | 88 | 1921 |  |  |  | NG | FO2 |  | 0 | 0 | 0 | 0 | RE | 10 | 1983 | 0 | 0 | 0 | 0 | [6 empty] | 0 | 0 | 0 | 0 | 1921 | 0 | 0 | E | [6 empty] | 0
3 |  | 20847 | 4038 | 3 | ST | 30000 |  |  | 88 | 1922 |  |  |  | NG | FO2 |  | 0 | 0 | 0 | 0 | RE | 10 | 1983 | 0 | 0 | 0 | 0 | [6 empty] | 0 | 0 | 0 | 0 | 1922 | 0 | 0 | E | [6 empty] | 0
3 |  | 20847 | 4038 | 4 | ST | 30000 |  |  | 88 | 1924 |  |  |  | NG | FO2 |  | 0 | 0 | 0 | 0 | RE | 10 | 1983 | 0 | 0 | 0 | 0 | [6 empty] | 0 | 0 | 0 | 0 | 1924 | 0 | 0 | E | [6 empty] | 0
3 |  | 20847 | 4038 | 5 | ST | 30000 |  |  | 88 | 1924 |  |  |  | NG | FO2 |  | 0 | 0 | 0 | 0 | RE | 10 | 1983 | 0 | 0 | 0 | 0 | [6 empty] | 0 | 0 | 0 | 0 | 1924 | 0 | 0 | E | [6 empty] | 0
3 |  | 20847 | 4038 | 6 | ST | 30000 |  |  | 88 | 1926 |  |  |  | NG | FO2 |  | 0 | 0 | 0 | 0 | RE | 10 | 1983 | 0 | 0 | 0 | 0 | [6 empty] | 0 | 0 | 0 | 0 | 1926 | 0 | 0 | E | [6 empty] | 0
3 |  | 20847 | 4038 | 7 | ST | 7000 |  |  | 88 | 1926 |  |  |  | NG | FO2 |  | 0 | 0 | 0 | 0 | RE | 10 | 1983 | 0 | 0 | 0 | 0 | [6 empty] | 0 | 0 | 0 | 0 | 1926 | 0 | 0 | E | [6 empty] | 0
3 |  | 20847 | 4038 | 8 | ST | 7700 |  |  | 88 | 1928 |  |  |  | NG | FO2 |  | 0 | 0 | 0 | 0 | RE | 10 | 1983 | 0 | 0 | 0 | 0 | [6 empty] | 0 | 0 | 0 | 0 | 1928 | 0 | 0 | E | [6 empty] | 0
3 |  | 20847 | 4038 | 9 | ST | 60000 |  |  | 88 | 1928 |  |  |  | NG | FO2 |  | 0 | 0 | 0 | 0 | RE | 10 | 1983 | 0 | 0 | 0 | 0 | [6 empty] | 0 | 0 | 0 | 0 | 1928 | 0 | 0 | E | [6 empty] | 0
3 |  | 20847 | 4038 | 10 | ST | 7700 |  |  | 88 | 1930 |  |  |  | NG | FO2 |  | 0 | 0 | 0 | 0 | RE | 10 | 1983 | 0 | 0 | 0 | 0 | [6 empty] | 0 | 0 | 0 | 0 | 1930 | 0 | 0 | E | [6 empty] | 0
3 |  | 20847 | 4038 | 11 | ST | 60000 |  |  | 88 | 1930 |  |  |  | NG | FO2 |  | 0 | 0 | 0 | 0 | RE | 10 | 1983 | 0 | 0 | 0 | 0 | [6 empty] | 0 | 0 | 0 | 0 | 1930 | 0 | 0 | E | [6 empty] | 0
3 |  | 20847 | 4038 | 12 | ST | 7700 |  |  | 88 | 1930 |  |  |  | NG | FO2 |  | 0 | 0 | 0 | 0 | RE | 10 | 1983 | 0 | 0 | 0 | 0 | [6 empty] | 0 | 0 | 0 | 0 | 1930 | 0 | 0 | E | [6 empty] | 0
3 |  | 20847 | 4038 | 13 | ST | 0 |  |  | 0 | 0 | [6 empty] | 0 | 0 | 0 | 310000 | CN | 4 | 1983 | 4 | 1982 | 0 | 0 |  |  |  | FO2 | NG |  | 0 | 0 | 0 | 0 | 0 | 291000 | 297000 | [7 empty] | 0
3 |  | 20847 | 4038 | 21 | GT | 18000 | P |  | 12 | 1968 |  |  |  | NG | FO2 |  | 14400 | 16000 | 18000 | 0 | RE | 8 | 1985 | 0 | 0 | 0 | 0 | [6 empty] | 0 | 0 | 0 | 11 | 1968 | 0 | 0 | E | [6 empty] | 0
3 |  | 20847 | 4038 | 22 | GT | 18000 | P |  | 12 | 1968 |  |  |  | NG | FO2 |  | 14400 | 16000 | 18000 | 0 | RE | 8 | 1985 | 0 | 0 | 0 | 0 | [6 empty] | 0 | 0 | 0 | 11 | 1968 | 0 | 0 | E | [6 empty] | 0
3 |  | 20847 | 4038 | 23 | GT | 0 |  |  | 0 | 0 | [6 empty] | 0 | 0 | 0 | 57000 | CN | 99 | 9999 | 6 | 1977 | 5 | 1979 |  |  |  | FO2 |  |  | 0 | 0 | 0 | 0 | 0 | 47000 | 57000 | [7 empty] | 0
3 |  | 20847 | 4038 | 24 | GT | 0 |  |  | 0 | 0 | [6 empty] | 0 | 0 | 0 | 57000 | CN | 99 | 9999 | 6 | 1977 | 5 | 1979 |  |  |  | FO2 |  |  | 0 | 0 | 0 | 0 | 0 | 47000 | 57000 | [7 empty] | 0
3 |  | 20847 | 4038 | 25 | GT | 0 |  |  | 0 | 0 | [6 empty] | 0 | 0 | 0 | 57000 | CN | 99 | 9999 | 6 | 1977 | 5 | 1979 |  |  |  | FO2 |  |  | 0 | 0 | 0 | 0 | 0 | 47000 | 57000 | [7 empty] | 0
3 |  | 20847 | 4038 | 26 | GT | 0 |  |  | 0 | 0 | [6 empty] | 0 | 0 | 0 | 56000 | CN | 99 | 9999 | 0 | 0 | 0 | 0 |  |  |  | FO2 |  |  | 0 | 0 | 0 | 0 | 0 | 46000 | 56000 | [7 empty] | 0
3 |  | 20847 | 4039 | 1 | ST | 120000 | B |  | 9 | 1953 | FO2 |  |  | BIT |  |  | 10657 | 95000 | 95000 | 0 | RE | 12 | 1989 | 7 | 1992 | 0 | 0 | [6 empty] | 0 | 0 | 0 | 9 | 1953 | 0 | 0 | [7 empty] | 0
3 |  | 20847 | 4039 | 2 | ST | 120000 | B |  | 11 | 1954 | FO2 |  |  | BIT |  |  | 10962 | 95000 | 95000 | 0 | RE | 12 | 1989 | 0 | 0 | 0 | 0 | [6 empty] | 0 | 0 | 0 | 10 | 1954 | 0 | 0 | [7 empty] | 0
3 |  | 20847 | 4039 | 3 | ST | 130000 | B |  | 12 | 1955 | FO2 |  |  | BIT |  |  | 10335 | 107000 | 112000 | 0 | RE | 4 | 1988 | 7 | 1989 | 7 | 1989 | [6 empty] | 0 | 0 | 0 | 12 | 1955 | 0 | 0 | [7 empty] | 0
3 |  | 20847 | 4039 | 4 | ST | 130000 | B |  | 10 | 1957 | FO2 |  |  | BIT |  |  | 9781 | 114000 | 119000 | 0 | RE | 4 | 1988 | 0 | 0 | 0 | 0 | [6 empty] | 0 | 0 | 0 | 10 | 1957 | 0 | 0 | [7 empty] | 0
3 |  | 20847 | 4040 | 1 | ST | 80000 | C | OP | 10 | 1935 | LPG |  |  | BIT |  |  | 12136 | 55000 | 55000 | 80000 | LE | 0 | 0 | 1 | 1989 | 6 | 1993 | AP | LE | RE | BIT | LPG |  | 80000 | 80000 | 0 | 10 | 1935 | 0 | 0 | [7 empty] | 0
3 |  | 20847 | 4040 | 2 | ST | 80000 | C | OP | 10 | 1943 | LPG |  |  | BIT |  |  | 11977 | 70000 | 70000 | 80000 | LE | 0 | 0 | 9 | 1990 | 7 | 1993 | AP | LE | RE | BIT | LPG |  | 80000 | 80000 | 0 | 10 | 1943 | 0 | 0 | [7 empty] | 0
3 |  | 20847 | 4040 | 3 | ST | 80000 | C | OP | 10 | 1948 | LPG |  |  | BIT |  |  | 11983 | 80000 | 80000 | 80000 | LE | 0 | 0 | 8 | 1991 | 6 | 1992 | AP | LE | RE | BIT | LPG |  | 80000 | 80000 | 0 | 10 | 1948 | 0 | 0 | [6 empty] | OP | 80000
3 |  | 20847 | 4040 | 4 | ST | 80000 | C | OP | 8 | 1949 | LPG |  |  | BIT |  |  | 11977 | 70000 | 70000 | 80000 | LE | 0 | 0 | 9 | 1989 | 7 | 1994 | AP | LE | RE | BIT | LPG |  | 80000 | 80000 | 0 | 8 | 1949 | 0 | 0 | [7 empty] | 0
3 |  | 20847 | 4040 | 5 | ST | 80000 | C |  | 12 | 1950 | LPG |  |  | BIT |  |  | 11974 | 77000 | 77000 | 0 | RE | 12 | 1991 | 12 | 1993 | 0 | 0 | [6 empty] | 0 | 0 | 0 | 12 | 1950 | 0 | 0 |  |  |  |  | Y | The company is reviewing its options concerning renovation of this unit in light of the new Clean Air Act. |  | 0
3 |  | 20847 | 4040 | 6 | GT | 19635 | P | OP | 6 | 1969 | FO2 |  |  | FO2 |  |  | 14440 | 18000 | 23000 | 0 |  | 0 | 0 | 0 | 0 | 0 | 0 | [6 empty] | 0 | 0 | 0 | 5 | 1969 | 0 | 0 | E | [6 empty] | 0
3 |  | 20847 | 4041 | 5 | ST | 275000 | B | OP | 12 | 1959 | FO2 |  |  | BIT |  |  | 8965 | 240000 | 240000 | 0 |  | 0 | 0 | 0 | 0 | 0 | 0 | [6 empty] | 0 | 0 | 0 | 12 | 1959 | 0 | 0 | [7 empty] | 0
3 |  | 20847 | 4041 | 6 | ST | 275000 | B | OP | 12 | 1961 | FO2 |  |  | BIT |  |  | 8961 | 245000 | 245000 | 0 |  | 0 | 0 | 0 | 0 | 0 | 0 | [6 empty] | 0 | 0 | 0 | 11 | 1961 | 0 | 0 | [7 empty] | 0
3 |  | 20847 | 4041 | 7 | ST | 317600 | B | OP | 3 | 1965 | FO2 |  |  | BIT |  |  | 8311 | 280000 | 280000 | 0 |  | 0 | 0 | 0 | 0 | 0 | 0 | [6 empty] | 0 | 0 | 0 | 3 | 1965 | 0 | 0 | [7 empty] | 0
3 |  | 20847 | 4041 | 8 | ST | 324000 | B | OP | 10 | 1967 | FO2 |  |  | BIT |  |  | 8551 | 280000 | 280000 | 0 |  | 0 | 0 | 0 | 0 | 0 | 0 | [6 empty] | 0 | 0 | 0 | 10 | 1967 | 0 | 0 | [7 empty] | 0
3 |  | 20847 | 4041 | 9 | GT | 19635 | P | OP | 12 | 1968 | FO2 |  |  | NG | FO2 |  | 14400 | 20000 | 25000 | 0 |  | 0 | 0 | 0 | 0 | 0 | 0 | [6 empty] | 0 | 0 | 0 | 12 | 1968 | 0 | 0 | [7 empty] | 0
3 |  | 20847 | 4042 | 1 | ST | 136000 | B | OP | 6 | 1968 | NG | LPG |  | BIT |  |  | 11838 | 126000 | 113000 | 0 |  | 0 | 0 | 0 | 0 | 0 | 0 | [6 empty] | 0 | 0 | 0 | 6 | 1968 | 0 | 0 | [7 empty] | 0
3 |  | 20847 | 4042 | 2 | ST | 136000 | B | OP | 3 | 1969 | NG | LPG |  | BIT |  |  | 11862 | 141000 | 115000 | 0 |  | 0 | 0 | 0 | 0 | 0 | 0 | [6 empty] | 0 | 0 | 0 | 3 | 1969 | 0 | 0 | [7 empty] | 0
3 |  | 20847 | 4042 | 3 | IC | 2750 | P | SB | 3 | 1969 | FO2 |  |  | FO2 |  |  | 10700 | 3000 | 3000 | 0 |  | 0 | 0 | 0 | 0 | 0 | 0 | [6 empty] | 0 | 0 | 0 | 2 | 1969 | 0 | 0 | E | [6 empty] | 0
3 | C070 | 20847 | 4043 | 4 | HC | 900 | B | OP | 88 | 1980 |  |  |  | WAT |  |  | 0 | 1900 | 1900 | 0 |  | 0 | 0 | 0 | 0 | 0 | 0 | [6 empty] | 0 | 0 | 0 | 0 | 1980 | 0 | 0 | E | [6 empty] | 0
3 | C070 | 20847 | 4043 | 5 | HC | 520 | B | OP | 88 | 1916 |  |  |  | WAT |  |  | 0 | 0 | 0 | 0 |  | 0 | 0 | 0 | 0 | 0 | 0 | [6 empty] | 0 | 0 | 0 | 0 | 1916 | 0 | 0 | E | [6 empty] | 0
3 | C070 | 20847 | 4043 | 6 | HC | 520 | B | OP | 88 | 1916 |  |  |  | WAT |  |  | 0 | 0 | 0 | 0 |  | 0 | 0 | 0 | 0 | 0 | 0 | [6 empty] | 0 | 0 | 0 | 0 | 1916 | 0 | 0 | E | [6 empty] | 0
3 | C044 | 20847 | 4044 | 1 | HC | 480 | B | OP | 88 | 1924 |  |  |  | WAT |  |  | 0 | 600 | 600 | 0 |  | 0 | 0 | 0 | 0 | 0 | 0 | [6 empty] | 0 | 0 | 0 | 0 | 1924 | 0 | 0 | E | [6 empty] | 0
3 | C044 | 20847 | 4044 | 2 | HC | 480 | C | OP | 88 | 1921 |  |  |  | WAT |  |  | 0 | 0 | 0 | 0 |  | 0 | 0 | 0 | 0 | 0 | 0 | [6 empty] | 0 | 0 | 0 | 0 | 1921 | 0 | 0 | E | [6 empty] | 0
3 | C044 | 20847 | 4044 | 3 | HC | 360 | C | OP | 88 | 1918 |  |  |  | WAT |  |  | 0 | 0 | 0 | 0 |  | 0 | 0 | 0 | 0 | 0 | 0 | [6 empty] | 0 | 0 | 0 | 0 | 1918 | 0 | 0 | E | [6 empty] | 0
3 | C045 | 20847 | 4045 | 1 | HC | 1800 | B | OP | 7 | 1922 |  |  |  | WAT |  |  | 0 | 4000 | 2000 | 0 |  | 0 | 0 | 0 | 0 | 0 | 0 | [6 empty] | 0 | 0 | 0 | 0 | 1922 | 0 | 0 | E | [6 empty] | 0
3 | C045 | 20847 | 4045 | 2 | HC | 1800 | B | OP | 6 | 1922 |  |  |  | WAT |  |  | 0 | 0 | 0 | 0 |  | 0 | 0 | 0 | 0 | 0 | 0 | [6 empty] | 0 | 0 | 0 | 0 | 1922 | 0 | 0 | E | [6 empty] | 0
3 |  | 20847 | 4046 | 1 | NP | 523800 | B | OP | 12 | 1970 | UR |  |  | UR |  |  | 10480 | 495000 | 495000 | 0 |  | 0 | 0 | 0 | 0 | 0 | 0 | [6 empty] | 0 | 0 | 497000 | 10 | 1970 | 0 | 0 | [7 empty] | 0
3 |  | 20847 | 4046 | 2 | NP | 523800 | B | OP | 10 | 1972 | UR |  |  | UR |  |  | 10480 | 495000 | 495000 | 0 |  | 0 | 0 | 0 | 0 | 0 | 0 | [6 empty] | 0 | 0 | 497000 | 3 | 1973 | 0 | 0 | [7 empty] | 0
3 |  | 20847 | 4046 | 5 | GT | 19635 | P | OP | 6 | 1969 | FO2 |  |  | FO2 |  |  | 16000 | 16000 | 24000 | 0 |  | 0 | 0 | 0 | 0 | 0 | 0 | [6 empty] | 0 | 0 | 0 | 6 | 1969 | 0 | 0 | [7 empty] | 0
3 |  | 20847 | 4047 | 1 | HC | 400 | C | OP | 88 | 1930 |  |  |  | WAT |  |  | 0 | 200 | 200 | 0 |  | 0 | 0 | 0 | 0 | 0 | 0 | [6 empty] | 0 | 0 | 0 | 0 | 1930 | 0 | 0 | E | [6 empty] | 0
3 |  | 20847 | 5076 | 1 | HC | 0 |  |  | 0 | 0 | [6 empty] | 0 | 0 | 0 | 3000 | CN | 99 | 9999 | 12 | 1985 | 12 | 1985 |  |  |  | WAT |  |  | 0 | 0 | 0 | 0 | 0 | 3000 | 3000 | [7 empty] | 0
3 |  | 20847 | 5077 | 1 | ST | 0 |  |  | 0 | 0 | [6 empty] | 0 | 0 | 0 | 50000 | CN | 99 | 9999 | 6 | 1984 | 6 | 1987 |  |  |  | PET |  |  | 0 | 0 | 0 | 0 | 0 | 48000 | 49000 | [7 empty] | 0
3 |  | 20847 | 5078 | 1 | HC | 0 |  |  | 0 | 0 | [6 empty] | 0 | 0 | 0 | 2000 | CN | 99 | 9999 | 12 | 1984 | 12 | 1984 |  |  |  | WAT |  |  | 0 | 0 | 0 | 0 | 0 | 2000 | 2000 | [7 empty] | 0
3 |  | 20847 | 5079 | 1 | WT | 0 |  |  | 0 | 0 | [6 empty] | 0 | 0 | 0 | 1000 | CN | 99 | 9999 | 12 | 1990 | 12 | 1990 |  |  |  | WND |  |  | 0 | 0 | 0 | 0 | 0 | 1000 | 1000 | [7 empty] | 0
3 |  | 20847 | 5080 | 1 | ST | 0 |  |  | 0 | 0 | [6 empty] | 0 | 0 | 0 | 400000 | CN | 99 | 9999 | 12 | 1992 | 12 | 1992 |  |  |  | COL |  |  | 0 | 0 | 0 | 0 | 0 | 373000 | 381000 | [7 empty] | 0
3 |  | 20847 | 6169 | 1 | NP | 0 |  |  | 0 | 0 | [6 empty] | 0 | 0 | 0 | 995000 | CN | 5 | 1977 | 1 | 1981 | 2 | 1985 |  |  |  | UR |  |  | 0 | 0 | 0 | 0 | 0 | 0 | 0 | [7 empty] | 0
3 |  | 20847 | 6169 | 2 | NP | 0 |  |  | 0 | 0 | [6 empty] | 0 | 0 | 0 | 995000 | CN | 5 | 1977 | 6 | 1982 | 6 | 1985 |  |  |  | UR |  |  | 0 | 0 | 0 | 0 | 0 | 0 | 0 | [7 empty] | 0
3 |  | 20847 | 6170 | 1 | ST | 616590 | B | OP | 6 | 1980 | NG | FO2 |  | SUB |  |  | 10807 | 580000 | 585000 | 0 |  | 0 | 0 | 0 | 0 | 0 | 0 | [6 empty] | 0 | 0 | 0 | 6 | 1980 | 0 | 0 | [7 empty] | 0
3 |  | 20847 | 6170 | 2 | ST | 616590 | B | OP | 7 | 1985 | NG | FO2 |  | SUB |  |  | 10807 | 580000 | 585000 | 0 |  | 0 | 0 | 4 | 1982 | 7 | 1985 | LO | [5 empty] | 0 | 0 | 0 | 5 | 1985 | 0 | 0 | [7 empty] | 0
3 |  | 20847 | 6240 | 1 | NP | 0 |  |  | 0 | 0 | [6 empty] | 0 | 0 | 0 | 995000 | CN | 88 | 1980 | 2 | 1981 | 6 | 1989 |  |  |  | UR |  |  | 0 | 0 | 0 | 0 | 0 | 0 | 0 | [7 empty] | 0
3 |  | 20847 | 6240 | 2 | NP | 0 |  |  | 0 | 0 | [6 empty] | 0 | 0 | 0 | 995000 | CN | 88 | 1979 | 2 | 1981 | 6 | 1989 |  |  |  | UR |  |  | 0 | 0 | 0 | 0 | 0 | 0 | 0 | [7 empty] | 0
3 |  | 20847 | 6240 | NP1 | NP | 0 |  |  | 0 | 0 | [6 empty] | 0 | 0 | 0 | 995000 | CN | 88 | 1980 | 2 | 1981 | 6 | 1989 |  |  |  | UR |  |  | 0 | 0 | 0 | 0 | 0 | 0 | 0 | [7 empty] | 0
3 |  | 20847 | 6240 | NP2 | NP | 0 |  |  | 0 | 0 | [6 empty] | 0 | 0 | 0 | 995000 | CN | 88 | 1979 | 2 | 1981 | 6 | 1989 |  |  |  | UR |  |  | 0 | 0 | 0 | 0 | 0 | 0 | 0 | [7 empty] | 0
3 |  | 20847 | 6240 | ST2 | ST | 0 |  |  | 0 | 0 | [6 empty] | 0 | 0 | 0 | 400000 | CN | 99 | 9999 | 6 | 1982 | 6 | 1985 |  |  |  | COL |  |  | 0 | 0 | 0 | 0 | 0 | 373000 | 381000 | [7 empty] | 0
3 |  | 20847 | 6253 | 1 | GT | 61200 | P | OP | 7 | 1978 | FO2 |  |  | FO2 |  |  | 11200 | 51000 | 63000 | 0 |  | 0 | 0 | 0 | 0 | 0 | 0 | [6 empty] | 0 | 0 | 0 | 7 | 1978 | 0 | 0 | E | [6 empty] | 0
3 |  | 20847 | 6253 | 2 | GT | 61200 | P | OP | 7 | 1978 | FO2 |  |  | FO2 |  |  | 11200 | 51000 | 63000 | 0 |  | 0 | 0 | 0 | 0 | 0 | 0 | [6 empty] | 0 | 0 | 0 | 7 | 1978 | 0 | 0 | E | [6 empty] | 0
3 |  | 20847 | 6253 | 3 | GT | 61200 | P | OP | 7 | 1978 | FO2 |  |  | FO2 |  |  | 11200 | 51000 | 63000 | 0 |  | 0 | 0 | 0 | 0 | 0 | 0 | [6 empty] | 0 | 0 | 0 | 7 | 1978 | 0 | 0 | [7 empty] | 0
3 |  | 20847 | 6253 | 4 | GT | 61200 | P | OP | 7 | 1978 | FO2 |  |  | FO2 |  |  | 11200 | 51000 | 63000 | 0 |  | 0 | 0 | 0 | 0 | 0 | 0 | [6 empty] | 0 | 0 | 0 | 7 | 1978 | 0 | 0 | [7 empty] | 0
3 |  | 20847 | 7159 | 1 | GT | 0 |  |  | 0 | 0 | [6 empty] | 0 | 0 | 0 | 95360 | PL | 0 | 0 | 6 | 1993 | 6 | 1993 |  |  |  | NG |  |  | 75000 | 90000 | 0 | 0 | 0 | 77999 | 93653 | [7 empty] | 0
3 |  | 20847 | 7159 | 2 | GT | 0 |  |  | 0 | 0 | [6 empty] | 0 | 0 | 0 | 95360 | PL | 0 | 0 | 6 | 1993 | 6 | 1993 |  |  |  | NG |  |  | 75000 | 90000 | 0 | 0 | 0 | 77999 | 93653 | [7 empty] | 0
3 |  | 20847 | 7159 | 3 | GT | 0 |  |  | 0 | 0 | [6 empty] | 0 | 0 | 0 | 95360 | PL | 0 | 0 | 6 | 1994 | 6 | 1994 |  |  |  | NG |  |  | 75000 | 90000 | 0 | 0 | 0 | 77999 | 93653 | [7 empty] | 0
3 |  | 20847 | 7159 | 4 | GT | 0 |  |  | 0 | 0 | [6 empty] | 0 | 0 | 0 | 95360 | PL | 0 | 0 | 6 | 1995 | 6 | 1994 |  |  |  | NG |  |  | 75000 | 90000 | 0 | 0 | 0 | 77999 | 93653 | [7 empty] | 0
3 |  | 20847 | 7270 | 1 | GT | 0 |  |  | 0 | 0 | [6 empty] | 0 | 0 | 0 | 95360 | PL | 0 | 0 | 6 | 1995 | 6 | 1995 |  |  |  | NG |  |  | 75000 | 90000 | 0 | 0 | 0 | 77999 | 93653 | [7 empty] | 0
3 |  | 20847 | 7270 | 2 | GT | 0 |  |  | 0 | 0 | [6 empty] | 0 | 0 | 0 | 95360 | PL | 0 | 0 | 6 | 1995 | 6 | 1995 |  |  |  | NG |  |  | 75000 | 90000 | 0 | 0 | 0 | 77999 | 93653 | [7 empty] | 0
3 |  | 20847 | 7270 | 3 | GT | 0 |  |  | 0 | 0 | [6 empty] | 0 | 0 | 0 | 95360 | PL | 0 | 0 | 6 | 1995 | 6 | 1995 |  |  |  | NG |  |  | 75000 | 90000 | 0 | 0 | 0 | 77999 | 93653 | [7 empty] | 0
3 |  | 20847 | 7270 | 4 | GT | 0 |  |  | 0 | 0 | [6 empty] | 0 | 0 | 0 | 95360 | PL | 0 | 0 | 6 | 1995 | 6 | 1995 |  |  |  | NG |  |  | 75000 | 90000 | 0 | 0 | 0 | 77999 | 93653 | [7 empty] | 0
3 |  | 20847 | 7271 | 1 | GT | 0 |  |  | 0 | 0 | [6 empty] | 0 | 0 | 0 | 95360 | PL | 0 | 0 | 6 | 1996 | 6 | 1996 |  |  |  | NG |  |  | 75000 | 90000 | 0 | 0 | 0 | 77999 | 93653 | [7 empty] | 0
3 |  | 20847 | 7271 | 2 | GT | 0 |  |  | 0 | 0 | [6 empty] | 0 | 0 | 0 | 95360 | PL | 0 | 0 | 6 | 1996 | 6 | 1996 |  |  |  | NG |  |  | 75000 | 90000 | 0 | 0 | 0 | 77999 | 93653 | [7 empty] | 0
3 |  | 20847 | 7271 | NA3 | GT | 0 |  |  | 0 | 0 | [6 empty] | 0 | 0 | 0 | 95360 | PL | 0 | 0 | 6 | 1997 | 6 | 1997 |  |  |  | NG |  |  | 75000 | 90000 | 0 | 0 | 0 | 77999 | 93653 | [7 empty] | 0
3 |  | 20847 | 7271 | NA4 | GT | 0 |  |  | 0 | 0 | [6 empty] | 0 | 0 | 0 | 95360 | PL | 0 | 0 | 6 | 1997 | 6 | 1997 |  |  |  | NG |  |  | 75000 | 90000 | 0 | 0 | 0 | 77999 | 93653 | [7 empty] | 0
3 |  | 20847 | 7312 | NA1 | AB | 0 |  |  | 0 | 0 | [6 empty] | 0 | 0 | 0 | 200000 | PL | 0 | 0 | 6 | 1999 | 6 | 1999 |  |  |  | BIT |  |  | 200000 | 200000 | 0 | 0 | 0 | 0 | 0 | [7 empty] | 0
3 |  | 20847 | 7312 | NA2 | AB | 0 |  |  | 0 | 0 | [6 empty] | 0 | 0 | 0 | 200000 | PL | 0 | 0 | 6 | 1999 | 6 | 1999 |  |  |  | BIT |  |  | 200000 | 200000 | 0 | 0 | 0 | 0 | 0 | [7 empty] | 0
3 |  | 20847 | 7312 | NA3 | AB | 0 |  |  | 0 | 0 | [6 empty] | 0 | 0 | 0 | 200000 | PL | 0 | 0 | 6 | 2001 | 6 | 2001 |  |  |  | BIT |  |  | 200000 | 200000 | 0 | 0 | 0 | 0 | 0 | [7 empty] | 0
3 | C046 | 20847 | 7820 | 1 | HC | 8000 | B | OP | 11 | 1949 |  |  |  | WAT |  |  | 0 | 14000 | 16000 | 0 |  | 0 | 0 | 0 | 0 | 0 | 0 | [6 empty] | 0 | 0 | 0 | 0 | 1949 | 0 | 0 | E | [6 empty] | 0
3 | C046 | 20847 | 7820 | 2 | HC | 8000 | B | OP | 12 | 1949 |  |  |  | WAT |  |  | 0 | 0 | 0 | 0 |  | 0 | 0 | 0 | 0 | 0 | 0 | [6 empty] | 0 | 0 | 0 | 0 | 1949 | 0 | 0 | E | [6 empty] | 0
3 | C046 | 20847 | 7821 | 4 | HC | 1765 | C | OP | 88 | 1914 |  |  |  | WAT |  |  | 0 | 0 | 0 | 0 |  | 0 | 0 | 0 | 0 | 0 | 0 | [6 empty] | 0 | 0 | 0 | 0 | 1914 | 0 | 0 | E | [6 empty] | 0
3 | C046 | 20847 | 7821 | 5 | HC | 1765 | C | OP | 5 | 1914 |  |  |  | WAT |  |  | 0 | 0 | 0 | 0 |  | 0 | 0 | 0 | 0 | 0 | 0 | [6 empty] | 0 | 0 | 0 | 0 | 1914 | 0 | 0 | E | [6 empty] | 0
3 |  | 20848 | 2220 | 1 | IC | 200 |  |  | 88 | 1928 |  |  |  | FO2 |  |  | 0 | 200 | 200 | 0 | RE | 4 | 1986 | 0 | 0 | 0 | 0 | [6 empty] | 0 | 0 | 0 | 0 | 1928 | 0 | 0 | E | [6 empty] | 0
3 |  | 20848 | 2220 | 2 | IC | 100 |  |  | 88 | 1931 |  |  |  | FO2 |  |  | 0 | 100 | 100 | 0 | RE | 4 | 1986 | 0 | 0 | 0 | 0 | [6 empty] | 0 | 0 | 0 | 0 | 1931 | 0 | 0 | E | [6 empty] | 0
3 |  | 20848 | 2220 | 3 | IC | 200 |  |  | 88 | 1949 |  |  |  | FO2 |  |  | 0 | 200 | 200 | 0 | RE | 4 | 1986 | 0 | 0 | 0 | 0 | [6 empty] | 0 | 0 | 0 | 0 | 1949 | 0 | 0 | E | [6 empty] | 0
3 |  | 20848 | 2220 | 4 | IC | 400 |  |  | 88 | 1957 | FO1 |  |  | FO2 |  |  | 0 | 300 | 200 | 0 | RE | 4 | 1986 | 0 | 0 | 0 | 0 | [6 empty] | 0 | 0 | 0 | 0 | 1957 | 0 | 0 | E | [6 empty] | 0
3 |  | 20848 | 2220 | 5 | IC | 900 |  |  | 88 | 1963 | FO1 |  |  | FO2 |  |  | 0 | 800 | 720 | 0 | RE | 4 | 1986 | 0 | 0 | 0 | 0 | [6 empty] | 0 | 0 | 0 | 0 | 1963 | 0 | 0 | E | [6 empty] | 0
3 |  | 20848 | 2220 | OP4 | IC | 448 | C |  | 8 | 1957 |  |  |  | FO1 |  |  | 0 | 400 | 400 | 0 | RE | 4 | 1986 | 0 | 0 | 0 | 0 | [6 empty] | 0 | 0 | 0 | 7 | 1957 | 0 | 0 | E | [6 empty] | 0
3 |  | 20856 | 4048 | 1 | HC | 380 | B | OP | 88 | 1928 |  |  |  | WAT |  |  | 0 | 358 | 685 | 0 |  | 0 | 0 | 0 | 0 | 0 | 0 | [6 empty] | 0 | 0 | 0 | 0 | 1928 | 0 | 0 | E | [6 empty] | 0
3 |  | 20856 | 4048 | 3 | ST | 25000 | C | OP | 1 | 1946 | NG |  |  | NG |  |  | 15628 | 27000 | 29000 | 0 |  | 0 | 0 | 0 | 0 | 0 | 0 | [6 empty] | 0 | 0 | 0 | 12 | 1945 | 0 | 0 | E | [6 empty] | 0
3 |  | 20856 | 4048 | 4 | ST | 25000 | C | OP | 1 | 1948 | NG |  |  | NG |  |  | 16441 | 27500 | 29700 | 0 |  | 0 | 0 | 0 | 0 | 0 | 0 | [6 empty] | 0 | 0 | 0 | 12 | 1947 | 0 | 0 | E | [6 empty] | 0
3 |  | 20856 | 4050 | 1 | ST | 30000 |  |  | 99 | 1931 |  |  |  | BIT |  |  | 0 | 0 | 0 | 0 | RE | 9 | 1980 | 0 | 0 | 0 | 0 | [6 empty] | 0 | 0 | 0 | 0 | 1931 | 0 | 0 | E | [6 empty] | 0
3 |  | 20856 | 4050 | 2 | ST | 30000 | B |  | 3 | 1942 | FO2 |  |  | BIT |  |  | 11541 | 33100 | 31800 | 0 | RE | 3 | 1985 | 0 | 0 | 0 | 0 | [6 empty] | 0 | 0 | 0 | 2 | 1942 | 0 | 0 | E | [6 empty] | 0
3 |  | 20856 | 4050 | 3 | ST | 60000 | B | OP | 7 | 1951 | FO2 |  |  | BIT |  |  | 11529 | 68000 | 68000 | 0 |  | 0 | 0 | 0 | 0 | 0 | 0 | [6 empty] | 0 | 0 | 0 | 6 | 1951 | 0 | 0 | E | [6 empty] | 0
3 |  | 20856 | 4050 | 4 | ST | 330000 | B | OP | 12 | 1969 | FO2 |  |  | BIT |  |  | 9724 | 330800 | 327800 | 0 |  | 0 | 0 | 0 | 0 | 0 | 0 | [6 empty] | 0 | 0 | 0 | 10 | 1969 | 0 | 0 | E | [6 empty] | 0
3 |  | 20856 | 4050 | 5 | ST | 380000 | B | OP | 3 | 1985 | FO2 |  |  | BIT |  |  | 10322 | 397300 | 389500 | 0 |  | 0 | 0 | 1 | 1981 | 0 | 0 | [6 empty] | 0 | 0 | 0 | 12 | 1984 | 0 | 0 | E | [6 empty] | 0
3 |  | 20856 | 4052 | 1 | HC | 250 | B | OP | 0 | 1927 |  |  |  | WAT |  |  | 0 | 266 | 361 | 0 |  | 0 | 0 | 0 | 0 | 0 | 0 | [6 empty] | 0 | 0 | 0 | 0 | 1927 | 0 | 0 | E | [6 empty] | 0
3 |  | 20856 | 4052 | 2 | HC | 250 | B | OP | 0 | 1927 |  |  |  | WAT |  |  | 0 | 266 | 361 | 0 |  | 0 | 0 | 0 | 0 | 0 | 0 | [6 empty] | 0 | 0 | 0 | 0 | 1927 | 0 | 0 | E | [6 empty] | 0
3 | B059 | 20856 | 4053 | 2 | HC | 2000 | B | OP | 0 | 1939 |  |  |  | WAT |  |  | 0 | 0 | 0 | 0 |  | 0 | 0 | 0 | 0 | 0 | 0 | [6 empty] | 0 | 0 | 0 | 0 | 1939 | 0 | 0 | E | [6 empty] | 0
3 | B059 | 20856 | 4053 | HC1 | HC | 2200 | B | OP | 0 | 1926 |  |  |  | WAT |  |  | 0 | 5800 | 6900 | 0 |  | 0 | 0 | 0 | 0 | 0 | 0 | [6 empty] | 0 | 0 | 0 | 0 | 1926 | 0 | 0 | E | [6 empty] | 0
3 | B059 | 20856 | 4053 | HC5 | HC | 2000 | B | OP | 0 | 1935 |  |  |  | WAT |  |  | 0 | 0 | 0 | 0 |  | 0 | 0 | 0 | 0 | 0 | 0 | [6 empty] | 0 | 0 | 0 | 0 | 1935 | 0 | 0 | E | [6 empty] | 0
3 | B059 | 20856 | 4053 | HC6 | HC | 2000 | B | OP | 0 | 1937 |  |  |  | WAT |  |  | 0 | 0 | 0 | 0 |  | 0 | 0 | 0 | 0 | 0 | 0 | [6 empty] | 0 | 0 | 0 | 0 | 1937 | 0 | 0 | E | [6 empty] | 0
3 |  | 20856 | 4054 | 1 | ST | 100000 | B | OP | 12 | 1959 | FO2 |  |  | BIT | SUB |  | 10858 | 110300 | 110500 | 0 |  | 0 | 0 | 0 | 0 | 0 | 0 | [6 empty] | 0 | 0 | 0 | 11 | 1959 | 0 | 0 | E | [6 empty] | 0
3 |  | 20856 | 4054 | 2 | ST | 100000 | B | OP | 12 | 1962 | FO2 |  |  | BIT |  |  | 10388 | 107500 | 108500 | 0 |  | 0 | 0 | 0 | 0 | 0 | 0 | [6 empty] | 0 | 0 | 0 | 10 | 1962 | 0 | 0 | E | [6 empty] | 0
3 |  | 20856 | 4055 | 4 | IC | 500 | C | SB | 0 | 1946 | FO2 |  |  | FO2 |  |  | 0 | 500 | 500 | 0 |  | 0 | 0 | 0 | 0 | 0 | 0 | [6 empty] | 0 | 0 | 0 | 0 | 1946 | 0 | 0 | E | [6 empty] | 0
3 | B061 | 20856 | 4056 | 1 | HC | 2075 | B | OP | 0 | 1914 |  |  |  | WAT |  |  | 0 | 13500 | 17000 | 0 |  | 0 | 0 | 0 | 0 | 0 | 0 | [6 empty] | 0 | 0 | 0 | 0 | 1914 | 0 | 0 | E | [6 empty] | 0
3 | B061 | 20856 | 4056 | 2 | HC | 2820 | B | OP | 0 | 1915 |  |  |  | WAT |  |  | 0 | 0 | 0 | 0 |  | 0 | 0 | 0 | 0 | 0 | 0 | [6 empty] | 0 | 0 | 0 | 0 | 1915 | 0 | 0 | E | [6 empty] | 0
3 | B061 | 20856 | 4056 | 3 | HC | 4800 | B | OP | 0 | 1920 |  |  |  | WAT |  |  | 0 | 0 | 0 | 0 |  | 0 | 0 | 0 | 0 | 0 | 0 | [6 empty] | 0 | 0 | 0 | 0 | 1920 | 0 | 0 | E | [6 empty] | 0
3 | B061 | 20856 | 4056 | 4 | HC | 4800 | B | OP | 0 | 1922 |  |  |  | WAT |  |  | 0 | 0 | 0 | 0 |  | 0 | 0 | 0 | 0 | 0 | 0 | [6 empty] | 0 | 0 | 0 | 0 | 1922 | 0 | 0 | E | [6 empty] | 0
3 | B061 | 20856 | 4056 | 5 | HC | 3500 | B | OP | 0 | 1938 |  |  |  | WAT |  |  | 0 | 0 | 0 | 0 |  | 0 | 0 | 0 | 0 | 0 | 0 | [6 empty] | 0 | 0 | 0 | 0 | 1938 | 0 | 0 | E | [6 empty] | 0
3 | B061 | 20856 | 4056 | 6 | HC | 3500 | B | OP | 0 | 1938 |  |  |  | WAT |  |  | 0 | 0 | 0 | 0 |  | 0 | 0 | 0 | 0 | 0 | 0 | [6 empty] | 0 | 0 | 0 | 0 | 1938 | 0 | 0 | E | [6 empty] | 0
3 | B061 | 20856 | 4056 | 7 | HC | 3500 | B | OP | 0 | 1940 |  |  |  | WAT |  |  | 0 | 0 | 0 | 0 |  | 0 | 0 | 0 | 0 | 0 | 0 | [6 empty] | 0 | 0 | 0 | 0 | 1940 | 0 | 0 | E | [6 empty] | 0
3 | B061 | 20856 | 4056 | 8 | HC | 3500 | B | OP | 0 | 1940 |  |  |  | WAT |  |  | 0 | 0 | 0 | 0 |  | 0 | 0 | 0 | 0 | 0 | 0 | [6 empty] | 0 | 0 | 0 | 0 | 1940 | 0 | 0 | E | [6 empty] | 0
3 |  | 20856 | 4057 | 1 | ST | 75000 | B | OP | 1 | 1954 | NG | FO2 |  | BIT |  |  | 11841 | 71000 | 76000 | 0 |  | 0 | 0 | 0 | 0 | 0 | 0 | [6 empty] | 0 | 0 | 0 | 12 | 1953 | 0 | 0 | E | [6 empty] | 0
3 |  | 20856 | 4057 | 2 | ST | 75000 | B | OP | 9 | 1955 | NG | FO2 |  | BIT |  |  | 11914 | 75500 | 78300 | 0 |  | 0 | 0 | 0 | 0 | 0 | 0 | [6 empty] | 0 | 0 | 0 | 8 | 1955 | 0 | 0 | E | [6 empty] | 0
3 |  | 20856 | 4057 | 3 | GT | 27000 | P | OP | 8 | 1967 | NG | FO2 |  | FO2 | NG |  | 23792 | 25000 | 34000 | 0 |  | 0 | 0 | 0 | 0 | 0 | 0 | [6 empty] | 0 | 0 | 0 | 7 | 1967 | 0 | 0 | E | [6 empty] | 0
3 |  | 20856 | 4057 | 4 | GT | 15000 | P | OP | 12 | 1968 | NG | FO2 |  | FO2 | NG |  | 19532 | 13300 | 18000 | 0 |  | 0 | 0 | 0 | 0 | 0 | 0 | [6 empty] | 0 | 0 | 0 | 11 | 1968 | 0 | 0 | E | [6 empty] | 0
3 |  | 20856 | 4057 | 5 | GT | 51000 | P | OP | 6 | 1972 | NG | FO2 |  | FO2 | NG |  | 14896 | 46000 | 64000 | 0 |  | 0 | 0 | 0 | 0 | 0 | 0 | [6 empty] | 0 | 0 | 0 | 5 | 1972 | 0 | 0 | E | [6 empty] | 0
3 |  | 20856 | 4057 | 6 | GT | 51000 | P | OP | 6 | 1972 | NG | FO2 |  | FO2 | NG |  | 15794 | 44000 | 63000 | 0 |  | 0 | 0 | 0 | 0 | 0 | 0 | [6 empty] | 0 | 0 | 0 | 5 | 1972 | 0 | 0 | E | [6 empty] | 0
3 |  | 20856 | 4058 | 1 | HC | 700 | B | OP | 0 | 1928 |  |  |  | WAT |  |  | 0 | 405 | 416 | 0 |  | 0 | 0 | 0 | 0 | 0 | 0 | [6 empty] | 0 | 0 | 0 | 0 | 1928 | 0 | 0 | E | [6 empty] | 0
3 |  | 20856 | 4059 | 1 | GT | 46500 | P | OP | 6 | 1971 | NG | FO2 |  | FO2 | NG |  | 20174 | 39000 | 44000 | 0 |  | 0 | 0 | 0 | 0 | 0 | 0 | [6 empty] | 0 | 0 | 0 | 5 | 1971 | 0 | 0 | E | [6 empty] | 0
3 |  | 20856 | 7203 | CT1 | GT | 0 |  |  | 0 | 0 | [6 empty] | 0 | 0 | 0 | 100000 | CO | 0 | 0 | 3 | 1994 | 5 | 1994 |  |  |  | NG | PET |  | 86000 | 100000 | 0 | 0 | 0 | 81711 | 98112 | [7 empty] | 0
3 |  | 20856 | 7203 | CT2 | GT | 0 |  |  | 0 | 0 | [6 empty] | 0 | 0 | 0 | 100000 | CO | 0 | 0 | 3 | 1996 | 5 | 1994 |  |  |  | NG | PET |  | 86000 | 100000 | 0 | 0 | 0 | 81711 | 98112 | [7 empty] | 0
3 |  | 20856 | 7203 | CT3 | GT | 0 |  |  | 0 | 0 | [6 empty] | 0 | 0 | 0 | 100000 | PL | 0 | 0 | 3 | 1996 | 5 | 1996 |  |  |  | NG | PET |  | 86000 | 100000 | 0 | 0 | 0 | 81711 | 98112 | [7 empty] | 0
3 |  | 20856 | 7203 | CT4 | GT | 0 |  |  | 0 | 0 | [6 empty] | 0 | 0 | 0 | 90000 | PL | 0 | 0 | 3 | 1999 | 5 | 1998 |  |  |  | NG | PET |  | 75000 | 90000 | 0 | 0 | 0 | 73707 | 88498 | [7 empty] | 0
3 |  | 20856 | 7269 | ST1 | ST | 0 |  |  | 0 | 0 | [6 empty] | 0 | 0 | 0 | 200000 | CN | 9 | 1991 | 5 | 1998 | 0 | 0 |  |  |  | COL |  |  | 200000 | 200000 | 0 | 0 | 0 | 188745 | 192698 | [7 empty] | 0
3 |  | 20856 | 8023 | 1 | ST | 512000 | B | OP | 5 | 1975 | FO2 |  |  | SUB |  |  | 10444 | 490300 | 499800 | 0 |  | 0 | 0 | 0 | 0 | 0 | 0 | [6 empty] | 0 | 0 | 0 | 2 | 1975 | 0 | 0 | E | [6 empty] | 0
3 |  | 20856 | 8023 | 2 | ST | 511000 | B | OP | 5 | 1978 | FO2 |  |  | SUB |  |  | 10317 | 487800 | 496800 | 0 |  | 0 | 0 | 0 | 0 | 0 | 0 | [6 empty] | 0 | 0 | 0 | 2 | 1978 | 0 | 0 | E | [6 empty] | 0
3 |  | 20860 | 1787 | 1 | HC | 1100 |  | OP | 88 | 1910 | WAT |  |  | WAT |  |  | 0 | 1100 | 1100 | 0 |  | 0 | 0 | 0 | 0 | 0 | 0 | [6 empty] | 0 | 0 | 0 | 0 | 1910 | 0 | 0 | E | [6 empty] | 0
3 |  | 20860 | 1787 | 2 | HC | 1100 |  | OP | 88 | 1910 | WAT |  |  | WAT |  |  | 0 | 1100 | 1100 | 0 |  | 0 | 0 | 0 | 0 | 0 | 0 | [6 empty] | 0 | 0 | 0 | 0 | 1910 | 0 | 0 | E | [6 empty] | 0
3 |  | 20860 | 1787 | 3 | HC | 1500 |  | OP | 88 | 1912 | WAT |  |  | WAT |  |  | 0 | 1500 | 1500 | 0 |  | 0 | 0 | 0 | 0 | 0 | 0 | [6 empty] | 0 | 0 | 0 | 0 | 1912 | 0 | 0 | E | [6 empty] | 0
3 |  | 20860 | 1787 | 4 | HC | 1890 |  | OP | 88 | 1918 | WAT |  |  | WAT |  |  | 0 | 1890 | 1890 | 0 |  | 0 | 0 | 0 | 0 | 0 | 0 | [6 empty] | 0 | 0 | 0 | 0 | 1918 | 0 | 0 | E | [6 empty] | 0
3 |  | 20860 | 1787 | 5 | HC | 1920 |  | OP | 88 | 1923 | WAT |  |  | WAT |  |  | 0 | 1920 | 1920 | 0 |  | 0 | 0 | 0 | 0 | 0 | 0 | [6 empty] | 0 | 0 | 0 | 0 | 1923 | 0 | 0 | E | [6 empty] | 0
3 |  | 20860 | 4060 | 1 | HC | 1400 |  | OP | 88 | 1925 | WAT |  |  | WAT |  |  | 0 | 1400 | 1400 | 0 |  | 0 | 0 | 0 | 0 | 0 | 0 | [6 empty] | 0 | 0 | 0 | 0 | 1925 | 0 | 0 | E | [6 empty] | 0
3 |  | 20860 | 4060 | 2 | HC | 1400 |  | OP | 88 | 1925 | WAT |  |  | WAT |  |  | 0 | 1400 | 1400 | 0 |  | 0 | 0 | 0 | 0 | 0 | 0 | [6 empty] | 0 | 0 | 0 | 0 | 1925 | 0 | 0 | E | [6 empty] | 0
3 |  | 20860 | 4060 | 3 | HC | 1400 |  | OP | 88 | 1925 | WAT |  |  | WAT |  |  | 0 | 1400 | 1400 | 0 |  | 0 | 0 | 0 | 0 | 0 | 0 | [6 empty] | 0 | 0 | 0 | 0 | 1925 | 0 | 0 | E | [6 empty] | 0
3 |  | 20860 | 4061 | 1 | HC | 3200 |  | OP | 88 | 1924 | WAT |  |  | WAT |  |  | 0 | 3500 | 3500 | 0 |  | 0 | 0 | 0 | 0 | 0 | 0 | [6 empty] | 0 | 0 | 0 | 0 | 1924 | 0 | 0 | E | [6 empty] | 0
3 |  | 20860 | 4061 | 2 | HC | 3200 |  | OP | 88 | 1924 | WAT |  |  | WAT |  |  | 0 | 3500 | 3500 | 0 |  | 0 | 0 | 0 | 0 | 0 | 0 | [6 empty] | 0 | 0 | 0 | 0 | 1924 | 0 | 0 | E | [6 empty] | 0
3 |  | 20860 | 4062 | 1 | IC | 2000 |  | OP | 88 | 1964 | FO2 |  |  | FO2 |  |  | 0 | 2000 | 2000 | 0 |  | 0 | 0 | 0 | 0 | 0 | 0 | [6 empty] | 0 | 0 | 0 | 0 | 1964 | 0 | 0 | E | [6 empty] | 0
3 |  | 20860 | 4062 | 2 | IC | 2000 |  | OP | 88 | 1964 | FO2 |  |  | FO2 |  |  | 0 | 2000 | 2000 | 0 |  | 0 | 0 | 0 | 0 | 0 | 0 | [6 empty] | 0 | 0 | 0 | 0 | 1964 | 0 | 0 | E | [6 empty] | 0
3 |  | 20860 | 4063 | 1 | HC | 11000 |  | OP | 88 | 1938 | WAT |  |  | WAT |  |  | 0 | 11000 | 11000 | 0 |  | 0 | 0 | 0 | 0 | 0 | 0 | [6 empty] | 0 | 0 | 0 | 0 | 1938 | 0 | 0 | E | [6 empty] | 0
3 |  | 20860 | 4063 | 2 | HC | 6240 |  | OP | 88 | 1938 | WAT |  |  | WAT |  |  | 0 | 6240 | 6240 | 0 |  | 0 | 0 | 0 | 0 | 0 | 0 | [6 empty] | 0 | 0 | 0 | 0 | 1938 | 0 | 0 | E | [6 empty] | 0
3 |  | 20860 | 4064 | 1 | HC | 800 |  | OP | 88 | 1923 | WAT |  |  | WAT |  |  | 0 | 950 | 950 | 0 |  | 0 | 0 | 0 | 0 | 0 | 0 | [6 empty] | 0 | 0 | 0 | 0 | 1923 | 0 | 0 | E | [6 empty] | 0
3 |  | 20860 | 4064 | 2 | HC | 500 |  | OP | 9 | 1984 | WAT |  |  | WAT |  |  | 0 | 500 | 500 | 0 |  | 0 | 0 | 0 | 0 | 0 | 0 | [6 empty] | 0 | 0 | 0 | 6 | 1984 | 0 | 0 | E | [6 empty] | 0
3 |  | 20860 | 4064 | 3 | HC | 400 |  | OP | 10 | 1984 | WAT |  |  | WAT |  |  | 0 | 450 | 450 | 0 |  | 0 | 0 | 0 | 0 | 0 | 0 | [6 empty] | 0 | 0 | 0 | 7 | 1984 | 0 | 0 | E | [6 empty] | 0
3 |  | 20860 | 4064 | R2 | HC | 300 |  |  | 88 | 1905 |  |  |  | WAT |  |  | 0 | 0 | 0 | 0 | RE | 5 | 1983 | 0 | 0 | 0 | 0 | [6 empty] | 0 | 0 | 0 | 0 | 1905 | 0 | 0 | E | [6 empty] | 0
3 |  | 20860 | 4065 | 1 | HC | 1400 |  | OP | 88 | 1910 | WAT |  |  | WAT |  |  | 0 | 1400 | 1400 | 0 |  | 0 | 0 | 0 | 0 | 0 | 0 | [6 empty] | 0 | 0 | 0 | 0 | 1910 | 0 | 0 | E | [6 empty] | 0
3 |  | 20860 | 4065 | 2 | HC | 1400 |  | OP | 88 | 1910 | WAT |  |  | WAT |  |  | 0 | 1400 | 1400 | 0 |  | 0 | 0 | 0 | 0 | 0 | 0 | [6 empty] | 0 | 0 | 0 | 0 | 1910 | 0 | 0 | E | [6 empty] | 0
3 |  | 20860 | 4065 | 3 | HC | 1400 |  | OP | 88 | 1910 | WAT |  |  | WAT |  |  | 0 | 1400 | 1400 | 0 |  | 0 | 0 | 0 | 0 | 0 | 0 | [6 empty] | 0 | 0 | 0 | 0 | 1910 | 0 | 0 | E | [6 empty] | 0
3 |  | 20860 | 4065 | 4 | HC | 1400 |  | OP | 88 | 1910 | WAT |  |  | WAT |  |  | 0 | 1400 | 1400 | 0 |  | 0 | 0 | 0 | 0 | 0 | 0 | [6 empty] | 0 | 0 | 0 | 0 | 1910 | 0 | 0 | E | [6 empty] | 0
3 |  | 20860 | 4065 | 5 | HC | 1400 |  | OP | 88 | 1910 | WAT |  |  | WAT |  |  | 0 | 1400 | 1400 | 0 |  | 0 | 0 | 0 | 0 | 0 | 0 | [6 empty] | 0 | 0 | 0 | 0 | 1910 | 0 | 0 | E | [6 empty] | 0
3 |  | 20860 | 4066 | 1 | HC | 200 |  | OP | 88 | 1923 | WAT |  |  | WAT |  |  | 0 | 200 | 200 | 0 |  | 0 | 0 | 0 | 0 | 0 | 0 | [6 empty] | 0 | 0 | 0 | 0 | 1923 | 0 | 0 | E | [6 empty] | 0
3 |  | 20860 | 4066 | 2 | HC | 192 |  | OP | 88 | 1920 | WAT |  |  | WAT |  |  | 0 | 192 | 192 | 0 |  | 0 | 0 | 3 | 1998 | 0 | 0 | [6 empty] | 0 | 0 | 0 | 0 | 1920 | 0 | 0 | E | [6 empty] | 0
3 |  | 20860 | 4066 | 3 | HC | 120 |  | OP | 88 | 1922 | WAT |  |  | WAT |  |  | 0 | 120 | 120 | 0 |  | 0 | 0 | 0 | 0 | 0 | 0 | [6 empty] | 0 | 0 | 0 | 0 | 1922 | 0 | 0 | E | [6 empty] | 0
3 |  | 20860 | 4067 | 1 | HC | 1760 |  | OP | 88 | 1923 | WAT |  |  | WAT |  |  | 0 | 2000 | 2000 | 0 |  | 0 | 0 | 0 | 0 | 0 | 0 | [6 empty] | 0 | 0 | 0 | 0 | 1923 | 0 | 0 | E | [6 empty] | 0
3 |  | 20860 | 4067 | 2 | HC | 1760 |  | OP | 88 | 1923 | WAT |  |  | WAT |  |  | 0 | 2000 | 2000 | 0 |  | 0 | 0 | 0 | 0 | 0 | 0 | [6 empty] | 0 | 0 | 0 | 0 | 1923 | 0 | 0 | E | [6 empty] | 0
3 |  | 20860 | 4068 | 1 | HC | 420 |  | OP | 88 | 1917 | WAT |  |  | WAT |  |  | 0 | 420 | 420 | 0 |  | 0 | 0 | 0 | 0 | 0 | 0 | [6 empty] | 0 | 0 | 0 | 0 | 1917 | 0 | 0 | E | [6 empty] | 0
3 |  | 20860 | 4068 | 2 | HC | 420 |  | OP | 88 | 1917 | WAT |  |  | WAT |  |  | 0 | 420 | 420 | 0 |  | 0 | 0 | 0 | 0 | 0 | 0 | [6 empty] | 0 | 0 | 0 | 0 | 1917 | 0 | 0 | E | [6 empty] | 0
3 |  | 20860 | 4068 | 3 | HC | 1500 |  | OP | 6 | 1984 | WAT |  |  | WAT |  |  | 0 | 1500 | 1500 | 0 |  | 0 | 0 | 0 | 0 | 0 | 0 | [6 empty] | 0 | 0 | 0 | 3 | 1984 | 0 | 0 | E | [6 empty] | 0
3 |  | 20860 | 4069 | 1 | HC | 250 |  | OP | 88 | 1927 | WAT |  |  | WAT |  |  | 0 | 250 | 250 | 0 |  | 0 | 0 | 0 | 0 | 0 | 0 | [6 empty] | 0 | 0 | 0 | 0 | 1927 | 0 | 0 | E | [6 empty] | 0
3 |  | 20860 | 4069 | 3 | HC | 250 |  | OP | 88 | 1924 | WAT |  |  | WAT |  |  | 0 | 250 | 250 | 0 |  | 0 | 0 | 0 | 0 | 0 | 0 | [6 empty] | 0 | 0 | 0 | 0 | 1924 | 0 | 0 | E | [6 empty] | 0
3 |  | 20860 | 4070 | 1 | HC | 224 |  | OP | 88 | 1920 | WAT |  |  | WAT |  |  | 0 | 224 | 224 | 0 |  | 0 | 0 | 0 | 0 | 0 | 0 | [6 empty] | 0 | 0 | 0 | 0 | 1920 | 0 | 0 | E | [6 empty] | 0
3 |  | 20860 | 4070 | 4 | HC | 360 |  | OP | 88 | 1924 | WAT |  |  | WAT |  |  | 0 | 360 | 360 | 0 |  | 0 | 0 | 0 | 0 | 0 | 0 | [6 empty] | 0 | 0 | 0 | 0 | 1924 | 0 | 0 | E | [6 empty] | 0
3 |  | 20860 | 4071 | 1 | HC | 500 |  | OP | 88 | 1926 | WAT |  |  | WAT |  |  | 0 | 500 | 500 | 0 |  | 0 | 0 | 0 | 0 | 0 | 0 | [6 empty] | 0 | 0 | 0 | 0 | 1926 | 0 | 0 | E | [6 empty] | 0
3 |  | 20860 | 4071 | 2 | HC | 440 |  | OP | 88 | 1921 | WAT |  |  | WAT |  |  | 0 | 440 | 440 | 0 |  | 0 | 0 | 0 | 0 | 0 | 0 | [6 empty] | 0 | 0 | 0 | 0 | 1921 | 0 | 0 | E | [6 empty] | 0
3 |  | 20860 | 4071 | 3 | HC | 440 |  | OP | 88 | 1921 | WAT |  |  | WAT |  |  | 0 | 440 | 440 | 0 |  | 0 | 0 | 0 | 0 | 0 | 0 | [6 empty] | 0 | 0 | 0 | 0 | 1921 | 0 | 0 | E | [6 empty] | 0
3 |  | 20860 | 4072 | 1 | ST | 10000 |  |  | 1 | 1927 |  |  |  | FO2 | NG |  | 0 | 0 | 0 | 0 | RE | 99 | 1982 | 0 | 0 | 0 | 0 | [6 empty] | 0 | 0 | 0 | 0 | 1927 | 0 | 0 | E | [6 empty] | 0
3 |  | 20860 | 4072 | 2 | ST | 10000 |  |  | 10 | 1927 |  |  |  | FO2 | NG |  | 0 | 0 | 0 | 0 | RE | 99 | 1982 | 0 | 0 | 0 | 0 | [6 empty] | 0 | 0 | 0 | 0 | 1927 | 0 | 0 | E | [6 empty] | 0
3 |  | 20860 | 4072 | 3 | ST | 30000 | P | OP | 1 | 1943 | NG |  |  | BIT |  |  | 15756 | 23200 | 22800 | 0 | RT | 1 | 1998 | 0 | 0 | 0 | 0 | [6 empty] | 0 | 0 | 0 | 12 | 1942 | 0 | 0 | E | [6 empty] | 0
3 |  | 20860 | 4072 | 4 | ST | 30000 | P | OP | 8 | 1947 | NG |  |  | BIT |  |  | 16773 | 28300 | 27500 | 0 | RT | 1 | 1998 | 0 | 0 | 0 | 0 | [6 empty] | 0 | 0 | 0 | 7 | 1947 | 0 | 0 | E | [6 empty] | 0
3 |  | 20860 | 4072 | 5 | ST | 50000 | C | OP | 9 | 1949 | NG |  |  | BIT |  |  | 12905 | 52300 | 52700 | 0 |  | 0 | 0 | 0 | 0 | 0 | 0 | [6 empty] | 0 | 0 | 0 | 8 | 1949 | 0 | 0 | E | [6 empty] | 0
3 |  | 20860 | 4072 | 6 | ST | 60000 | C | OP | 11 | 1951 | NG |  |  | BIT |  |  | 12858 | 64900 | 67300 | 0 |  | 0 | 0 | 0 | 0 | 0 | 0 | [6 empty] | 0 | 0 | 0 | 10 | 1951 | 0 | 0 | E | [6 empty] | 0
3 |  | 20860 | 4072 | 7 | ST | 81600 | B | OP | 11 | 1958 | NG |  |  | BIT |  |  | 11152 | 88500 | 86800 | 0 |  | 0 | 0 | 0 | 0 | 0 | 0 | [6 empty] | 0 | 0 | 0 | 10 | 1958 | 0 | 0 | E | [6 empty] | 0
3 |  | 20860 | 4072 | 8 | ST | 136000 | B | OP | 12 | 1964 | FO2 |  |  | BIT |  |  | 10384 | 134800 | 135500 | 0 |  | 0 | 0 | 0 | 0 | 0 | 0 | [6 empty] | 0 | 0 | 0 | 10 | 1964 | 0 | 0 | E | [6 empty] | 0
3 |  | 20860 | 4073 | 1 | IC | 1000 |  |  | 99 | 1949 |  |  |  | FO2 |  |  | 0 | 0 | 0 | 0 | RE | 0 | 0 | 0 | 0 | 0 | 0 | [6 empty] | 0 | 0 | 0 | 0 | 1949 | 0 | 0 | E | [6 empty] | 0
3 |  | 20860 | 4073 | 2 | IC | 1000 |  |  | 99 | 1949 |  |  |  | FO2 |  |  | 0 | 0 | 0 | 0 | RE | 0 | 0 | 0 | 0 | 0 | 0 | [6 empty] | 0 | 0 | 0 | 0 | 1949 | 0 | 0 | E | [6 empty] | 0
3 |  | 20860 | 4073 | 3 | IC | 1000 |  |  | 99 | 1949 |  |  |  | FO2 |  |  | 0 | 0 | 0 | 0 | RE | 0 | 0 | 0 | 0 | 0 | 0 | [6 empty] | 0 | 0 | 0 | 0 | 1949 | 0 | 0 | E | [6 empty] | 0
3 |  | 20860 | 4074 | 1 | HC | 1920 |  | OP | 88 | 1925 | WAT |  |  | WAT |  |  | 0 | 2000 | 2000 | 0 |  | 0 | 0 | 0 | 0 | 0 | 0 | [6 empty] | 0 | 0 | 0 | 0 | 1925 | 0 | 0 | E | [6 empty] | 0
3 |  | 20860 | 4074 | 2 | HC | 1920 |  | OP | 88 | 1925 | WAT |  |  | WAT |  |  | 0 | 2000 | 2000 | 0 |  | 0 | 0 | 0 | 0 | 0 | 0 | [6 empty] | 0 | 0 | 0 | 0 | 1925 | 0 | 0 | E | [6 empty] | 0
3 |  | 20860 | 4075 | 1 | HC | 1300 |  | OP | 88 | 1938 | WAT |  |  | WAT |  |  | 0 | 1300 | 1300 | 0 |  | 0 | 0 | 0 | 0 | 0 | 0 | [6 empty] | 0 | 0 | 0 | 0 | 1938 | 0 | 0 | E | [6 empty] | 0
3 |  | 20860 | 4075 | 2 | HC | 1300 |  | OP | 88 | 1938 | WAT |  |  | WAT |  |  | 0 | 1300 | 1300 | 0 |  | 0 | 0 | 0 | 0 | 0 | 0 | [6 empty] | 0 | 0 | 0 | 0 | 1938 | 0 | 0 | E | [6 empty] | 0
3 |  | 20860 | 4076 | 31 | GT | 41850 | P | OP | 88 | 1971 | NG |  |  | NG | FO2 |  | 18887 | 40700 | 46500 | 0 |  | 0 | 0 | 0 | 0 | 0 | 0 | [6 empty] | 0 | 0 | 0 | 0 | 1971 | 0 | 0 | E | [6 empty] | 0
3 |  | 20860 | 4076 | 32 | GT | 41850 | P | OP | 88 | 1973 | NG |  |  | NG | FO2 |  | 15503 | 39400 | 48200 | 0 |  | 0 | 0 | 0 | 0 | 0 | 0 | [6 empty] | 0 | 0 | 0 | 0 | 1973 | 0 | 0 | E | [6 empty] | 0
3 |  | 20860 | 4076 | 33 | GT | 0 |  |  | 0 | 0 | [6 empty] | 0 | 0 | 0 | 75000 | PL | 0 | 0 | 6 | 1993 | 6 | 1993 |  |  |  | NG | FO2 |  | 75000 | 95000 | 0 | 0 | 0 | 61665 | 74034 | [7 empty] | 0
3 |  | 20860 | 4077 | 1 | HC | 1800 |  | OP | 88 | 1921 | WAT |  |  | WAT |  |  | 0 | 1800 | 1800 | 0 |  | 0 | 0 | 0 | 0 | 0 | 0 | [6 empty] | 0 | 0 | 0 | 0 | 1921 | 0 | 0 | E | [6 empty] | 0
3 |  | 20860 | 4077 | 2 | HC | 1800 |  | OP | 88 | 1921 | WAT |  |  | WAT |  |  | 0 | 1800 | 1800 | 0 |  | 0 | 0 | 0 | 0 | 0 | 0 | [6 empty] | 0 | 0 | 0 | 0 | 1921 | 0 | 0 | E | [6 empty] | 0
3 |  | 20860 | 4077 | 3 | HC | 1800 |  | OP | 88 | 1924 | WAT |  |  | WAT |  |  | 0 | 1800 | 1800 | 0 |  | 0 | 0 | 0 | 0 | 0 | 0 | [6 empty] | 0 | 0 | 0 | 0 | 1924 | 0 | 0 | E | [6 empty] | 0
3 |  | 20860 | 4078 | 1 | ST | 60000 | C | OP | 11 | 1954 | FO2 |  |  | BIT |  |  | 12976 | 66500 | 67500 | 0 |  | 0 | 0 | 0 | 0 | 0 | 0 | [6 empty] | 0 | 0 | 0 | 10 | 1954 | 0 | 0 | E | [6 empty] | 0
3 |  | 20860 | 4078 | 2 | ST | 81600 | B | OP | 9 | 1960 | FO2 |  |  | BIT | NG |  | 10632 | 88500 | 89800 | 0 |  | 0 | 0 | 0 | 0 | 0 | 0 | [6 empty] | 0 | 0 | 0 | 8 | 1960 | 0 | 0 | [7 empty] | 0
3 |  | 20860 | 4078 | 3 | ST | 350460 | B | OP | 12 | 1981 | FO2 | NG |  | SUB |  |  | 10695 | 339000 | 337000 | 0 |  | 0 | 0 | 0 | 0 | 0 | 0 | [6 empty] | 0 | 0 | 0 | 8 | 1981 | 0 | 0 | [7 empty] | 0
3 |  | 20860 | 4078 | 31 | GT | 21500 | P | OP | 3 | 1969 | FO2 | NG |  | NG | FO2 |  | 15550 | 20300 | 25000 | 0 |  | 0 | 0 | 0 | 0 | 0 | 0 | [6 empty] | 0 | 0 | 0 | 2 | 1969 | 0 | 0 | E | [6 empty] | 0
3 |  | 20860 | 4078 | 32 | GT | 51000 | P | OP | 6 | 1973 | NG | FO2 |  | NG | FO2 |  | 13721 | 48500 | 65300 | 0 |  | 0 | 0 | 0 | 0 | 0 | 0 | [6 empty] | 0 | 0 | 0 | 5 | 1973 | 0 | 0 | E | [6 empty] | 0
3 |  | 20860 | 4191 | NA1 | ST | 0 |  |  | 0 | 0 | [6 empty] | 0 | 0 | 0 | 5000 | CN | 10 | 1987 | 3 | 1989 | 0 | 0 |  |  |  | REF |  |  | 5000 | 5000 | 0 | 0 | 0 | 5000 | 5000 | [7 empty] | 0
3 |  | 20860 | 4191 | NA2 | ST | 0 |  |  | 0 | 0 | [6 empty] | 0 | 0 | 0 | 5000 | CN | 10 | 1987 | 3 | 1993 | 0 | 0 |  |  |  | REF |  |  | 5000 | 5000 | 0 | 0 | 0 | 5000 | 5000 | [7 empty] | 0
3 |  | 20860 | 4196 | NA1 | HC | 0 |  |  | 0 | 0 | [6 empty] | 0 | 0 | 0 | 1000 | CN | 10 | 1987 | 3 | 1987 | 0 | 0 |  |  |  | WAT |  |  | 1000 | 1000 | 0 | 0 | 0 | 1000 | 1000 | [7 empty] | 0
3 |  | 20860 | 4196 | NA2 | HC | 0 |  |  | 0 | 0 | [6 empty] | 0 | 0 | 0 | 1000 | CN | 10 | 1987 | 3 | 1991 | 0 | 0 |  |  |  | WAT |  |  | 1000 | 1000 | 0 | 0 | 0 | 1000 | 1000 | [7 empty] | 0
3 |  | 20860 | 4196 | NA3 | HC | 0 |  |  | 0 | 0 | [6 empty] | 0 | 0 | 0 | 1000 | CN | 10 | 1987 | 3 | 1992 | 0 | 0 |  |  |  | WAT |  |  | 1000 | 1000 | 0 | 0 | 0 | 1000 | 1000 | [7 empty] | 0
3 |  | 20860 | 4196 | NA4 | HC | 0 |  |  | 0 | 0 | [6 empty] | 0 | 0 | 0 | 1000 | CN | 10 | 1987 | 3 | 1995 | 0 | 0 |  |  |  | WAT |  |  | 1000 | 1000 | 0 | 0 | 0 | 1000 | 1000 | [7 empty] | 0
3 |  | 20860 | 4197 | NA1 | ST | 0 |  |  | 0 | 0 | [6 empty] | 0 | 0 | 0 | 12000 | CN | 10 | 1987 | 3 | 1998 | 0 | 0 |  |  |  | COL |  |  | 12000 | 12000 | 0 | 0 | 0 | 12000 | 12000 | [7 empty] | 0
3 |  | 20860 | 4197 | NA2 | ST | 0 |  |  | 0 | 0 | [6 empty] | 0 | 0 | 0 | 12000 | CN | 10 | 1987 | 3 | 1994 | 0 | 0 |  |  |  | COL |  |  | 12000 | 12000 | 0 | 0 | 0 | 12000 | 12000 | [7 empty] | 0
3 |  | 20860 | 5022 | 1 | ST | 0 |  |  | 0 | 0 | [6 empty] | 0 | 0 | 0 | 10000 | CN | 10 | 1987 | 3 | 1990 | 0 | 0 |  |  |  | WD |  |  | 10000 | 10000 | 0 | 0 | 0 | 10000 | 10000 | [7 empty] | 0
3 |  | 20860 | 5024 | 1 | WT | 40 | B | OP | 9 | 1984 | WND |  |  | WND |  |  | 0 | 40 | 40 | 0 |  | 0 | 0 | 0 | 0 | 0 | 0 | [6 empty] | 0 | 0 | 0 | 9 | 1984 | 0 | 0 | [7 empty] | 0
3 |  | 20860 | 7010 | NA1 | WT | 0 |  |  | 0 | 0 | [6 empty] | 0 | 0 | 0 | 1000 | CN | 10 | 1987 | 3 | 1993 | 0 | 0 |  |  |  | WND |  |  | 1000 | 1000 | 0 | 0 | 0 | 1000 | 1000 | [7 empty] | 0
3 |  | 20860 | 7010 | NA2 | WT | 0 |  |  | 0 | 0 | [6 empty] | 0 | 0 | 0 | 1000 | CN | 10 | 1987 | 3 | 1994 | 0 | 0 |  |  |  | WND |  |  | 1000 | 1000 | 0 | 0 | 0 | 1000 | 1000 | [7 empty] | 0
3 |  | 20860 | 7010 | NA3 | WT | 0 |  |  | 0 | 0 | [6 empty] | 0 | 0 | 0 | 1000 | CN | 10 | 1987 | 3 | 1995 | 0 | 0 |  |  |  | WND |  |  | 1000 | 1000 | 0 | 0 | 0 | 1000 | 1000 | [7 empty] | 0
3 |  | 20860 | 7197 | 1 | HC | 0 |  |  | 0 | 0 | [6 empty] | 0 | 0 | 0 | 4000 | CN | 3 | 1991 | 3 | 1998 | 0 | 0 | OT |  |  | WAT |  |  | 2620 | 2620 | 0 | 0 | 0 | 4008 | 3900 |  |  |  |  | Y | Site determined to be unfeasible for hydro development |  | 0
3 |  | 20860 | 7198 | 1 | HC | 0 |  |  | 0 | 0 | [6 empty] | 0 | 0 | 0 | 1100 | CN | 3 | 1991 | 3 | 1998 | 0 | 0 | OT |  |  | WAT |  |  | 560 | 560 | 0 | 0 | 0 | 1050 | 1037 |  |  |  |  | Y | Site determined to be unfeasible for hydro development. |  | 0
3 |  | 20860 | 7272 | 1 | HC | 0 |  |  | 0 | 0 | [6 empty] | 0 | 0 | 0 | 2000 | PL | 0 | 0 | 6 | 1998 | 6 | 1998 |  |  |  | WAT |  |  | 2000 | 2000 | 0 | 0 | 0 | 1953 | 1915 | [7 empty] | 0
3 |  | 20860 | 7273 | 1 | GT | 0 |  |  | 0 | 0 | [6 empty] | 0 | 0 | 0 | 75000 | PL | 0 | 0 | 6 | 1994 | 6 | 1994 |  |  |  | NG | FO2 |  | 75000 | 95000 | 0 | 0 | 0 | 61665 | 74034 | [7 empty] | 0
3 |  | 20860 | 7274 | 1 | GT | 0 |  |  | 0 | 0 | [6 empty] | 0 | 0 | 0 | 75000 | PL | 0 | 0 | 6 | 1995 | 6 | 1996 |  |  |  | NG | FO2 |  | 75000 | 95000 | 0 | 0 | 0 | 61665 | 74034 | [7 empty] | 0
3 |  | 20860 | 7275 | 1 | GT | 0 |  |  | 0 | 0 | [6 empty] | 0 | 0 | 0 | 3000 | PL | 0 | 0 | 6 | 1998 | 6 | 1994 |  |  |  | MTE |  |  | 3000 | 3000 | 0 | 0 | 0 | 2644 | 3170 | [7 empty] | 0
3 |  | 20860 | 7308 | 1 | GT | 0 |  |  | 0 | 0 | [6 empty] | 0 | 0 | 0 | 50000 | PL | 0 | 0 | 6 | 1995 | 6 | 1995 |  |  |  | NG |  |  | 50000 | 50000 | 0 | 0 | 0 | 41471 | 49781 | [7 empty] | 0
3 |  | 20860 | 7309 | 1 | GT | 0 |  |  | 0 | 0 | [6 empty] | 0 | 0 | 0 | 50000 | PL | 0 | 0 | 6 | 1997 | 6 | 1997 |  |  |  | NG |  |  | 50000 | 50000 | 0 | 0 | 0 | 41471 | 49781 | [7 empty] | 0
3 |  | 20860 | 7310 | 1 | ST | 0 |  |  | 0 | 0 | [6 empty] | 0 | 0 | 0 | 150000 | PL | 0 | 0 | 1 | 2001 | 1 | 2001 |  |  |  | SUB |  |  | 150000 | 150000 | 0 | 0 | 0 | 142202 | 145201 | [7 empty] | 0
3 |  | 20860 | 7311 | 1 | ST | 0 |  |  | 0 | 0 | [6 empty] | 0 | 0 | 0 | 4000 | PL | 0 | 0 | 1 | 1998 | 1 | 1998 |  |  |  | REF |  |  | 4000 | 4000 | 0 | 0 | 0 | 4015 | 4107 | [7 empty] | 0
3 |  | 20860 | 8024 | 1 | NP | 535000 | B | OP | 6 | 1974 | UR |  |  | UR |  |  | 10794 | 519000 | 522000 | 0 |  | 0 | 0 | 0 | 0 | 0 | 0 | [6 empty] | 0 | 0 | 535000 | 12 | 1973 | 0 | 0 | [7 empty] | 0
3 |  | 20863 | 4079 | 1 | HC | 3000 | B | OP | 8 | 1951 | WAT |  |  | WAT |  |  | 0 | 3500 | 3500 | 0 |  | 0 | 0 | 0 | 0 | 0 | 0 | [6 empty] | 0 | 0 | 0 | 5 | 1951 | 0 | 0 | E | [6 empty] | 0
3 |  | 20863 | 4079 | 2 | HC | 3000 | B | OP | 11 | 1950 | WAT |  |  | WAT |  |  | 0 | 3500 | 3500 | 0 |  | 0 | 0 | 0 | 0 | 0 | 0 | [6 empty] | 0 | 0 | 0 | 8 | 1950 | 0 | 0 | E | [6 empty] | 0
3 |  | 20863 | 4079 | 3 | HC | 3000 | B | OP | 10 | 1950 | WAT |  |  | WAT |  |  | 0 | 3500 | 3500 | 0 |  | 0 | 0 | 0 | 0 | 0 | 0 | [6 empty] | 0 | 0 | 0 | 7 | 1950 | 0 | 0 | E | [6 empty] | 0
3 |  | 20863 | 4079 | 4 | HC | 3000 | B | OP | 8 | 1950 | WAT |  |  | WAT |  |  | 0 | 3500 | 3500 | 0 |  | 0 | 0 | 0 | 0 | 0 | 0 | [6 empty] | 0 | 0 | 0 | 5 | 1950 | 0 | 0 | E | [6 empty] | 0
3 |  | 20863 | 4079 | 5 | HC | 3000 | B | OP | 8 | 1950 | WAT |  |  | WAT |  |  | 0 | 3500 | 3500 | 0 |  | 0 | 0 | 0 | 0 | 0 | 0 | [6 empty] | 0 | 0 | 0 | 5 | 1950 | 0 | 0 | E | [6 empty] | 0
3 |  | 20863 | 4080 | 1 | HC | 5000 | B | OP | 8 | 1949 | WAT |  |  | WAT |  |  | 0 | 5000 | 5000 | 0 |  | 0 | 0 | 0 | 0 | 0 | 0 | [6 empty] | 0 | 0 | 0 | 5 | 1949 | 0 | 0 | E | [6 empty] | 0
3 |  | 20863 | 4080 | 2 | HC | 5000 | B | OP | 10 | 1949 | WAT |  |  | WAT |  |  | 0 | 5000 | 5000 | 0 |  | 0 | 0 | 0 | 0 | 0 | 0 | [6 empty] | 0 | 0 | 0 | 7 | 1949 | 0 | 0 | E | [6 empty] | 0
3 |  | 20863 | 4080 | 3 | HC | 5000 | B | OP | 11 | 1949 | WAT |  |  | WAT |  |  | 0 | 5000 | 5000 | 0 |  | 0 | 0 | 0 | 0 | 0 | 0 | [6 empty] | 0 | 0 | 0 | 8 | 1949 | 0 | 0 | E | [6 empty] | 0
3 |  | 20863 | 4080 | 4 | HC | 5000 | B | OP | 1 | 1950 | WAT |  |  | WAT |  |  | 0 | 5000 | 5000 | 0 |  | 0 | 0 | 0 | 0 | 0 | 0 | [6 empty] | 0 | 0 | 0 | 10 | 1949 | 0 | 0 | E | [6 empty] | 0
3 |  | 20880 | 2316 | 1 | IC | 645 | C | SB | 88 | 1954 | FO2 |  |  | FO2 |  |  | 0 | 645 | 645 | 0 |  | 0 | 0 | 0 | 0 | 0 | 0 | [6 empty] | 0 | 0 | 0 | 0 | 1954 | 0 | 0 | E | [6 empty] | 0
3 |  | 20880 | 2316 | 2 | IC | 460 | C | SB | 88 | 1947 | FO2 |  |  | FO2 |  |  | 0 | 460 | 460 | 0 |  | 0 | 0 | 0 | 0 | 0 | 0 | [6 empty] | 0 | 0 | 0 | 0 | 1947 | 0 | 0 | E | [6 empty] | 0
3 |  | 20880 | 2316 | 3 | IC | 800 | C | SB | 88 | 1969 | FO2 |  |  | FO2 |  |  | 0 | 800 | 800 | 0 |  | 0 | 0 | 0 | 0 | 0 | 0 | [6 empty] | 0 | 0 | 0 | 0 | 1969 | 0 | 0 | E | [6 empty] | 0
3 |  | 20893 | 210 | 1 | NP | 1235790 | B | OP | 9 | 1985 | UR |  |  | UR |  |  | 9826 | 1131000 | 1158000 | 0 |  | 0 | 0 | 5 | 1981 | 9 | 1985 | AP | RE |  |  |  |  | 0 | 0 | 1170000 | 6 | 1985 | 0 | 0 | [7 empty] | 0
3 |  | 20910 | 1869 | 1 | ST | 7500 | C | OP | 4 | 1953 | FO2 |  |  | BIT |  |  | 12500 | 7500 | 7500 | 0 |  | 0 | 0 | 0 | 0 | 0 | 0 | [6 empty] | 0 | 0 | 0 | 3 | 1953 | 0 | 0 | E | [6 empty] | 0
3 |  | 20910 | 1869 | 2 | ST | 7500 | C | OP | 4 | 1953 | FO2 |  |  | BIT |  |  | 12500 | 7500 | 7500 | 0 |  | 0 | 0 | 0 | 0 | 0 | 0 | [6 empty] | 0 | 0 | 0 | 3 | 1953 | 0 | 0 | E | [6 empty] | 0
3 |  | 20910 | 1869 | 3 | ST | 22000 | B | OP | 1 | 1967 | FO2 |  |  | BIT |  |  | 12500 | 23000 | 24000 | 0 |  | 0 | 0 | 0 | 0 | 0 | 0 | [6 empty] | 0 | 0 | 0 | 11 | 1966 | 0 | 0 | E | [6 empty] | 0
3 |  | 20910 | 1870 | 2 | IC | 100 |  |  | 88 | 1938 |  |  |  | FO2 |  |  | 0 | 100 | 100 | 0 | RE | 8 | 1984 | 0 | 0 | 0 | 0 | [6 empty] | 0 | 0 | 0 | 0 | 1938 | 0 | 0 | E | [6 empty] | 0
3 |  | 20910 | 1870 | 3 | IC | 100 | P | SB | 88 | 1950 |  |  |  | FO2 |  |  | 10500 | 100 | 100 | 0 |  | 0 | 0 | 0 | 0 | 0 | 0 | [6 empty] | 0 | 0 | 0 | 0 | 1950 | 0 | 0 | E | [6 empty] | 0
3 |  | 20910 | 1870 | 4 | IC | 100 | P | SB | 88 | 1960 |  |  |  | FO2 |  |  | 10500 | 100 | 100 | 0 |  | 0 | 0 | 0 | 0 | 0 | 0 | [6 empty] | 0 | 0 | 0 | 0 | 1960 | 0 | 0 | E | [6 empty] | 0
3 |  | 20910 | 1870 | 5 | IC | 200 | P | SB | 88 | 1967 |  |  |  | FO2 |  |  | 10500 | 150 | 150 | 0 |  | 0 | 0 | 0 | 0 | 0 | 0 | [6 empty] | 0 | 0 | 0 | 0 | 1967 | 0 | 0 | E | [6 empty] | 0
3 |  | 20910 | 1870 | 6 | IC | 400 | P | SB | 88 | 1982 |  |  |  | FO2 |  |  | 10000 | 350 | 400 | 0 |  | 0 | 0 | 0 | 0 | 0 | 0 | [6 empty] | 0 | 0 | 0 | 0 | 1982 | 0 | 0 | E | [6 empty] | 0
3 |  | 20910 | 1870 | 8 | IC | 900 | P | SB | 2 | 1991 |  |  |  | FO2 |  |  | 10500 | 900 | 900 | 0 |  | 0 | 0 | 0 | 0 | 0 | 0 | [6 empty] | 0 | 0 | 0 | 2 | 1991 | 0 | 0 | [7 empty] | 0
3 |  | 20910 | 1870 | IC7 | IC | 500 | P | SB | 6 | 1984 |  |  |  | FO2 |  |  | 10500 | 500 | 500 | 0 |  | 0 | 0 | 0 | 0 | 0 | 0 | [6 empty] | 0 | 0 | 0 | 5 | 1984 | 0 | 0 | E | [6 empty] | 0
3 |  | 20910 | 1871 | 1 | HC | 600 | B | OP | 88 | 1949 |  |  |  | WAT |  |  | 0 | 600 | 600 | 0 |  | 0 | 0 | 0 | 0 | 0 | 0 | [6 empty] | 0 | 0 | 0 | 0 | 1949 | 0 | 0 | E | [6 empty] | 0
3 |  | 20910 | 1871 | 2 | HC | 600 | B | OP | 88 | 1949 |  |  |  | WAT |  |  | 0 | 600 | 600 | 0 |  | 0 | 0 | 0 | 0 | 0 | 0 | [6 empty] | 0 | 0 | 0 | 0 | 1949 | 0 | 0 | E | [6 empty] | 0
3 |  | 20910 | 1873 | 2 | IC | 1300 | P | SB | 88 | 1948 |  |  |  | FO2 |  |  | 9800 | 1200 | 1300 | 0 |  | 0 | 0 | 0 | 0 | 0 | 0 | [6 empty] | 0 | 0 | 0 | 0 | 1948 | 0 | 0 | E | [6 empty] | 0
3 |  | 20910 | 1873 | 3 | IC | 1300 | P | SB | 88 | 1951 |  |  |  | FO2 |  |  | 9800 | 1200 | 1300 | 0 |  | 0 | 0 | 0 | 0 | 0 | 0 | [6 empty] | 0 | 0 | 0 | 0 | 1951 | 0 | 0 | E | [6 empty] | 0
3 |  | 20910 | 1873 | GT4 | GT | 22000 | P | SB | 3 | 1971 |  |  |  | FO2 |  |  | 14800 | 18000 | 25000 | 0 |  | 0 | 0 | 0 | 0 | 0 | 0 | [6 empty] | 0 | 0 | 0 | 2 | 1971 | 0 | 0 | E | [6 empty] | 0
3 |  | 20910 | 1873 | IC1 | IC | 1300 | P | SB | 88 | 1948 |  |  |  | FO2 |  |  | 9800 | 1200 | 1300 | 0 |  | 0 | 0 | 0 | 0 | 0 | 0 | [6 empty] | 0 | 0 | 0 | 0 | 1948 | 0 | 0 | E | [6 empty] | 0
3 |  | 20910 | 1877 | 1 | IC | 700 | P | SB | 88 | 1947 |  |  |  | NG | FO2 |  | 10000 | 600 | 700 | 0 |  | 0 | 0 | 0 | 0 | 0 | 0 | [6 empty] | 0 | 0 | 0 | 0 | 1947 | 0 | 0 | E | [6 empty] | 0
3 |  | 20910 | 1877 | 2 | IC | 700 | P | SB | 88 | 1948 |  |  |  | NG | FO2 |  | 10000 | 600 | 700 | 0 |  | 0 | 0 | 0 | 0 | 0 | 0 | [6 empty] | 0 | 0 | 0 | 0 | 1948 | 0 | 0 | E | [6 empty] | 0
3 |  | 20910 | 1877 | 3 | IC | 1100 | P | SB | 88 | 1949 |  |  |  | NG | FO2 |  | 10000 | 1000 | 1100 | 0 |  | 0 | 0 | 0 | 0 | 0 | 0 | [6 empty] | 0 | 0 | 0 | 0 | 1949 | 0 | 0 | E | [6 empty] | 0
3 |  | 20910 | 1877 | 4 | IC | 2500 | P | SB | 88 | 1951 |  |  |  | NG | FO2 |  | 9773 | 2300 | 2500 | 0 |  | 0 | 0 | 0 | 0 | 0 | 0 | [6 empty] | 0 | 0 | 0 | 0 | 1951 | 0 | 0 | E | [6 empty] | 0
3 |  | 20910 | 1877 | 5 | IC | 2500 | P | SB | 88 | 1951 |  |  |  | NG | FO2 |  | 9773 | 2300 | 2500 | 0 |  | 0 | 0 | 0 | 0 | 0 | 0 | [6 empty] | 0 | 0 | 0 | 0 | 1951 | 0 | 0 | E | [6 empty] | 0
3 |  | 20910 | 1877 | 6 | IC | 2500 | P | SB | 88 | 1952 |  |  |  | NG | FO2 |  | 9773 | 2300 | 2500 | 0 |  | 0 | 0 | 0 | 0 | 0 | 0 | [6 empty] | 0 | 0 | 0 | 0 | 1952 | 0 | 0 | E | [6 empty] | 0
3 |  | 20910 | 1877 | 7 | GT | 11000 | P | SB | 88 | 1973 |  |  |  | NG | FO2 |  | 14260 | 10000 | 12000 | 0 |  | 0 | 0 | 0 | 0 | 0 | 0 | [6 empty] | 0 | 0 | 0 | 0 | 1973 | 0 | 0 | E | [6 empty] | 0
3 |  | 20910 | 1877 | 8 | GT | 11000 | P | SB | 88 | 1973 |  |  |  | NG | FO2 |  | 14260 | 10000 | 12000 | 0 |  | 0 | 0 | 0 | 0 | 0 | 0 | [6 empty] | 0 | 0 | 0 | 0 | 1973 | 0 | 0 | E | [6 empty] | 0
3 |  | 20910 | 1878 | 1 | IC | 1000 | P | SB | 88 | 1950 |  |  |  | FO2 |  |  | 10000 | 1000 | 1000 | 0 |  | 0 | 0 | 0 | 0 | 0 | 0 | [6 empty] | 0 | 0 | 0 | 0 | 1950 | 0 | 0 | E | [6 empty] | 0
3 |  | 20910 | 1878 | 2 | IC | 1100 | P | SB | 88 | 1948 |  |  |  | FO2 |  |  | 10000 | 1000 | 1000 | 0 |  | 0 | 0 | 0 | 0 | 0 | 0 | [6 empty] | 0 | 0 | 0 | 0 | 1948 | 0 | 0 | E | [6 empty] | 0
3 |  | 20910 | 1878 | 3 | IC | 1000 | P | SB | 88 | 1946 |  |  |  | FO2 |  |  | 10000 | 1000 | 1000 | 0 |  | 0 | 0 | 0 | 0 | 0 | 0 | [6 empty] | 0 | 0 | 0 | 0 | 1946 | 0 | 0 | E | [6 empty] | 0
3 |  | 20910 | 1878 | 4 | IC | 500 | P | SB | 88 | 1941 |  |  |  | FO2 |  |  | 10500 | 500 | 500 | 0 |  | 0 | 0 | 0 | 0 | 0 | 0 | [6 empty] | 0 | 0 | 0 | 0 | 1941 | 0 | 0 | E | [6 empty] | 0
3 |  | 20910 | 1878 | 5 | IC | 500 | P | SB | 88 | 1941 |  |  |  | FO2 |  |  | 10500 | 500 | 500 | 0 |  | 0 | 0 | 0 | 0 | 0 | 0 | [6 empty] | 0 | 0 | 0 | 0 | 1941 | 0 | 0 | E | [6 empty] | 0
3 |  | 20910 | 1879 | 1 | IC | 300 |  |  | 88 | 1941 |  |  |  | FO2 |  |  | 11313 | 300 | 300 | 0 | RE | 8 | 1990 | 0 | 0 | 0 | 0 | [6 empty] | 0 | 0 | 0 | 0 | 1941 | 0 | 0 | E | [6 empty] | 0
3 |  | 20910 | 1879 | 2 | IC | 300 |  |  | 88 | 1941 |  |  |  | FO2 |  |  | 11313 | 300 | 300 | 0 | RE | 8 | 1990 | 0 | 0 | 0 | 0 | [6 empty] | 0 | 0 | 0 | 0 | 1941 | 0 | 0 | E | [6 empty] | 0
3 |  | 20910 | 1879 | 3 | IC | 300 |  |  | 88 | 1941 |  |  |  | FO2 |  |  | 11313 | 300 | 300 | 0 | RE | 8 | 1990 | 0 | 0 | 0 | 0 | [6 empty] | 0 | 0 | 0 | 0 | 1941 | 0 | 0 | E | [6 empty] | 0
3 |  | 20910 | 1879 | 4 | IC | 1100 | P | SB | 88 | 1947 |  |  |  | FO2 | NG |  | 9800 | 1100 | 1100 | 0 |  | 0 | 0 | 0 | 0 | 0 | 0 | [6 empty] | 0 | 0 | 0 | 0 | 1947 | 0 | 0 | E | [6 empty] | 0
3 |  | 20910 | 1879 | 5 | IC | 1100 | P | SB | 88 | 1947 |  |  |  | FO2 | NG |  | 9800 | 1100 | 1100 | 0 |  | 0 | 0 | 0 | 0 | 0 | 0 | [6 empty] | 0 | 0 | 0 | 0 | 1947 | 0 | 0 | E | [6 empty] | 0
3 |  | 20910 | 1879 | 6 | IC | 1900 | P | SB | 88 | 1961 |  |  |  | FO2 | NG |  | 9800 | 1750 | 1850 | 0 |  | 0 | 0 | 0 | 0 | 0 | 0 | [6 empty] | 0 | 0 | 0 | 0 | 1961 | 0 | 0 | E | [6 empty] | 0
3 |  | 20910 | 1880 | 2 | IC | 400 | C | SB | 88 | 1947 |  |  |  | NG | FO2 |  | 10560 | 300 | 300 | 0 |  | 0 | 0 | 0 | 0 | 0 | 0 | [6 empty] | 0 | 0 | 0 | 0 | 1947 | 0 | 0 | E | [6 empty] | 0
3 |  | 20910 | 1880 | 3 | IC | 400 |  |  | 88 | 1949 |  |  |  | NG | FO2 |  | 0 | 400 | 400 | 0 | RE | 0 | 0 | 0 | 0 | 0 | 0 | [6 empty] | 0 | 0 | 0 | 0 | 1949 | 0 | 0 | E | [6 empty] | 0
3 |  | 20910 | 1880 | 4 | IC | 600 | C | SB | 88 | 1950 |  |  |  | NG | FO2 |  | 10560 | 600 | 600 | 0 |  | 0 | 0 | 0 | 0 | 0 | 0 | [6 empty] | 0 | 0 | 0 | 0 | 1950 | 0 | 0 | E | [6 empty] | 0
3 |  | 20910 | 1880 | 5 | IC | 3500 | C | SB | 88 | 1959 |  |  |  | NG | FO2 |  | 9210 | 3000 | 3500 | 0 |  | 0 | 0 | 0 | 0 | 0 | 0 | [6 empty] | 0 | 0 | 0 | 0 | 1959 | 0 | 0 | E | [6 empty] | 0
3 |  | 20910 | 1880 | 6 | CS | 23000 | B | SB | 0 | 1967 |  |  |  | NG | FO2 |  | 9600 | 22000 | 25000 | 0 |  | 0 | 0 | 0 | 0 | 0 | 0 | [6 empty] | 0 | 0 | 0 | 0 | 1967 | 0 | 0 | E | [6 empty] | 0
3 |  | 20910 | 1881 | 1 | IC | 300 |  |  | 99 | 1939 |  |  |  | NG | FO2 |  | 0 | 0 | 0 | 0 | RE | 12 | 1981 | 0 | 0 | 0 | 0 | [6 empty] | 0 | 0 | 0 | 0 | 1939 | 0 | 0 | E | [6 empty] | 0
3 |  | 20910 | 1881 | 2 | IC | 300 | P | SB | 88 | 1939 |  |  |  | FO2 | NG |  | 13091 | 300 | 300 | 0 |  | 0 | 0 | 0 | 0 | 0 | 0 | [6 empty] | 0 | 0 | 0 | 0 | 1939 | 0 | 0 | E | [6 empty] | 0
3 |  | 20910 | 1881 | 3 | IC | 300 |  |  | 99 | 1939 |  |  |  | NG | FO2 |  | 0 | 0 | 0 | 0 | RE | 12 | 1981 | 0 | 0 | 0 | 0 | [6 empty] | 0 | 0 | 0 | 0 | 1939 | 0 | 0 | E | [6 empty] | 0
3 |  | 20910 | 1881 | 4 | IC | 700 | P | SB | 88 | 1939 |  |  |  | FO2 | NG |  | 11384 | 700 | 700 | 0 |  | 0 | 0 | 0 | 0 | 0 | 0 | [6 empty] | 0 | 0 | 0 | 0 | 1939 | 0 | 0 | E | [6 empty] | 0
3 |  | 20910 | 1881 | 5 | IC | 700 | P | SB | 88 | 1941 |  |  |  | FO2 | NG |  | 11384 | 700 | 700 | 0 |  | 0 | 0 | 0 | 0 | 0 | 0 | [6 empty] | 0 | 0 | 0 | 0 | 1941 | 0 | 0 | E | [6 empty] | 0
3 |  | 20910 | 1881 | 6 | IC | 3000 | P | SB | 88 | 1959 |  |  |  | NG | FO2 |  | 9800 | 3000 | 3000 | 0 |  | 0 | 0 | 0 | 0 | 0 | 0 | [6 empty] | 0 | 0 | 0 | 0 | 1959 | 0 | 0 | E | [6 empty] | 0
3 |  | 20910 | 1881 | 7 | IC | 3000 | P | SB | 88 | 1960 |  |  |  | FO2 | NG |  | 9800 | 3000 | 3000 | 0 |  | 0 | 0 | 0 | 0 | 0 | 0 | [6 empty] | 0 | 0 | 0 | 0 | 1960 | 0 | 0 | E | [6 empty] | 0
3 |  | 20910 | 7802 | 1 | HC | 300 | B | OP | 88 | 1917 |  |  |  | WAT |  |  | 0 | 300 | 300 | 0 |  | 0 | 0 | 0 | 0 | 0 | 0 | [6 empty] | 0 | 0 | 0 | 0 | 1917 | 0 | 0 | E | [6 empty] | 0
3 |  | 20910 | 7802 | 2 | HC | 300 | B | OP | 88 | 1917 |  |  |  | WAT |  |  | 0 | 300 | 300 | 0 |  | 0 | 0 | 0 | 0 | 0 | 0 | [6 empty] | 0 | 0 | 0 | 0 | 1917 | 0 | 0 | E | [6 empty] | 0
3 |  | 20919 | 1788 | 1 | HC | 2400 | P | OP | 8 | 1925 | WAT |  |  | WAT |  |  | 0 | 2640 | 2665 | 0 |  | 0 | 0 | 0 | 0 | 0 | 0 | [6 empty] | 0 | 0 | 0 | 5 | 1925 | 0 | 0 | E | [6 empty] | 0
3 |  | 20919 | 1788 | 2 | HC | 2400 | P | OP | 8 | 1925 | WAT |  |  | WAT |  |  | 0 | 2640 | 2665 | 0 |  | 0 | 0 | 0 | 0 | 0 | 0 | [6 empty] | 0 | 0 | 0 | 5 | 1925 | 0 | 0 | E | [6 empty] | 0
3 |  | 20919 | 1789 | 1 | HC | 1100 | P | OP | 8 | 1925 | WAT |  |  | WAT |  |  | 0 | 1000 | 1015 | 0 |  | 0 | 0 | 0 | 0 | 0 | 0 | [6 empty] | 0 | 0 | 0 | 5 | 1925 | 0 | 0 | E | [6 empty] | 0
3 |  | 20919 | 1789 | 2 | HC | 1100 | P | OP | 8 | 1925 | WAT |  |  | WAT |  |  | 0 | 1000 | 1015 | 0 |  | 0 | 0 | 0 | 0 | 0 | 0 | [6 empty] | 0 | 0 | 0 | 5 | 1925 | 0 | 0 | E | [6 empty] | 0
3 |  | 20919 | 1789 | 3 | HC | 1100 | P | OP | 8 | 1925 | WAT |  |  | WAT |  |  | 0 | 1000 | 1015 | 0 |  | 0 | 0 | 0 | 0 | 0 | 0 | [6 empty] | 0 | 0 | 0 | 5 | 1925 | 0 | 0 | E | [6 empty] | 0
3 |  | 20919 | 1790 | 1 | HC | 1200 | P | OP | 8 | 1925 | WAT |  |  | WAT |  |  | 0 | 1305 | 1305 | 0 |  | 0 | 0 | 0 | 0 | 0 | 0 | [6 empty] | 0 | 0 | 0 | 5 | 1925 | 0 | 0 | E | [6 empty] | 0
3 |  | 20919 | 1791 | 1 | HC | 1200 | P | OP | 8 | 1925 | WAT |  |  | WAT |  |  | 0 | 1050 | 1100 | 0 |  | 0 | 0 | 0 | 0 | 0 | 0 | [6 empty] | 0 | 0 | 0 | 5 | 1925 | 0 | 0 | E | [6 empty] | 0
3 |  | 20949 | 1204 | 1 | IC | 1000 |  |  | 88 | 1941 |  |  |  | FO2 |  |  | 0 | 0 | 0 | 0 | RE | 1 | 1984 | 0 | 0 | 0 | 0 | [6 empty] | 0 | 0 | 0 | 0 | 1941 | 0 | 0 | E | [6 empty] | 0
3 |  | 20949 | 1204 | 2 | IC | 1000 |  |  | 88 | 1941 |  |  |  | FO2 |  |  | 0 | 0 | 0 | 0 | RE | 1 | 1984 | 0 | 0 | 0 | 0 | [6 empty] | 0 | 0 | 0 | 0 | 1941 | 0 | 0 | E | [6 empty] | 0
3 |  | 20949 | 1204 | 3 | IC | 1000 |  |  | 88 | 1941 |  |  |  | FO2 |  |  | 0 | 0 | 0 | 0 | RE | 1 | 1984 | 0 | 0 | 0 | 0 | [6 empty] | 0 | 0 | 0 | 0 | 1941 | 0 | 0 | E | [6 empty] | 0
3 |  | 20949 | 1204 | 4 | IC | 1000 |  |  | 88 | 1949 |  |  |  | FO2 |  |  | 0 | 0 | 0 | 0 | RE | 1 | 1984 | 0 | 0 | 0 | 0 | [6 empty] | 0 | 0 | 0 | 0 | 1949 | 0 | 0 | E | [6 empty] | 0
3 |  | 20949 | 1204 | 5 | IC | 1000 |  |  | 88 | 1954 |  |  |  | FO2 |  |  | 0 | 0 | 0 | 0 | RE | 1 | 1984 | 0 | 0 | 0 | 0 | [6 empty] | 0 | 0 | 0 | 0 | 1954 | 0 | 0 | E | [6 empty] | 0
3 |  | 20977 | 2945 | 1 | IC | 300 | P | OP | 99 | 1946 | FO2 |  |  | FO2 | NG |  | 0 | 200 | 200 | 0 |  | 0 | 0 | 0 | 0 | 0 | 0 | [6 empty] | 0 | 0 | 0 | 0 | 1946 | 0 | 0 | E | [6 empty] | 0
3 |  | 20977 | 2945 | 3 | IC | 200 |  |  | 88 | 1951 |  |  |  | FO2 |  |  | 0 | 1 | 1 | 0 | RE | 3 | 1985 | 0 | 0 | 0 | 0 | [6 empty] | 0 | 0 | 0 | 0 | 1951 | 0 | 0 | E | [6 empty] | 0
3 |  | 20977 | 2945 | 6 | IC | 600 |  | SB | 0 | 1949 |  |  |  | FO2 | NG |  | 0 | 600 | 600 | 0 |  | 0 | 0 | 0 | 0 | 0 | 0 | [6 empty] | 0 | 0 | 0 | 0 | 1949 | 0 | 0 | [7 empty] | 0
3 |  | 20977 | 2945 | 7 | IC | 1250 |  | SB | 0 | 1957 |  |  |  | FO2 | NG |  | 0 | 1250 | 1250 | 0 |  | 0 | 0 | 0 | 0 | 0 | 0 | [6 empty] | 0 | 0 | 0 | 0 | 1957 | 0 | 0 | [7 empty] | 0
3 |  | 20977 | 2945 | 8 | IC | 1540 |  | SB | 11 | 1965 |  |  |  | FO2 | NG |  | 0 | 1540 | 1540 | 0 |  | 0 | 0 | 0 | 0 | 0 | 0 | [6 empty] | 0 | 0 | 0 | 11 | 1965 | 0 | 0 | [7 empty] | 0
3 |  | 20977 | 2945 | 9 | IC | 2150 |  | SB | 11 | 1971 |  |  |  | FO2 | NG |  | 0 | 2150 | 2150 | 0 |  | 0 | 0 | 0 | 0 | 0 | 0 | [6 empty] | 0 | 0 | 0 | 11 | 1971 | 0 | 0 | [7 empty] | 0
3 |  | 20977 | 2945 | 10 | IC | 1240 |  | SB | 0 | 1986 |  |  |  | FO2 | NG |  | 0 | 1240 | 1240 | 0 |  | 0 | 0 | 0 | 0 | 0 | 0 | [6 empty] | 0 | 0 | 0 | 0 | 1986 | 0 | 0 | [7 empty] | 0
3 |  | 20977 | 2945 | 11 | IC | 1240 |  | SB | 0 | 1986 |  |  |  | FO2 | NG |  | 0 | 1240 | 1240 | 0 |  | 0 | 0 | 0 | 0 | 0 | 0 | [6 empty] | 0 | 0 | 0 | 0 | 1986 | 0 | 0 | [7 empty] | 0
3 |  | 20977 | 2945 | 12 | IC | 200 |  |  | 0 | 1947 |  |  |  | FO2 | NG |  | 0 | 200 | 200 | 0 | RE | 6 | 1986 | 0 | 0 | 0 | 0 | [6 empty] | 0 | 0 | 0 | 0 | 1947 | 0 | 0 | [7 empty] | 0
3 |  | 21013 | 2024 | 1 | ST | 3000 |  |  | 99 | 1940 |  |  |  | NG |  |  | 0 | 0 | 0 | 0 | RE | 99 | 1981 | 0 | 0 | 0 | 0 | [6 empty] | 0 | 0 | 0 | 0 | 1940 | 0 | 0 | E | [6 empty] | 0
3 |  | 21013 | 2024 | 2 | ST | 4000 |  |  | 99 | 1947 |  |  |  | NG |  |  | 0 | 0 | 0 | 0 | RE | 99 | 1981 | 0 | 0 | 0 | 0 | [6 empty] | 0 | 0 | 0 | 0 | 1947 | 0 | 0 | E | [6 empty] | 0
3 |  | 21013 | 2024 | 3 | ST | 10000 |  |  | 99 | 1952 |  |  |  | NG |  |  | 0 | 0 | 0 | 0 | RE | 99 | 1981 | 0 | 0 | 0 | 0 | [6 empty] | 0 | 0 | 0 | 0 | 1952 | 0 | 0 | E | [6 empty] | 0
3 |  | 21015 | 95 | 1 | IC | 1300 |  | OP | 8 | 1972 | FO2 |  |  | FO2 |  |  | 10769 | 1300 | 1300 | 0 |  | 0 | 0 | 0 | 0 | 0 | 0 | [6 empty] | 0 | 0 | 0 | 7 | 1972 | 0 | 0 | E | [6 empty] | 0
3 |  | 21015 | 95 | 2 | IC | 1300 |  | OP | 8 | 1972 | FO2 |  |  | FO2 |  |  | 10769 | 1300 | 1300 | 0 |  | 0 | 0 | 0 | 0 | 0 | 0 | [6 empty] | 0 | 0 | 0 | 7 | 1972 | 0 | 0 | E | [6 empty] | 0
3 |  | 21015 | 95 | 3 | IC | 1300 |  | OP | 8 | 1973 | FO2 |  |  | FO2 |  |  | 10769 | 1300 | 1300 | 0 |  | 0 | 0 | 0 | 0 | 0 | 0 | [6 empty] | 0 | 0 | 0 | 7 | 1973 | 0 | 0 | E | [6 empty] | 0
3 |  | 21015 | 95 | 4 | IC | 1300 |  | OP | 8 | 1973 | FO2 |  |  | FO2 |  |  | 10769 | 1300 | 1300 | 0 |  | 0 | 0 | 0 | 0 | 0 | 0 | [6 empty] | 0 | 0 | 0 | 7 | 1973 | 0 | 0 | E | [6 empty] | 0
3 |  | 21015 | 95 | 5 | IC | 500 |  | OP | 88 | 1964 | FO2 |  |  | FO2 |  |  | 12000 | 500 | 500 | 0 |  | 0 | 0 | 0 | 0 | 0 | 0 | [6 empty] | 0 | 0 | 0 | 0 | 1964 | 0 | 0 | E | [6 empty] | 0
3 |  | 21015 | 95 | 6 | IC | 0 |  |  | 0 | 0 | [6 empty] | 0 | 0 | 0 | 500 | CN | 99 | 9999 | 0 | 0 | 0 | 0 |  |  |  | FO2 |  |  | 0 | 0 | 0 | 0 | 0 | 454 | 1000 | [7 empty] | 0
3 |  | 21015 | 95 | 7 | IC | 500 |  | OP | 88 | 1970 | FO2 |  |  | FO2 |  |  | 12000 | 500 | 500 | 0 |  | 0 | 0 | 0 | 0 | 0 | 0 | [6 empty] | 0 | 0 | 0 | 0 | 1970 | 0 | 0 | E | [6 empty] | 0
3 |  | 21015 | 95 | 8 | IC | 0 |  |  | 0 | 0 | [6 empty] | 0 | 0 | 0 | 1300 | CN | 99 | 9999 | 0 | 0 | 0 | 0 |  |  |  | FO2 |  |  | 0 | 0 | 0 | 0 | 0 | 1000 | 1000 | [7 empty] | 0
3 |  | 21015 | 95 | 9 | IC | 2500 |  | OP | 6 | 1987 | FO2 |  |  | FO2 |  |  | 10760 | 2500 | 2500 | 0 |  | 0 | 0 | 0 | 0 | 0 | 0 | [6 empty] | 0 | 0 | 0 | 6 | 1987 | 0 | 0 | [7 empty] | 0
3 |  | 21021 | 523 | 1 | IC | 100 |  |  | 99 | 1932 |  |  |  | PET |  |  | 0 | 0 | 0 | 0 | RE | 99 | 1979 | 0 | 0 | 0 | 0 | [6 empty] | 0 | 0 | 0 | 0 | 1932 | 0 | 0 | E | [6 empty] | 0
3 |  | 21021 | 523 | 2 | IC | 300 |  |  | 99 | 1935 |  |  |  | PET |  |  | 0 | 0 | 0 | 0 | RE | 99 | 1979 | 0 | 0 | 0 | 0 | [6 empty] | 0 | 0 | 0 | 0 | 1935 | 0 | 0 | E | [6 empty] | 0
3 |  | 21021 | 523 | 3 | IC | 400 |  |  | 99 | 1940 |  |  |  | PET |  |  | 0 | 0 | 0 | 0 | RE | 99 | 1979 | 0 | 0 | 0 | 0 | [6 empty] | 0 | 0 | 0 | 0 | 1940 | 0 | 0 | E | [6 empty] | 0
3 |  | 21021 | 523 | 4 | IC | 800 |  |  | 99 | 1948 |  |  |  | PET |  |  | 0 | 0 | 0 | 0 | RE | 99 | 1979 | 0 | 0 | 0 | 0 | [6 empty] | 0 | 0 | 0 | 0 | 1948 | 0 | 0 | E | [6 empty] | 0
3 |  | 21048 | 1866 | 1 | ST | 4000 |  |  | 88 | 1939 |  |  |  | BIT |  |  | 0 | 0 | 0 | 0 | RE | 88 | 1984 | 0 | 0 | 0 | 0 | [6 empty] | 0 | 0 | 0 | 0 | 1939 | 0 | 0 | E | [6 empty] | 0
3 |  | 21048 | 1866 | 2 | ST | 6000 |  |  | 88 | 1942 |  |  |  | BIT |  |  | 0 | 0 | 0 | 0 | RE | 88 | 1984 | 0 | 0 | 0 | 0 | [6 empty] | 0 | 0 | 0 | 0 | 1942 | 0 | 0 | E | [6 empty] | 0
3 |  | 21048 | 1866 | 3 | ST | 12000 |  |  | 88 | 1951 |  |  |  | NG |  |  | 0 | 0 | 0 | 0 | RE | 88 | 1984 | 0 | 0 | 0 | 0 | [6 empty] | 0 | 0 | 0 | 0 | 1951 | 0 | 0 | E | [6 empty] | 0
3 |  | 21048 | 1866 | 4 | ST | 11500 | B | OP | 88 | 1948 | LPG |  |  | LPG |  |  | 14200 | 10500 | 11500 | 0 |  | 0 | 0 | 0 | 0 | 0 | 0 | [6 empty] | 0 | 0 | 0 | 0 | 1948 | 0 | 0 | E | [6 empty] | 0
3 |  | 21048 | 1866 | 5 | ST | 22000 | B | OP | 88 | 1958 | BIT |  |  | BIT |  |  | 12000 | 20000 | 24000 | 0 |  | 0 | 0 | 0 | 0 | 0 | 0 | [6 empty] | 0 | 0 | 0 | 0 | 1958 | 0 | 0 | E | [6 empty] | 0
3 |  | 21048 | 1866 | 6 | ST | 7500 | P | OS | 88 | 1969 | BIT | LPG |  | BIT |  |  | 14200 | 7500 | 7500 | 0 |  | 0 | 0 | 0 | 0 | 0 | 0 | [6 empty] | 0 | 0 | 0 | 0 | 1969 | 0 | 0 | E | [6 empty] | 0
3 |  | 21048 | 1866 | 7 | ST | 32000 | B | OP | 7 | 1986 | LPG | BIT |  | BIT | LPG |  | 10665 | 32000 | 32000 | 0 |  | 0 | 0 | 11 | 1984 | 0 | 0 | [6 empty] | 0 | 0 | 0 | 5 | 1986 | 0 | 0 | [7 empty] | 0
3 |  | 21083 | 1645 | 1 | NP | 185000 | B | OP | 7 | 1961 | UR | PL |  | UR | PL |  | 11130 | 167000 | 167000 | 0 | RT | 8 | 2000 | 0 | 0 | 0 | 0 | [6 empty] | 0 | 0 | 175000 | 7 | 1960 | 0 | 0 | [7 empty] | 0
3 |  | 21095 | 2067 | 1 | ST | 1540 | P |  | 99 | 1931 | NG | FO2 |  | NG | FO2 |  | 20000 | 1200 | 1500 | 0 | RE | 4 | 1984 | 0 | 0 | 0 | 0 | [6 empty] | 0 | 0 | 0 | 0 | 1931 | 0 | 0 | E | [6 empty] | 0
3 |  | 21095 | 2067 | 2 | ST | 5000 | C | OP | 99 | 1945 | NG |  |  | NG | FO6 |  | 16000 | 5500 | 6200 | 0 |  | 0 | 0 | 0 | 0 | 0 | 0 | [6 empty] | 0 | 0 | 0 | 0 | 1945 | 0 | 0 | E | [6 empty] | 0
3 |  | 21095 | 2067 | 3 | ST | 12650 | C | OP | 99 | 1954 | NG |  |  | NG | FO6 |  | 15000 | 11500 | 12650 | 0 |  | 0 | 0 | 0 | 0 | 0 | 0 | [6 empty] | 0 | 0 | 0 | 0 | 1954 | 0 | 0 | E | [6 empty] | 0
3 |  | 21095 | 2067 | GT1 | GT | 14000 | P | OP | 99 | 1968 | NG | FO2 |  | NG | FO2 |  | 18000 | 12500 | 14000 | 0 |  | 0 | 0 | 0 | 0 | 0 | 0 | [6 empty] | 0 | 0 | 0 | 0 | 1968 | 0 | 0 | E | [6 empty] | 0
3 |  | 21140 | 454 | 1 | HC | 157500 | B | OP | 10 | 1969 | NA |  |  | WAT |  |  | 0 | 156000 | 169000 | 0 |  | 0 | 0 | 0 | 0 | 0 | 0 | [6 empty] | 0 | 0 | 0 | 7 | 1969 | 0 | 0 | E | [6 empty] | 0
3 |  | 21140 | 454 | 2 | HC | 157500 | B | OP | 10 | 1969 | NA |  |  | WAT |  |  | 0 | 156000 | 169000 | 0 |  | 0 | 0 | 0 | 0 | 0 | 0 | [6 empty] | 0 | 0 | 0 | 7 | 1969 | 0 | 0 | E | [6 empty] | 0
3 |  | 21140 | 455 | 1 | HC | 46750 | B | OP | 12 | 1969 | NA |  |  | WAT |  |  | 0 | 49000 | 46000 | 0 |  | 0 | 0 | 0 | 0 | 0 | 0 | [6 empty] | 0 | 0 | 0 | 9 | 1969 | 0 | 0 | E | [6 empty] | 0
3 |  | 21140 | 4229 | HY1 | HC | 150 | B | OP | 10 | 1986 |  |  |  | WAT |  |  | 0 | 150 | 150 | 0 |  | 0 | 0 | 6 | 1986 | 6 | 1986 | [6 empty] | 0 | 0 | 0 | 8 | 1986 | 0 | 0 | [7 empty] | 0
3 |  | 21143 | 524 | 1 | IC | 105 |  | SB | 88 | 1937 | FO2 |  |  | FO2 |  |  | 0 | 84 | 84 | 0 |  | 0 | 0 | 0 | 0 | 0 | 0 | [6 empty] | 0 | 0 | 0 | 0 | 1937 | 0 | 0 | E | [6 empty] | 0
3 |  | 21143 | 524 | 2 | IC | 163 |  | SB | 88 | 1937 | FO2 |  |  | FO2 |  |  | 0 | 130 | 130 | 0 |  | 0 | 0 | 0 | 0 | 0 | 0 | [6 empty] | 0 | 0 | 0 | 0 | 1937 | 0 | 0 | E | [6 empty] | 0
3 |  | 21143 | 524 | 3 | IC | 375 |  | SB | 88 | 1938 | FO2 |  |  | FO2 |  |  | 0 | 266 | 266 | 0 |  | 0 | 0 | 0 | 0 | 0 | 0 | [6 empty] | 0 | 0 | 0 | 0 | 1938 | 0 | 0 | E | [6 empty] | 0
3 |  | 21143 | 524 | 4 | IC | 556 |  | SB | 88 | 1948 | FO2 |  |  | FO2 |  |  | 0 | 556 | 556 | 0 |  | 0 | 0 | 0 | 0 | 0 | 0 | [6 empty] | 0 | 0 | 0 | 0 | 1948 | 0 | 0 | E | [6 empty] | 0
3 |  | 21158 | 1867 | 1 | IC | 1400 |  | OP | 11 | 1966 | FO2 |  |  | NG | FO2 |  | 0 | 1360 | 1360 | 0 |  | 0 | 0 | 0 | 0 | 0 | 0 | [6 empty] | 0 | 0 | 0 | 10 | 1966 | 0 | 0 | E | [6 empty] | 0
3 |  | 21158 | 1867 | 2 | IC | 1136 |  | OP | 3 | 1967 | FO2 |  |  | NG | FO2 |  | 0 | 1136 | 1136 | 0 |  | 0 | 0 | 0 | 0 | 0 | 0 | [6 empty] | 0 | 0 | 0 | 2 | 1967 | 0 | 0 | E | [6 empty] | 0
3 |  | 21158 | 1867 | 3 | IC | 1000 |  |  | 99 | 1938 |  |  |  | FO2 |  |  | 0 | 0 | 0 | 0 | RE | 99 | 1979 | 0 | 0 | 0 | 0 | [6 empty] | 0 | 0 | 0 | 0 | 1938 | 0 | 0 | E | [6 empty] | 0
3 |  | 21158 | 1867 | 5 | IC | 1000 |  |  | 88 | 1946 | FO2 |  |  | FO2 |  |  | 0 | 990 | 990 | 0 | RE | 9 | 1991 | 0 | 0 | 0 | 0 | [6 empty] | 0 | 0 | 0 | 0 | 1946 | 0 | 0 | E | [6 empty] | 0
3 |  | 21158 | 1867 | 7 | IC | 2000 |  | OP | 88 | 1957 | FO2 |  |  | NG | FO2 |  | 0 | 2000 | 2000 | 0 |  | 0 | 0 | 0 | 0 | 0 | 0 | [6 empty] | 0 | 0 | 0 | 0 | 1957 | 0 | 0 | E | [6 empty] | 0
3 |  | 21158 | 1867 | 8 | IC | 1700 |  | OP | 88 | 1963 | FO2 |  |  | NG | FO2 |  | 0 | 1690 | 1690 | 0 |  | 0 | 0 | 0 | 0 | 0 | 0 | [6 empty] | 0 | 0 | 0 | 0 | 1963 | 0 | 0 | E | [6 empty] | 0
3 |  | 21158 | 1867 | 9 | IC | 4500 |  | OP | 88 | 1971 | FO2 |  |  | NG | FO2 |  | 0 | 4450 | 4450 | 0 |  | 0 | 0 | 0 | 0 | 0 | 0 | [6 empty] | 0 | 0 | 0 | 0 | 1971 | 0 | 0 | E | [6 empty] | 0
3 |  | 21158 | 1867 | 10 | IC | 5600 |  | OP | 12 | 1974 | FO2 |  |  | NG | FO2 |  | 0 | 5600 | 5600 | 0 |  | 0 | 0 | 0 | 0 | 0 | 0 | [6 empty] | 0 | 0 | 0 | 11 | 1974 | 0 | 0 | E | [6 empty] | 0
3 |  | 21158 | 1867 | 11 | IC | 6000 |  | OP | 7 | 1980 | FO2 |  |  | NG | FO2 |  | 0 | 6000 | 6000 | 0 |  | 0 | 0 | 0 | 0 | 0 | 0 | [6 empty] | 0 | 0 | 0 | 6 | 1980 | 0 | 0 | E | [6 empty] | 0
3 |  | 21158 | 1867 | 12 | IC | 0 |  |  | 0 | 0 | [6 empty] | 0 | 0 | 0 | 6000 | IP | 5 | 1982 | 5 | 1982 | 0 | 0 | OT |  |  | NG | FO2 |  | 0 | 0 | 0 | 0 | 0 | 5586 | 6498 | [7 empty] | 0
3 |  | 21264 | 1865 | 1 | HC | 4800 | B | OP | 10 | 1951 | WAT |  |  | WAT |  |  | 0 | 5320 | 5320 | 0 |  | 0 | 0 | 0 | 0 | 0 | 0 | [6 empty] | 0 | 0 | 0 | 7 | 1951 | 0 | 0 | E | [6 empty] | 0
3 |  | 21264 | 1865 | 2 | HC | 4800 | B | OP | 11 | 1951 |  |  |  | WAT |  |  | 0 | 5320 | 5320 | 0 |  | 0 | 0 | 0 | 0 | 0 | 0 | [6 empty] | 0 | 0 | 0 | 8 | 1951 | 0 | 0 | E | [6 empty] | 0
3 |  | 21264 | 1865 | 3 | HC | 4800 | B | OP | 1 | 1952 |  |  |  | WAT |  |  | 0 | 5320 | 5320 | 0 |  | 0 | 0 | 0 | 0 | 0 | 0 | [6 empty] | 0 | 0 | 0 | 10 | 1951 | 0 | 0 | E | [6 empty] | 0
3 |  | 21264 | 1865 | 10 | HC | 2000 | B | OP | 7 | 1932 | WAT |  |  | WAT |  |  | 0 | 2000 | 2000 | 0 |  | 0 | 0 | 0 | 0 | 0 | 0 | [6 empty] | 0 | 0 | 0 | 4 | 1932 | 0 | 0 | E | [6 empty] | 0
3 |  | 21264 | 1865 | 3A | HC | 2000 | B | OP | 2 | 1954 | WAT |  |  | WAT |  |  | 0 | 2000 | 2000 | 0 |  | 0 | 0 | 0 | 0 | 0 | 0 | [6 empty] | 0 | 0 | 0 | 11 | 1953 | 0 | 0 | E | [6 empty] | 0
3 |  | 21533 | 1307 | 1 | IC | 400 | C | SB | 88 | 1936 | FO2 |  |  | FO2 |  |  | 13412 | 400 | 400 | 0 |  | 0 | 0 | 0 | 0 | 0 | 0 | [6 empty] | 0 | 0 | 0 | 0 | 1936 | 0 | 0 | E | [6 empty] | 0
3 |  | 21533 | 1307 | 2 | IC | 700 |  | SB | 88 | 1947 | FO2 |  |  | NG | FO2 |  | 13412 | 500 | 500 | 0 |  | 0 | 0 | 0 | 0 | 0 | 0 | [6 empty] | 0 | 0 | 0 | 0 | 1947 | 0 | 0 | E | [6 empty] | 0
3 |  | 21533 | 1307 | 3 | IC | 1300 |  | SB | 88 | 1961 | FO2 |  |  | NG | FO2 |  | 13412 | 1200 | 1200 | 0 |  | 0 | 0 | 0 | 0 | 0 | 0 | [6 empty] | 0 | 0 | 0 | 0 | 1961 | 0 | 0 | E | [6 empty] | 0
3 |  | 21533 | 1307 | 4 | IC | 700 |  | SB | 88 | 1955 | FO2 |  |  | NG | FO2 |  | 13412 | 550 | 550 | 0 |  | 0 | 0 | 0 | 0 | 0 | 0 | [6 empty] | 0 | 0 | 0 | 0 | 1955 | 0 | 0 | E | [6 empty] | 0
3 |  | 21533 | 1307 | 5 | IC | 2100 |  | SB | 88 | 1966 | FO2 |  |  | NG | FO2 |  | 13412 | 1800 | 1800 | 0 |  | 0 | 0 | 0 | 0 | 0 | 0 | [6 empty] | 0 | 0 | 0 | 0 | 1966 | 0 | 0 | E | [6 empty] | 0
3 |  | 21533 | 1307 | 6 | IC | 3000 |  | SB | 88 | 1972 | FO2 |  |  | NG | FO2 |  | 13412 | 2750 | 2750 | 0 |  | 0 | 0 | 0 | 0 | 0 | 0 | [6 empty] | 0 | 0 | 0 | 0 | 1972 | 0 | 0 | E | [6 empty] | 0
3 |  | 21533 | 1307 | 7 | IC | 2000 |  | SB | 5 | 1989 | FO2 |  |  | FO2 |  |  | 0 | 1800 | 1800 | 0 |  | 0 | 0 | 0 | 0 | 0 | 0 | [6 empty] | 0 | 0 | 0 | 5 | 1989 | 0 | 0 | [7 empty] | 0
3 |  | 21554 | 136 | 1 | ST | 652000 | B | OP | 2 | 1984 | FO2 |  |  | BIT |  |  | 10000 | 615000 | 615000 | 0 |  | 0 | 0 | 0 | 0 | 0 | 0 | [6 empty] | 0 | 0 | 0 | 3 | 1983 | 0 | 0 | [7 empty] | 0
3 |  | 21554 | 136 | 2 | ST | 652000 | B | OP | 1 | 1985 | FO2 |  |  | BIT |  |  | 10000 | 615000 | 615000 | 0 |  | 0 | 0 | 0 | 0 | 0 | 0 | [6 empty] | 0 | 0 | 0 | 9 | 1984 | 0 | 0 | [7 empty] | 0
3 |  | 21554 | 974 | 1 | ST | 0 |  |  | 0 | 0 | [6 empty] | 0 | 0 | 0 | 630000 | CN | 0 | 0 | 88 | 1958 | 0 | 0 | LO |  |  | BIT |  |  | 600000 | 600000 | 0 | 0 | 0 | 584000 | 596000 | [7 empty] | 0
3 |  | 21554 | 974 | 2 | ST | 0 |  |  | 0 | 0 | [6 empty] | 0 | 0 | 0 | 630000 | CN | 88 | 1985 | 1 | 1990 | 0 | 0 | LO |  |  | BIT |  |  | 600000 | 600000 | 0 | 0 | 0 | 584000 | 596000 | [7 empty] | 0
3 |  | 21554 | 7094 | 1 | CW | 0 |  |  | 0 | 0 | [6 empty] | 0 | 0 | 0 | 70000 | CN | 12 | 1989 | 1 | 1993 | 0 | 0 |  |  |  | WH |  |  | 0 | 0 | 0 | 0 | 0 | 58611 | 62899 | [7 empty] | 0
3 |  | 21554 | 7094 | 2 | CW | 0 |  |  | 0 | 0 | [6 empty] | 0 | 0 | 0 | 70000 | CN | 12 | 1989 | 1 | 1993 | 0 | 0 |  |  |  | WH |  |  | 0 | 0 | 0 | 0 | 0 | 58611 | 62899 | [7 empty] | 0
3 |  | 21554 | 7094 | CT1 | CT | 0 |  |  | 0 | 0 | [6 empty] | 0 | 0 | 0 | 75000 | CN | 12 | 1989 | 1 | 1993 | 0 | 0 |  |  |  | NG | FO2 |  | 0 | 0 | 0 | 0 | 0 | 62621 | 66948 | [7 empty] | 0
3 |  | 21554 | 7094 | CT2 | CT | 0 |  |  | 0 | 0 | [6 empty] | 0 | 0 | 0 | 75000 | CN | 12 | 1989 | 1 | 1993 | 0 | 0 |  |  |  | NG | FO2 |  | 0 | 0 | 0 | 0 | 0 | 62621 | 66948 | [7 empty] | 0
3 |  | 21554 | 7094 | CT3 | CT | 0 |  |  | 0 | 0 | [6 empty] | 0 | 0 | 0 | 75000 | CN | 12 | 1989 | 1 | 1993 | 0 | 0 |  |  |  | NG | FO2 |  | 0 | 0 | 0 | 0 | 0 | 62621 | 66948 | [7 empty] | 0
3 |  | 21554 | 7094 | CT4 | CT | 0 |  |  | 0 | 0 | [6 empty] | 0 | 0 | 0 | 75000 | CN | 12 | 1989 | 1 | 1993 | 0 | 0 |  |  |  | NG | FO2 |  | 0 | 0 | 0 | 0 | 0 | 62621 | 66948 | [7 empty] | 0
3 |  | 21687 | 566 | 1 | NB | 661500 | B | OP | 12 | 1970 | UR |  |  | UR |  |  | 10604 | 652000 | 659500 | 0 | RT | 10 | 2010 | 0 | 0 | 0 | 0 | [6 empty] | 0 | 0 | 660000 | 10 | 1970 | 0 | 0 | [7 empty] | 0
3 |  | 21687 | 566 | 2 | NP | 909900 | B | OP | 12 | 1975 | UR |  |  | UR |  |  | 10781 | 862880 | 862000 | 0 |  | 0 | 0 | 0 | 0 | 0 | 0 | [6 empty] | 0 | 0 | 870000 | 9 | 1975 | 0 | 0 | [7 empty] | 0
3 |  | 21687 | 566 | 3 | NP | 1253097 | B | OP | 4 | 1986 |  |  |  | UR |  |  | 10534 | 1137000 | 1146000 | 0 |  | 0 | 0 | 0 | 0 | 0 | 0 | [6 empty] | 0 | 0 | 1156000 | 1 | 1986 | 0 | 0 | [7 empty] | 0
3 |  | 22053 | 1353 | 1 | ST | 280500 | B | OP | 1 | 1963 | FO2 |  |  | BIT |  |  | 9518 | 260000 | 260000 | 0 |  | 0 | 0 | 0 | 0 | 0 | 0 | [6 empty] | 0 | 0 | 0 | 11 | 1962 | 0 | 0 | E | [6 empty] | 0
3 |  | 22053 | 1353 | 2 | ST | 816300 | B | OP | 10 | 1969 | FO2 |  |  | BIT |  |  | 9440 | 800000 | 800000 | 0 |  | 0 | 0 | 0 | 0 | 0 | 0 | [6 empty] | 0 | 0 | 0 | 8 | 1969 | 0 | 0 | E | [6 empty] | 0
3 |  | 24211 | 124 | 1 | ST | 12500 | P |  | 7 | 1949 | NG |  |  | NG | FO6 |  | 15374 | 15000 | 15000 | 0 | RE | 6 | 1990 | 0 | 0 | 0 | 0 | [6 empty] | 0 | 0 | 0 | 6 | 1949 | 0 | 0 | E | [6 empty] | 0
3 |  | 24211 | 124 | 2 | ST | 11500 | P |  | 11 | 1949 | NG |  |  | NG | FO6 |  | 14561 | 13000 | 13000 | 0 | RE | 6 | 1990 | 0 | 0 | 0 | 0 | [6 empty] | 0 | 0 | 0 | 10 | 1949 | 0 | 0 | E | [6 empty] | 0
3 |  | 24211 | 124 | 3 | ST | 23000 | P |  | 6 | 1953 | NG |  |  | NG | FO6 |  | 12120 | 24000 | 24000 | 0 | RE | 2 | 1991 | 0 | 0 | 0 | 0 | [6 empty] | 0 | 0 | 0 | 5 | 1953 | 0 | 0 | [7 empty] | 0
3 |  | 24211 | 124 | 4 | ST | 57500 | P |  | 8 | 1954 | NG |  |  | NG | FO6 |  | 11973 | 46000 | 46000 | 0 | RE | 2 | 1991 | 0 | 0 | 0 | 0 | [6 empty] | 0 | 0 | 0 | 7 | 1954 | 0 | 0 | [7 empty] | 0
3 |  | 24211 | 124 | GT1 | GT | 65500 | P | OP | 6 | 1973 | NG |  |  | NG | FO2 |  | 13500 | 47000 | 47000 | 0 |  | 0 | 0 | 0 | 0 | 0 | 0 | [6 empty] | 0 | 0 | 0 | 5 | 1973 | 0 | 0 | E | [6 empty] | 0
3 |  | 24211 | 126 | 4 | ST | 173300 | C | OS | 7 | 1967 | NG |  |  | SUB | NG | FO6 | 10219 | 110000 | 110000 | 0 |  | 0 | 0 | 0 | 0 | 0 | 0 | FI | [5 empty] | 0 | 0 | 0 | 0 | 1967 | 0 | 0 | E | [6 empty] | 0
3 |  | 24211 | 126 | GT1 | GT | 27000 | P | OP | 12 | 1972 | NG |  |  | NG | FO2 |  | 15000 | 24000 | 24000 | 0 |  | 0 | 0 | 0 | 0 | 0 | 0 | [6 empty] | 0 | 0 | 0 | 11 | 1972 | 0 | 0 | E | [6 empty] | 0
3 |  | 24211 | 126 | GT2 | GT | 27000 | P | OP | 12 | 1972 | NG |  |  | NG | FO2 |  | 15000 | 25000 | 25000 | 0 |  | 0 | 0 | 0 | 0 | 0 | 0 | [6 empty] | 0 | 0 | 0 | 11 | 1972 | 0 | 0 | E | [6 empty] | 0
3 |  | 24211 | 126 | GT3 | GT | 27000 | P | OP | 6 | 1974 | NG |  |  | NG | FO2 |  | 15000 | 25000 | 25000 | 0 |  | 0 | 0 | 0 | 0 | 0 | 0 | [6 empty] | 0 | 0 | 0 | 5 | 1974 | 0 | 0 | E | [6 empty] | 0
3 |  | 24211 | 126 | ST1 | ST | 108800 | C | OP | 12 | 1958 | NG |  |  | NG | FO6 |  | 9864 | 81000 | 81000 | 0 |  | 0 | 0 | 0 | 0 | 0 | 0 | [6 empty] | 0 | 0 | 0 | 0 | 1958 | 0 | 0 | E | [6 empty] | 0
3 |  | 24211 | 126 | ST2 | ST | 108800 | C | OP | 10 | 1960 | NG |  |  | NG | FO6 |  | 10182 | 81000 | 81000 | 0 |  | 0 | 0 | 0 | 0 | 0 | 0 | [6 empty] | 0 | 0 | 0 | 0 | 1960 | 0 | 0 | E | [6 empty] | 0
3 |  | 24211 | 126 | ST3 | ST | 113600 | C | OP | 6 | 1962 | NG |  |  | NG | FO6 |  | 10822 | 104000 | 104000 | 0 |  | 0 | 0 | 5 | 1986 | 0 | 0 | FI | [5 empty] | 0 | 0 | 0 | 0 | 1962 | 0 | 0 | E | [6 empty] | 0
3 |  | 24211 | 6088 | 1 | GT | 27000 | P | OP | 12 | 1972 | NG |  |  | NG | FO2 |  | 15000 | 25000 | 25000 | 0 |  | 0 | 0 | 0 | 0 | 0 | 0 | [6 empty] | 0 | 0 | 0 | 11 | 1972 | 0 | 0 | E | [6 empty] | 0
3 |  | 24211 | 6088 | 2 | GT | 27000 | P | OP | 12 | 1972 | NG |  |  | NG | FO2 |  | 15000 | 25000 | 25000 | 0 |  | 0 | 0 | 0 | 0 | 0 | 0 | [6 empty] | 0 | 0 | 0 | 11 | 1972 | 0 | 0 | E | [6 empty] | 0
3 |  | 24211 | 6088 | 3 | GT | 27000 | P | OP | 12 | 1972 | NG |  |  | NG | FO2 |  | 15000 | 23000 | 23000 | 0 |  | 0 | 0 | 0 | 0 | 0 | 0 | [6 empty] | 0 | 0 | 0 | 11 | 1972 | 0 | 0 | E | [6 empty] | 0
3 |  | 24211 | 6088 | 4 | GT | 27000 | P | OP | 6 | 1974 | NG |  |  | NG | FO2 |  | 15000 | 25000 | 25000 | 0 |  | 0 | 0 | 0 | 0 | 0 | 0 | [6 empty] | 0 | 0 | 0 | 5 | 1974 | 0 | 0 | E | [6 empty] | 0
3 |  | 24559 | 5058 | 1 | NP | 0 |  |  | 0 | 0 | [6 empty] | 0 | 0 | 0 | 1150000 | CN | 88 | 1980 | 0 | 0 | 0 | 0 |  |  |  | UR |  |  | 0 | 0 | 0 | 0 | 0 | 0 | 0 | [7 empty] | 0
3 |  | 24559 | 5058 | 2 | NP | 0 |  |  | 0 | 0 | [6 empty] | 0 | 0 | 0 | 1150000 | CN | 88 | 1980 | 0 | 0 | 0 | 0 |  |  |  | UR |  |  | 0 | 0 | 0 | 0 | 0 | 0 | 0 | [7 empty] | 0
3 |  | 25477 | 1017 | 1 | WT | 25 | C | OP | 1 | 1984 | WND |  |  | WND |  |  | 0 | 25 | 30 | 0 |  | 0 | 0 | 0 | 0 | 0 | 0 | [6 empty] | 0 | 0 | 0 | 0 | 1984 | 0 | 0 | E | [6 empty] | 0
3 |  | 25477 | 1017 | 2 | WT | 25 | C | OP | 1 | 1984 | WND |  |  | WND |  |  | 0 | 25 | 30 | 0 |  | 0 | 0 | 5 | 1988 | 0 | 0 | [6 empty] | 0 | 0 | 0 | 0 | 1984 | 0 | 0 | E | [6 empty] | 0
3 |  | 25477 | 2124 | 1 | HC | 45200 | P | OP | 3 | 1973 | WAT |  |  | WAT |  |  | 0 | 54716 | 54716 | 0 |  | 0 | 0 | 0 | 0 | 0 | 0 | [6 empty] | 0 | 0 | 0 | 12 | 1972 | 0 | 0 | E | [6 empty] | 0
3 |  | 25477 | 6141 | 1 | HR | 26967 | P | OP | 5 | 1982 | WAT |  |  | WAT |  |  | 0 | 31000 | 31000 | 0 |  | 0 | 0 | 0 | 0 | 0 | 0 | [6 empty] | 0 | 0 | 0 | 2 | 1982 | 0 | 0 | E | [6 empty] | 0
3 |  | 25477 | 6141 | 2 | HR | 26967 | P | OP | 8 | 1982 | WAT |  |  | WAT |  |  | 0 | 31000 | 31000 | 0 |  | 0 | 0 | 0 | 0 | 0 | 0 | [6 empty] | 0 | 0 | 0 | 5 | 1982 | 0 | 0 | E | [6 empty] | 0
3 |  | 25477 | 6141 | 3 | HR | 26967 | P | OS | 7 | 1982 | WAT |  |  | WAT |  |  | 0 | 31000 | 31000 | 0 |  | 0 | 0 | 0 | 0 | 0 | 0 | [6 empty] | 0 | 0 | 0 | 4 | 1982 | 0 | 0 | E | [6 empty] | 0
3 |  | 25477 | 6141 | 4 | HR | 26967 | P | OP | 2 | 1982 | WAT |  |  | WAT |  |  | 0 | 31000 | 31000 | 0 |  | 0 | 0 | 0 | 0 | 0 | 0 | [6 empty] | 0 | 0 | 0 | 11 | 1981 | 0 | 0 | E | [6 empty] | 0
3 |  | 25477 | 6141 | 5 | HR | 26967 | P | OP | 12 | 1981 | WAT |  |  | WAT |  |  | 0 | 31000 | 31000 | 0 |  | 0 | 0 | 0 | 0 | 0 | 0 | [6 empty] | 0 | 0 | 0 | 9 | 1981 | 0 | 0 | E | [6 empty] | 0
3 |  | 25477 | 6141 | 6 | HR | 26967 | P | OS | 12 | 1979 | WAT |  |  | WAT |  |  | 0 | 31000 | 31000 | 0 |  | 0 | 0 | 0 | 0 | 0 | 0 | [6 empty] | 0 | 0 | 0 | 9 | 1979 | 0 | 0 | E | [6 empty] | 0
3 |  | 26232 | 671 | 1 | WT | 25 | C | OP | 12 | 1981 | WND |  |  | WND |  |  | 0 | 15 | 45 | 0 |  | 0 | 0 | 0 | 0 | 0 | 0 | [6 empty] | 0 | 0 | 0 | 0 | 1981 | 0 | 0 | E | [5 empty] | OP | 25
3 |  | 26232 | 671 | 2 | WT | 25 | C | OS | 12 | 1981 | WND |  |  | WND |  |  | 0 | 15 | 45 | 0 |  | 0 | 0 | 0 | 0 | 0 | 0 | [6 empty] | 0 | 0 | 0 | 0 | 1981 | 0 | 0 | E | [5 empty] | OS | 25
3 |  | 26232 | 671 | 3 | WT | 25 | C | OS | 12 | 1981 | WND |  |  | WND |  |  | 0 | 15 | 45 | 0 |  | 0 | 0 | 0 | 0 | 0 | 0 | [6 empty] | 0 | 0 | 0 | 0 | 1981 | 0 | 0 | E | [5 empty] | OS | 25
3 |  | 26232 | 671 | 4 | WT | 25 | C | OS | 12 | 1981 | WND |  |  | WND |  |  | 0 | 15 | 45 | 0 |  | 0 | 0 | 0 | 0 | 0 | 0 | [6 empty] | 0 | 0 | 0 | 0 | 1981 | 0 | 0 | E | [5 empty] | OS | 25
3 |  | 26232 | 671 | 5 | WT | 25 | C | OS | 4 | 1982 | WND |  |  | WND |  |  | 0 | 15 | 45 | 0 |  | 0 | 0 | 0 | 0 | 0 | 0 | [6 empty] | 0 | 0 | 0 | 0 | 1982 | 0 | 0 | E | [5 empty] | OS | 25
3 |  | 26615 | 411 | 1 | HC | 1000 | B |  | 99 | 1918 |  |  |  | WAT |  |  | 0 | 1000 | 1000 | 0 | RE | 8 | 1985 | 0 | 0 | 0 | 0 | [6 empty] | 0 | 0 | 0 | 0 | 1918 | 0 | 0 | E | [6 empty] | 0
3 |  | 26615 | 411 | 2 | HC | 1000 | B |  | 99 | 1918 |  |  |  | WAT |  |  | 0 | 1000 | 1000 | 0 | RE | 8 | 1985 | 0 | 0 | 0 | 0 | [6 empty] | 0 | 0 | 0 | 0 | 1918 | 0 | 0 | E | [6 empty] | 0
3 |  | 26615 | 6587 | 1 | HC | 600 |  |  | 0 | 1900 |  |  |  | WAT |  |  | 0 | 0 | 0 | 0 | RE | 99 | 1979 | 0 | 0 | 0 | 0 | [6 empty] | 0 | 0 | 0 | 0 | 1900 | 0 | 0 | E | [6 empty] | 0
3 |  | 26615 | 6588 | 1 | IC | 100 |  |  | 0 | 1900 |  |  |  | FO2 |  |  | 0 | 0 | 0 | 0 | RE | 99 | 1982 | 0 | 0 | 0 | 0 | [6 empty] | 0 | 0 | 0 | 0 | 1900 | 0 | 0 | E | [6 empty] | 0
3 |  | 26618 | 6140 | 1 | HC | 27000 | C | OP | 11 | 1984 | WAT |  |  | WAT |  |  | 0 | 28000 | 28000 | 0 |  | 0 | 0 | 0 | 0 | 0 | 0 | [6 empty] | 0 | 0 | 0 | 8 | 1984 | 0 | 0 | E | [6 empty] | 0
3 |  | 26618 | 6140 | 2 | HR | 31000 | C | OP | 11 | 1984 | WAT |  |  | WAT |  |  | 0 | 32000 | 32000 | 0 |  | 0 | 0 | 0 | 0 | 0 | 0 | [6 empty] | 0 | 0 | 0 | 8 | 1984 | 0 | 0 | E | [6 empty] | 0
3 |  | 27470 | 2984 | 1 | HC | 35000 | P | OP | 5 | 1968 |  |  |  | WAT |  |  | 0 | 35000 | 35000 | 0 |  | 0 | 0 | 0 | 0 | 0 | 0 | [6 empty] | 0 | 0 | 0 | 5 | 1968 | 0 | 0 | [7 empty] | 0
3 |  | 27470 | 2984 | 2 | HC | 35000 | P | OP | 5 | 1968 |  |  |  | WAT |  |  | 0 | 35000 | 35000 | 0 |  | 0 | 0 | 0 | 0 | 0 | 0 | [6 empty] | 0 | 0 | 0 | 5 | 1968 | 0 | 0 | [7 empty] | 0
3 |  | 27470 | 2985 | 1 | HC | 27500 | P | OP | 10 | 1971 |  |  |  | WAT |  |  | 0 | 28500 | 31000 | 0 |  | 0 | 0 | 0 | 0 | 0 | 0 | [6 empty] | 0 | 0 | 0 | 10 | 1971 | 0 | 0 | [7 empty] | 0
3 |  | 27470 | 2985 | 2 | HC | 27500 | P | OP | 7 | 1971 |  |  |  | WAT |  |  | 0 | 28500 | 31000 | 0 |  | 0 | 0 | 0 | 0 | 0 | 0 | [6 empty] | 0 | 0 | 0 | 7 | 1971 | 0 | 0 | E | [6 empty] | 0
3 |  | 27470 | 2985 | 3 | HC | 27500 | P | OP | 9 | 1971 |  |  |  | WAT |  |  | 0 | 28500 | 31000 | 0 |  | 0 | 0 | 0 | 0 | 0 | 0 | [6 empty] | 0 | 0 | 0 | 9 | 1971 | 0 | 0 | [7 empty] | 0
3 |  | 27470 | 2985 | 4 | HC | 27500 | P | OP | 11 | 1971 |  |  |  | WAT |  |  | 0 | 28500 | 31000 | 0 |  | 0 | 0 | 0 | 0 | 0 | 0 | [6 empty] | 0 | 0 | 0 | 11 | 1971 | 0 | 0 | [7 empty] | 0
3 |  | 27470 | 2987 | 1 | HC | 20000 | P | OP | 8 | 1973 |  |  |  | WAT |  |  | 0 | 20000 | 20000 | 0 |  | 0 | 0 | 0 | 0 | 0 | 0 | [6 empty] | 0 | 0 | 0 | 8 | 1973 | 0 | 0 | [7 empty] | 0
3 |  | 27470 | 2987 | 2 | HC | 20000 | P | OP | 9 | 1973 |  |  |  | WAT |  |  | 0 | 20000 | 20000 | 0 |  | 0 | 0 | 0 | 0 | 0 | 0 | [6 empty] | 0 | 0 | 0 | 9 | 1973 | 0 | 0 | [7 empty] | 0
3 |  | 27470 | 2987 | 3 | HC | 20000 | P | OP | 11 | 1973 |  |  |  | WAT |  |  | 0 | 20000 | 20000 | 0 |  | 0 | 0 | 0 | 0 | 0 | 0 | [6 empty] | 0 | 0 | 0 | 11 | 1973 | 0 | 0 | [7 empty] | 0
3 |  | 27470 | 3003 | 1 | HC | 11250 | P | OP | 3 | 1953 |  |  |  | WAT |  |  | 0 | 12500 | 12500 | 0 |  | 0 | 0 | 0 | 0 | 0 | 0 | [6 empty] | 0 | 0 | 0 | 12 | 1952 | 0 | 0 | E | [6 empty] | 0
3 |  | 27470 | 3003 | 2 | HC | 11250 | P | OP | 3 | 1953 |  |  |  | WAT |  |  | 0 | 12500 | 12500 | 0 |  | 0 | 0 | 0 | 0 | 0 | 0 | [6 empty] | 0 | 0 | 0 | 12 | 1952 | 0 | 0 | E | [6 empty] | 0
3 |  | 27470 | 3003 | 3 | HC | 11250 | P | OP | 5 | 1953 |  |  |  | WAT |  |  | 0 | 12500 | 12500 | 0 |  | 0 | 0 | 0 | 0 | 0 | 0 | [6 empty] | 0 | 0 | 0 | 2 | 1953 | 0 | 0 | E | [6 empty] | 0
3 |  | 27470 | 3003 | 4 | HC | 11250 | P | OP | 9 | 1953 |  |  |  | WAT |  |  | 0 | 12500 | 12500 | 0 |  | 0 | 0 | 0 | 0 | 0 | 0 | [6 empty] | 0 | 0 | 0 | 6 | 1953 | 0 | 0 | E | [6 empty] | 0
3 |  | 27470 | 3003 | 5 | HC | 0 |  |  | 0 | 0 | [6 empty] | 0 | 0 | 0 | 21500 | PL | 0 | 0 | 0 | 1996 | 0 | 1996 |  |  |  | WAT |  |  | 21500 | 21500 | 0 | 0 | 0 | 22945 | 21884 | [7 empty] | 0
3 |  | 27470 | 3003 | 6 | HC | 0 |  |  | 0 | 0 | [6 empty] | 0 | 0 | 0 | 21500 | PL | 0 | 0 | 0 | 1996 | 0 | 1996 |  |  |  | WAT |  |  | 21500 | 21500 | 0 | 0 | 0 | 22945 | 21884 | [7 empty] | 0
3 |  | 27470 | 3004 | 1 | HC | 19550 | P | OP | 11 | 1953 |  |  |  | WAT |  |  | 0 | 20000 | 22500 | 0 |  | 0 | 0 | 0 | 0 | 0 | 0 | [6 empty] | 0 | 0 | 0 | 8 | 1953 | 0 | 0 | E | [6 empty] | 0
3 |  | 27470 | 3004 | 2 | HC | 19550 | P | OP | 12 | 1953 |  |  |  | WAT |  |  | 0 | 20000 | 22500 | 0 |  | 0 | 0 | 0 | 0 | 0 | 0 | [6 empty] | 0 | 0 | 0 | 9 | 1953 | 0 | 0 | E | [6 empty] | 0
3 |  | 27470 | 6415 | 1 | HC | 50000 | P | OP | 1 | 1970 |  |  |  | WAT |  |  | 0 | 57500 | 57500 | 0 |  | 0 | 0 | 0 | 0 | 0 | 0 | [6 empty] | 0 | 0 | 0 | 1 | 1970 | 0 | 0 | [7 empty] | 0
3 |  | 27470 | 6415 | 2 | HC | 50000 | P | OP | 6 | 1970 |  |  |  | WAT |  |  | 0 | 57500 | 57500 | 0 |  | 0 | 0 | 0 | 0 | 0 | 0 | [6 empty] | 0 | 0 | 0 | 6 | 1970 | 0 | 0 | [7 empty] | 0
3 |  | 27470 | 6416 | 1 | HC | 35000 | P | OP | 3 | 1945 |  |  |  | WAT |  |  | 0 | 40000 | 40000 | 0 |  | 0 | 0 | 0 | 0 | 0 | 0 | [6 empty] | 0 | 0 | 0 | 12 | 1944 | 0 | 0 | E | [6 empty] | 0
3 |  | 27470 | 6416 | 2 | HC | 35000 | P | OP | 9 | 1949 |  |  |  | WAT |  |  | 0 | 40000 | 40000 | 0 |  | 0 | 0 | 0 | 0 | 0 | 0 | [6 empty] | 0 | 0 | 0 | 6 | 1949 | 0 | 0 | E | [6 empty] | 0
3 |  | 27470 | 6419 | 1 | HC | 30000 | P | OP | 7 | 1964 |  |  |  | WAT |  |  | 0 | 30000 | 30000 | 0 |  | 0 | 0 | 0 | 0 | 0 | 0 | [6 empty] | 0 | 0 | 0 | 4 | 1964 | 0 | 0 | E | [6 empty] | 0
3 |  | 27470 | 6419 | 2 | HC | 30000 | P | OP | 9 | 1964 |  |  |  | WAT |  |  | 0 | 30000 | 30000 | 0 |  | 0 | 0 | 0 | 0 | 0 | 0 | [6 empty] | 0 | 0 | 0 | 6 | 1964 | 0 | 0 | E | [6 empty] | 0
3 |  | 27470 | 6419 | 3 | HC | 30000 | P | OP | 8 | 1964 |  |  |  | WAT |  |  | 0 | 30000 | 30000 | 0 |  | 0 | 0 | 0 | 0 | 0 | 0 | [6 empty] | 0 | 0 | 0 | 5 | 1964 | 0 | 0 | E | [6 empty] | 0
3 |  | 27721 | 2760 | 1 | HC | 11000 |  | OP | 11 | 1927 |  |  |  | WAT |  |  | 0 | 11000 | 9000 | 0 |  | 0 | 0 | 0 | 0 | 0 | 0 | [6 empty] | 0 | 0 | 0 | 8 | 1927 | 0 | 0 | E | [6 empty] | 0
3 |  | 27721 | 2760 | 2 | HC | 11000 |  | OP | 11 | 1927 |  |  |  | WAT |  |  | 0 | 11000 | 9000 | 0 |  | 0 | 0 | 0 | 0 | 0 | 0 | [6 empty] | 0 | 0 | 0 | 8 | 1927 | 0 | 0 | E | [6 empty] | 0
3 |  | 27721 | 2760 | 3 | HC | 11000 |  | OP | 11 | 1927 |  |  |  | WAT |  |  | 0 | 11000 | 9000 | 0 |  | 0 | 0 | 0 | 0 | 0 | 0 | [6 empty] | 0 | 0 | 0 | 8 | 1927 | 0 | 0 | E | [6 empty] | 0
3 |  | 27721 | 2761 | 1 | HC | 14000 |  | OP | 4 | 1962 |  |  |  | WAT |  |  | 0 | 13000 | 13000 | 0 |  | 0 | 0 | 0 | 0 | 0 | 0 | [6 empty] | 0 | 0 | 0 | 1 | 1962 | 0 | 0 | E | [6 empty] | 0
3 |  | 27721 | 2761 | 2 | HC | 14000 |  | OP | 4 | 1962 |  |  |  | WAT |  |  | 0 | 13000 | 13000 | 0 |  | 0 | 0 | 0 | 0 | 0 | 0 | [6 empty] | 0 | 0 | 0 | 1 | 1962 | 0 | 0 | E | [6 empty] | 0
3 |  | 27721 | 2761 | 3 | HC | 14000 |  | OP | 4 | 1962 |  |  |  | WAT |  |  | 0 | 13000 | 13000 | 0 |  | 0 | 0 | 0 | 0 | 0 | 0 | [6 empty] | 0 | 0 | 0 | 1 | 1962 | 0 | 0 | E | [6 empty] | 0
3 |  | 27721 | 2762 | 1 | HC | 9000 |  | OP | 3 | 1922 |  |  |  | WAT |  |  | 0 | 9000 | 9000 | 0 |  | 0 | 0 | 0 | 0 | 0 | 0 | [6 empty] | 0 | 0 | 0 | 12 | 1921 | 0 | 0 | E | [6 empty] | 0
3 |  | 27721 | 2762 | 2 | HC | 11250 |  | OP | 9 | 1919 |  |  |  | WAT |  |  | 0 | 10500 | 10500 | 0 |  | 0 | 0 | 0 | 0 | 0 | 0 | [6 empty] | 0 | 0 | 0 | 6 | 1919 | 0 | 0 | E | [6 empty] | 0
3 |  | 27721 | 2762 | 3 | HC | 11250 |  | OP | 9 | 1919 |  |  |  | WAT |  |  | 0 | 10500 | 10500 | 0 |  | 0 | 0 | 0 | 0 | 0 | 0 | [6 empty] | 0 | 0 | 0 | 6 | 1919 | 0 | 0 | E | [6 empty] | 0
3 |  | 27721 | 2763 | 1 | HC | 24250 |  | OP | 7 | 1917 |  |  |  | WAT |  |  | 0 | 24000 | 24000 | 0 |  | 0 | 0 | 0 | 0 | 0 | 0 | [6 empty] | 0 | 0 | 0 | 4 | 1917 | 0 | 0 | E | [6 empty] | 0
3 |  | 27721 | 2763 | 2 | HC | 24250 |  | OP | 7 | 1917 |  |  |  | WAT |  |  | 0 | 24000 | 24000 | 0 |  | 0 | 0 | 0 | 0 | 0 | 0 | [6 empty] | 0 | 0 | 0 | 4 | 1917 | 0 | 0 | E | [6 empty] | 0
3 |  | 27721 | 2763 | 3 | HC | 24000 |  | OP | 7 | 1917 |  |  |  | WAT |  |  | 0 | 24000 | 24000 | 0 |  | 0 | 0 | 0 | 0 | 0 | 0 | [6 empty] | 0 | 0 | 0 | 4 | 1917 | 0 | 0 | E | [6 empty] | 0
3 |  | 27721 | 2763 | 4 | HC | 24000 |  | OP | 12 | 1924 |  |  |  | WAT |  |  | 0 | 24000 | 24000 | 0 |  | 0 | 0 | 0 | 0 | 0 | 0 | [6 empty] | 0 | 0 | 0 | 9 | 1924 | 0 | 0 | E | [6 empty] | 0
3 | A532 | 27813 | 38 | 1 | HC | 25000 | P | OP | 4 | 1970 | WAT |  |  | WAT |  |  | 0 | 75000 | 75000 | 0 |  | 0 | 0 | 0 | 0 | 0 | 0 | [6 empty] | 0 | 0 | 0 | 0 | 1970 | 0 | 0 | E | [6 empty] | 0
3 | A532 | 27813 | 38 | 2 | HC | 25000 | P | OP | 4 | 1970 | WAT |  |  | WAT |  |  | 0 | 0 | 0 | 0 |  | 0 | 0 | 0 | 0 | 0 | 0 | [6 empty] | 0 | 0 | 0 | 0 | 1970 | 0 | 0 | E | [6 empty] | 0
3 | A532 | 27813 | 38 | 3 | HC | 25000 | P | OP | 5 | 1970 | WAT |  |  | WAT |  |  | 0 | 0 | 0 | 0 |  | 0 | 0 | 0 | 0 | 0 | 0 | [6 empty] | 0 | 0 | 0 | 0 | 1970 | 0 | 0 | E | [6 empty] | 0
3 | A468 | 27813 | 690 | 1 | HC | 10000 | B | OP | 2 | 1957 | WAT |  |  | WAT |  |  | 0 | 36000 | 36000 | 0 |  | 0 | 0 | 0 | 0 | 0 | 0 | [6 empty] | 0 | 0 | 0 | 0 | 1957 | 0 | 0 | E | [6 empty] | 0
3 | A468 | 27813 | 690 | 2 | HC | 10000 | B | OP | 3 | 1957 | WAT |  |  | WAT |  |  | 0 | 0 | 0 | 0 |  | 0 | 0 | 0 | 0 | 0 | 0 | [6 empty] | 0 | 0 | 0 | 0 | 1957 | 0 | 0 | E | [6 empty] | 0
3 | A468 | 27813 | 690 | 3 | HC | 10000 | B | OP | 4 | 1957 | WAT |  |  | WAT |  |  | 0 | 0 | 0 | 0 |  | 0 | 0 | 0 | 0 | 0 | 0 | [6 empty] | 0 | 0 | 0 | 0 | 1957 | 0 | 0 | E | [6 empty] | 0
3 |  | 27813 | 759 | 1 | HC | 40000 | P | OP | 10 | 1957 | WAT |  |  | WAT |  |  | 0 | 40000 | 46000 | 0 |  | 0 | 0 | 0 | 0 | 0 | 0 | [6 empty] | 0 | 0 | 0 | 7 | 1957 | 0 | 0 | E | [6 empty] | 0
3 |  | 27813 | 759 | 2 | HC | 40000 | P | OP | 6 | 1957 | WAT |  |  | WAT |  |  | 0 | 40000 | 46000 | 0 |  | 0 | 0 | 0 | 0 | 0 | 0 | [6 empty] | 0 | 0 | 0 | 3 | 1957 | 0 | 0 | E | [6 empty] | 0
3 |  | 27813 | 759 | 3 | HC | 6000 | P | OP | 7 | 1957 | WAT |  |  | WAT |  |  | 0 | 6000 | 6000 | 0 |  | 0 | 0 | 0 | 0 | 0 | 0 | [6 empty] | 0 | 0 | 0 | 4 | 1957 | 0 | 0 | E | [6 empty] | 0
3 |  | 27813 | 760 | A | HC | 2000 | B | OP | 2 | 1950 | WAT |  |  | WAT |  |  | 0 | 3000 | 3000 | 0 |  | 0 | 0 | 0 | 0 | 0 | 0 | [6 empty] | 0 | 0 | 0 | 11 | 1949 | 0 | 0 | E | [6 empty] | 0
3 |  | 27813 | 760 | 1 | HC | 36000 | P | OP | 1 | 1950 |  |  |  | WAT |  |  | 0 | 36000 | 41000 | 0 |  | 0 | 0 | 0 | 0 | 0 | 0 | [6 empty] | 0 | 0 | 0 | 10 | 1949 | 0 | 0 | E | [6 empty] | 0
3 |  | 27813 | 760 | 2 | HC | 36000 | P | OP | 3 | 1950 | WAT |  |  | WAT |  |  | 0 | 36000 | 41000 | 0 |  | 0 | 0 | 0 | 0 | 0 | 0 | [6 empty] | 0 | 0 | 0 | 12 | 1949 | 0 | 0 | E | [6 empty] | 0
3 |  | 27813 | 761 | 1 | HC | 32500 | P | OP | 3 | 1963 |  |  |  | WAT |  |  | 0 | 32500 | 32500 | 0 |  | 0 | 0 | 0 | 0 | 0 | 0 | [6 empty] | 0 | 0 | 0 | 0 | 1963 | 0 | 0 | E | [6 empty] | 0
3 |  | 27813 | 761 | 2 | HC | 32500 | P | OP | 5 | 1963 |  |  |  | WAT |  |  | 0 | 32500 | 32500 | 0 |  | 0 | 0 | 0 | 0 | 0 | 0 | [6 empty] | 0 | 0 | 0 | 0 | 1963 | 0 | 0 | E | [6 empty] | 0
3 |  | 27813 | 761 | 3 | HC | 32500 | P | OP | 9 | 1963 |  |  |  | WAT |  |  | 0 | 32500 | 32500 | 0 |  | 0 | 0 | 0 | 0 | 0 | 0 | [6 empty] | 0 | 0 | 0 | 0 | 1963 | 0 | 0 | E | [6 empty] | 0
3 |  | 27813 | 761 | 4 | HC | 32500 | P | OP | 11 | 1963 |  |  |  | WAT |  |  | 0 | 32500 | 32500 | 0 |  | 0 | 0 | 0 | 0 | 0 | 0 | [6 empty] | 0 | 0 | 0 | 0 | 1963 | 0 | 0 | E | [6 empty] | 0
3 |  | 27813 | 6130 | 1 | HC | 125000 | P | OP | 11 | 1975 | WAT |  |  | WAT |  |  | 0 | 137000 | 143000 | 0 |  | 0 | 0 | 0 | 0 | 0 | 0 | [6 empty] | 0 | 0 | 0 | 8 | 1975 | 0 | 0 | E | [6 empty] | 0
3 |  | 27813 | 6130 | 2 | HC | 125000 | P | OP | 7 | 1975 | WAT |  |  | WAT |  |  | 0 | 137000 | 143000 | 0 |  | 0 | 0 | 0 | 0 | 0 | 0 | [6 empty] | 0 | 0 | 0 | 4 | 1975 | 0 | 0 | E | [6 empty] | 0
3 |  | 27813 | 6130 | 3 | HR | 125000 | P | OP | 9 | 1977 | WAT |  |  | WAT |  |  | 0 | 138000 | 138000 | 0 |  | 0 | 0 | 0 | 0 | 0 | 0 | [6 empty] | 0 | 0 | 0 | 6 | 1977 | 0 | 0 | E | [6 empty] | 0
3 |  | 27813 | 6130 | 4 | HR | 125000 | P | OP | 6 | 1977 | WAT |  |  | WAT |  |  | 0 | 138000 | 138000 | 0 |  | 0 | 0 | 0 | 0 | 0 | 0 | [6 empty] | 0 | 0 | 0 | 3 | 1977 | 0 | 0 | E | [6 empty] | 0
3 |  | 27813 | 6131 | 1 | HC | 17000 | P | OP | 6 | 1975 | WAT |  |  | WAT |  |  | 0 | 17000 | 17000 | 0 |  | 0 | 0 | 0 | 0 | 0 | 0 | [6 empty] | 0 | 0 | 0 | 0 | 1975 | 0 | 0 | E | [6 empty] | 0
3 |  | 27813 | 6131 | 2 | HC | 17000 | P | OP | 7 | 1975 | WAT |  |  | WAT |  |  | 0 | 17000 | 17000 | 0 |  | 0 | 0 | 0 | 0 | 0 | 0 | [6 empty] | 0 | 0 | 0 | 0 | 1975 | 0 | 0 | E | [6 empty] | 0
3 |  | 27813 | 6131 | 3 | HC | 17000 | P | OP | 9 | 1975 | WAT |  |  | WAT |  |  | 0 | 17000 | 17000 | 0 |  | 0 | 0 | 0 | 0 | 0 | 0 | [6 empty] | 0 | 0 | 0 | 0 | 1975 | 0 | 0 | E | [6 empty] | 0
3 |  | 27813 | 6131 | 4 | HC | 17000 | P | OP | 10 | 1975 | WAT |  |  | WAT |  |  | 0 | 17000 | 17000 | 0 |  | 0 | 0 | 0 | 0 | 0 | 0 | [6 empty] | 0 | 0 | 0 | 0 | 1975 | 0 | 0 | E | [6 empty] | 0
3 |  | 27813 | 6133 | 1 | HC | 3375 | P | OP | 4 | 1975 |  |  |  | WAT |  |  | 0 | 3000 | 3000 | 0 |  | 0 | 0 | 0 | 0 | 0 | 0 | [6 empty] | 0 | 0 | 0 | 1 | 1975 | 0 | 0 | E | [6 empty] | 0
3 |  | 27813 | 6133 | 2 | HC | 35000 | P | OP | 4 | 1975 |  |  |  | WAT |  |  | 0 | 41000 | 41000 | 0 |  | 0 | 0 | 0 | 0 | 0 | 0 | [6 empty] | 0 | 0 | 0 | 0 | 1975 | 0 | 0 | E | [6 empty] | 0
3 |  | 27813 | 6133 | 3 | HC | 35000 | P | OP | 4 | 1975 |  |  |  | WAT |  |  | 0 | 41000 | 41000 | 0 |  | 0 | 0 | 0 | 0 | 0 | 0 | [6 empty] | 0 | 0 | 0 | 0 | 1975 | 0 | 0 | E | [6 empty] | 0
3 |  | 29295 | 2020 | 1 | IC | 1300 | P | SB | 88 | 1953 | FO2 |  |  | FO2 | NG |  | 0 | 1400 | 1400 | 0 |  | 0 | 0 | 0 | 0 | 0 | 0 | [6 empty] | 0 | 0 | 0 | 0 | 1953 | 0 | 0 | E | [6 empty] | 0
3 |  | 29295 | 2020 | 2 | IC | 1300 | P | SB | 88 | 1957 | FO2 |  |  | FO2 | NG |  | 0 | 1500 | 1500 | 0 |  | 0 | 0 | 0 | 0 | 0 | 0 | [6 empty] | 0 | 0 | 0 | 0 | 1957 | 0 | 0 | E | [6 empty] | 0
3 |  | 29295 | 2020 | 3 | IC | 1100 | P | SB | 88 | 1950 | FO2 |  |  | FO2 | NG |  | 0 | 1000 | 1000 | 0 |  | 0 | 0 | 0 | 0 | 0 | 0 | [6 empty] | 0 | 0 | 0 | 0 | 1950 | 0 | 0 | E | [6 empty] | 0
3 |  | 29295 | 2020 | 4 | IC | 2300 | P | SB | 88 | 1966 | FO2 |  |  | FO2 | NG |  | 0 | 2300 | 2300 | 0 |  | 0 | 0 | 0 | 0 | 0 | 0 | [6 empty] | 0 | 0 | 0 | 0 | 1966 | 0 | 0 | E | [6 empty] | 0
3 |  | 29295 | 2020 | 5 | IC | 2300 | P | SB | 1 | 1975 | FO2 |  |  | FO2 | NG |  | 0 | 2200 | 2200 | 0 |  | 0 | 0 | 0 | 0 | 0 | 0 | [6 empty] | 0 | 0 | 0 | 12 | 1974 | 0 | 0 | E | [6 empty] | 0
3 |  | 29295 | 2020 | 6 | IC | 0 |  |  | 0 | 0 | [6 empty] | 0 | 0 | 0 | 4000 | CN | 99 | 9999 | 1 | 1981 | 1 | 1981 |  |  |  | FO2 | NG |  | 0 | 0 | 0 | 0 | 0 | 4000 | 4000 | [7 empty] | 0
3 |  | 29297 | 1 | 1 | IC | 500 |  |  | 88 | 1955 |  |  |  | FO2 |  |  | 0 | 500 | 500 | 0 | SD | 7 | 1985 | 0 | 0 | 0 | 0 | [6 empty] | 0 | 0 | 0 | 0 | 1955 | 0 | 0 | E | [6 empty] | 0
3 |  | 29297 | 1 | 2 | IC | 500 |  |  | 88 | 1955 |  |  |  | FO2 |  |  | 0 | 500 | 500 | 0 | SD | 7 | 1985 | 0 | 0 | 0 | 0 | [6 empty] | 0 | 0 | 0 | 0 | 1955 | 0 | 0 | E | [6 empty] | 0
3 |  | 29297 | 1 | 3 | IC | 400 |  |  | 88 | 1955 |  |  |  | FO2 |  |  | 0 | 400 | 400 | 0 | SD | 7 | 1985 | 0 | 0 | 0 | 0 | [6 empty] | 0 | 0 | 0 | 0 | 1955 | 0 | 0 | E | [6 empty] | 0
3 |  | 29297 | 1 | 4 | IC | 400 |  |  | 88 | 1955 |  |  |  | FO2 |  |  | 0 | 400 | 400 | 0 | SD | 7 | 1985 | 0 | 0 | 0 | 0 | [6 empty] | 0 | 0 | 0 | 0 | 1955 | 0 | 0 | E | [6 empty] | 0
3 |  | 29297 | 1 | 5 | IC | 400 |  |  | 88 | 1955 |  |  |  | FO2 |  |  | 0 | 362 | 340 | 0 | SD | 7 | 1985 | 0 | 0 | 0 | 0 | [6 empty] | 0 | 0 | 0 | 0 | 1955 | 0 | 0 | E | E | E |  |  |  |  | 0
3 |  | 29297 | 1 | 6 | IC | 200 |  |  | 88 | 1955 |  |  |  | FO2 |  |  | 0 | 180 | 167 | 0 | SD | 7 | 1985 | 0 | 0 | 0 | 0 | [6 empty] | 0 | 0 | 0 | 0 | 1955 | 0 | 0 | E | E | E |  |  |  |  | 0
3 |  | 29297 | 1 | 7 | IC | 200 |  |  | 88 | 1955 |  |  |  | FO2 |  |  | 0 | 180 | 167 | 0 | SD | 7 | 1985 | 0 | 0 | 0 | 0 | [6 empty] | 0 | 0 | 0 | 0 | 1955 | 0 | 0 | E | E | E |  |  |  |  | 0
3 |  | 29297 | 1 | 8 | IC | 200 |  |  | 88 | 1955 |  |  |  | FO2 |  |  | 0 | 180 | 167 | 0 | SD | 7 | 1985 | 0 | 0 | 0 | 0 | [6 empty] | 0 | 0 | 0 | 0 | 1955 | 0 | 0 | E | E | E |  |  |  |  | 0
3 |  | 29297 | 6702 | 1 | HC | 500 |  |  | 88 | 1942 |  |  |  | WAT |  |  | 0 | 0 | 0 | 0 | RE | 1 | 1983 | 0 | 0 | 0 | 0 | [6 empty] | 0 | 0 | 0 | 0 | 1942 | 0 | 0 | E | [6 empty] | 0
3 |  | 29297 | 6702 | 2 | IC | 100 | P |  | 0 | 1964 | FO2 |  |  | FO2 |  |  | 12173 | 100 | 100 | 0 | RE | 12 | 1989 | 0 | 0 | 0 | 0 | [6 empty] | 0 | 0 | 0 | 0 | 1964 | 0 | 0 | [7 empty] | 0
3 |  | 29297 | 6702 | HC1 | HC | 600 | B | OP | 7 | 1984 | WAT |  |  | WAT |  |  | 0 | 510 | 510 | 0 |  | 0 | 0 | 0 | 0 | 0 | 0 | [6 empty] | 0 | 0 | 0 | 7 | 1984 | 0 | 0 | [7 empty] | 0
3 |  | 29297 | 6702 | HC2 | HC | 100 | B | OP | 5 | 1984 | WAT |  |  | WAT |  |  | 0 | 72 | 72 | 0 |  | 0 | 0 | 0 | 0 | 0 | 0 | [6 empty] | 0 | 0 | 0 | 5 | 1984 | 0 | 0 | [7 empty] | 0
3 |  | 29297 | 6702 | IC1 | IC | 300 | P | OP | 12 | 1989 | FO2 |  |  | FO2 |  |  | 12173 | 300 | 300 | 0 |  | 0 | 0 | 0 | 0 | 0 | 0 | [6 empty] | 0 | 0 | 0 | 12 | 1989 | 0 | 0 | [7 empty] | 0
3 |  | 29297 | 6702 | IC2 | IC | 100 | P | OP | 0 | 1964 | FO2 |  |  | FO2 |  |  | 12173 | 100 | 100 | 0 |  | 0 | 0 | 0 | 0 | 0 | 0 | [6 empty] | 0 | 0 | 0 | 0 | 1964 | 0 | 0 | [7 empty] | 0
3 |  | 29297 | 6702 | IC3 | IC | 285 | P | OP | 9 | 1974 | FO2 |  |  | FO2 |  |  | 12173 | 200 | 200 | 0 |  | 0 | 0 | 0 | 0 | 0 | 0 | [6 empty] | 0 | 0 | 0 | 9 | 1974 | 0 | 0 | [7 empty] | 0
3 |  | 29297 | 6702 | IC4 | IC | 275 | P | OP | 6 | 1980 | FO2 |  |  | FO2 |  |  | 12173 | 275 | 275 | 0 |  | 0 | 0 | 0 | 0 | 0 | 0 | [6 empty] | 0 | 0 | 0 | 6 | 1980 | 0 | 0 | [7 empty] | 0
3 |  | 29297 | 6702 | IC5 | IC | 400 | P | OP | 7 | 1990 |  |  |  | FO2 |  |  | 12173 | 400 | 400 | 0 |  | 0 | 0 | 6 | 1990 | 0 | 0 | [6 empty] | 0 | 0 | 0 | 7 | 1990 | 0 | 0 | [7 empty] | 0
3 |  | 29299 | 1331 | 1 | IC | 400 |  |  | 99 | 1941 |  |  |  | FO2 | NG |  | 0 | 0 | 0 | 0 | RE | 1 | 1982 | 0 | 0 | 0 | 0 | [6 empty] | 0 | 0 | 0 | 0 | 1941 | 0 | 0 | E | [6 empty] | 0
3 |  | 29299 | 1331 | 2 | IC | 300 |  |  | 99 | 1948 |  |  |  | FO2 | NG |  | 0 | 0 | 0 | 0 | RE | 1 | 1982 | 0 | 0 | 0 | 0 | [6 empty] | 0 | 0 | 0 | 0 | 1948 | 0 | 0 | E | [6 empty] | 0
3 |  | 29299 | 1331 | 3 | IC | 1000 |  |  | 99 | 1956 |  |  |  | FO2 | NG |  | 0 | 0 | 0 | 0 | RE | 1 | 1982 | 0 | 0 | 0 | 0 | [6 empty] | 0 | 0 | 0 | 0 | 1956 | 0 | 0 | E | [6 empty] | 0
3 |  | 29299 | 1331 | 4 | IC | 1500 |  |  | 99 | 1976 |  |  |  | FO2 | NG |  | 0 | 0 | 0 | 0 | RE | 1 | 1982 | 0 | 0 | 0 | 0 | [6 empty] | 0 | 0 | 0 | 0 | 1976 | 0 | 0 | E | [6 empty] | 0
3 |  | 29299 | 1331 | 5 | IC | 1000 |  |  | 99 | 1962 |  |  |  | FO2 | NG |  | 0 | 0 | 0 | 0 | RE | 1 | 1982 | 0 | 0 | 0 | 0 | [6 empty] | 0 | 0 | 0 | 0 | 1962 | 0 | 0 | E | [6 empty] | 0
3 |  | 29299 | 1331 | 6 | IC | 1100 |  |  | 99 | 1972 |  |  |  | FO2 | NG |  | 0 | 0 | 0 | 0 | RE | 1 | 1982 | 0 | 0 | 0 | 0 | [6 empty] | 0 | 0 | 0 | 0 | 1972 | 0 | 0 | E | [6 empty] | 0
3 |  | 29305 | 30 | 2 | IC | 2050 | C | SB | 6 | 1965 | FO2 |  |  | NG | FO2 |  | 0 | 1500 | 1600 | 0 |  | 0 | 0 | 0 | 0 | 0 | 0 | [6 empty] | 0 | 0 | 0 | 5 | 1965 | 0 | 0 | E | [6 empty] | 0
3 |  | 29305 | 30 | 3 | IC | 1136 | C | SB | 1 | 1959 | FO2 |  |  | NG | FO2 |  | 0 | 900 | 900 | 0 |  | 0 | 0 | 0 | 0 | 0 | 0 | [6 empty] | 0 | 0 | 0 | 12 | 1958 | 0 | 0 | E | [6 empty] | 0
3 |  | 29305 | 30 | 4 | IC | 4300 | C | SB | 6 | 1973 | FO2 |  |  | NG | FO2 |  | 0 | 3750 | 3800 | 0 |  | 0 | 0 | 0 | 0 | 0 | 0 | [6 empty] | 0 | 0 | 0 | 5 | 1973 | 0 | 0 | E | [6 empty] | 0
3 |  | 29305 | 30 | 5 | IC | 1360 | C | SB | 3 | 1954 | FO2 |  |  | NG | FO2 |  | 0 | 1100 | 1200 | 0 |  | 0 | 0 | 0 | 0 | 0 | 0 | [6 empty] | 0 | 0 | 0 | 2 | 1954 | 0 | 0 | E | [6 empty] | 0
3 |  | 30150 | 6637 | 1 | IC | 250 | P |  | 0 | 1966 | FO2 |  |  | FO2 |  |  | 9783 | 250 | 250 | 0 | RE | 6 | 1990 | 0 | 0 | 0 | 0 | [6 empty] | 0 | 0 | 0 | 0 | 1966 | 0 | 0 | E | [6 empty] | 0
3 |  | 30150 | 6637 | 2 | IC | 375 |  |  | 99 | 1966 | FO2 |  |  | FO2 |  |  | 9783 | 375 | 375 | 0 | RE | 1 | 1989 | 0 | 0 | 0 | 0 | [6 empty] | 0 | 0 | 0 | 0 | 1966 | 0 | 0 | E | [6 empty] | 0
3 |  | 30150 | 6637 | 3 | IC | 600 | P | OP | 99 | 1973 | FO2 |  |  | FO2 |  |  | 9783 | 600 | 600 | 0 |  | 0 | 0 | 0 | 0 | 0 | 0 | [6 empty] | 0 | 0 | 0 | 0 | 1973 | 0 | 0 | E | [6 empty] | 0
3 |  | 30150 | 6637 | 4 | IC | 800 | C | OP | 99 | 1973 | FO2 |  |  | FO2 |  |  | 9783 | 800 | 800 | 0 |  | 0 | 0 | 0 | 0 | 0 | 0 | [6 empty] | 0 | 0 | 0 | 0 | 1973 | 0 | 0 | E | [6 empty] | 0
3 |  | 30150 | 6637 | 5 | IC | 330 | P | OP | 6 | 1989 | FO2 |  |  | FO2 |  |  | 9783 | 330 | 330 | 0 |  | 0 | 0 | 0 | 0 | 0 | 0 | [6 empty] | 0 | 0 | 0 | 6 | 1989 | 0 | 0 | [7 empty] | 0
3 |  | 30150 | 6637 | 2A | IC | 850 | B | OP | 2 | 1984 | FO2 |  |  | FO2 |  |  | 9783 | 900 | 900 | 0 |  | 0 | 0 | 0 | 0 | 0 | 0 | [6 empty] | 0 | 0 | 0 | 0 | 1984 | 0 | 0 | E | [6 empty] | 0
3 |  | 30151 | 6203 | 1 | GT | 74900 | P |  | 6 | 1975 | FO2 |  |  | FO2 |  |  | 11400 | 65000 | 75000 | 0 | SD | 8 | 1989 | 0 | 0 | 0 | 0 | [6 empty] | 0 | 0 | 0 | 5 | 1975 | 0 | 0 | E | [6 empty] | 0
3 |  | 30151 | 6203 | 2 | GT | 74900 | P |  | 6 | 1975 | FO2 |  |  | FO2 |  |  | 11400 | 65000 | 75000 | 0 | SD | 8 | 1989 | 0 | 0 | 0 | 0 | [6 empty] | 0 | 0 | 0 | 5 | 1975 | 0 | 0 | E | [6 empty] | 0
3 |  | 30151 | 6203 | 3 | GT | 74900 | P |  | 8 | 1975 | FO2 |  |  | FO2 |  |  | 11400 | 65000 | 75000 | 0 | SD | 8 | 1989 | 0 | 0 | 0 | 0 | [6 empty] | 0 | 0 | 0 | 7 | 1975 | 0 | 0 | E | [6 empty] | 0
3 |  | 30151 | 6619 | 1 | GT | 46300 | P | SB | 6 | 1977 | FO2 |  |  | FO2 |  |  | 11000 | 50000 | 60000 | 0 |  | 0 | 0 | 0 | 0 | 0 | 0 | [6 empty] | 0 | 0 | 0 | 5 | 1977 | 0 | 0 | E | [6 empty] | 0
3 |  | 30151 | 6619 | 2 | GT | 46300 | P | OS | 7 | 1977 | FO2 |  |  | FO2 |  |  | 11000 | 50000 | 60000 | 0 |  | 0 | 0 | 0 | 0 | 0 | 0 | [6 empty] | 0 | 0 | 0 | 6 | 1977 | 0 | 0 | E | [6 empty] | 0
3 |  | 40036 | 4033 | 1 | IC | 100 |  |  | 99 | 1948 |  |  |  | FO2 |  |  | 0 | 0 | 1 | 0 | RE | 12 | 1986 | 0 | 0 | 0 | 0 | [6 empty] | 0 | 0 | 0 | 0 | 1948 | 0 | 0 | E | [6 empty] | 0
3 |  | 40036 | 4033 | 2 | IC | 100 |  |  | 99 | 1950 |  |  |  | FO2 |  |  | 0 | 0 | 1 | 0 | RE | 12 | 1986 | 0 | 0 | 0 | 0 | [6 empty] | 0 | 0 | 0 | 0 | 1950 | 0 | 0 | E | [6 empty] | 0
3 |  | 40036 | 4033 | 3 | IC | 1000 |  |  | 99 | 1953 |  |  |  | FO2 |  |  | 0 | 1000 | 1000 | 0 | RE | 12 | 1986 | 0 | 0 | 0 | 0 | [6 empty] | 0 | 0 | 0 | 0 | 1953 | 0 | 0 | E | E | E |  |  |  |  | 0
3 |  | 40036 | 4033 | 4 | IC | 1000 |  |  | 99 | 1953 |  |  |  | FO2 |  |  | 0 | 1000 | 1000 | 0 | RE | 12 | 1986 | 0 | 0 | 0 | 0 | [6 empty] | 0 | 0 | 0 | 0 | 1953 | 0 | 0 | E | E | E |  |  |  |  | 0
3 |  | 40036 | 4033 | 5 | IC | 1000 |  |  | 99 | 1955 |  |  |  | FO2 |  |  | 0 | 1000 | 1000 | 0 | RE | 12 | 1986 | 0 | 0 | 0 | 0 | [6 empty] | 0 | 0 | 0 | 0 | 1955 | 0 | 0 | E | E | E |  |  |  |  | 0
3 |  | 40051 | 2443 | 1 | CT | 13000 | C | SC | 88 | 1964 | FO2 |  |  | FO2 |  |  | 16698 | 9563 | 11250 | 0 |  | 0 | 0 | 0 | 0 | 0 | 0 | [6 empty] | 0 | 0 | 0 | 0 | 1964 | 0 | 0 | E | [6 empty] | 0
3 |  | 40051 | 2443 | 2 | CA | 5000 | B | SC | 88 | 1939 | FO2 |  |  | NG |  |  | 12000 | 4700 | 4800 | 0 |  | 0 | 0 | 0 | 0 | 0 | 0 | [6 empty] | 0 | 0 | 0 | 0 | 1939 | 0 | 0 | E | [6 empty] | 0
3 |  | 40051 | 2443 | 3 | ST | 11500 | B | SC | 88 | 1949 | NG | FO4 |  | NG | FO4 |  | 12000 | 10900 | 11000 | 0 |  | 0 | 0 | 0 | 0 | 0 | 0 | [6 empty] | 0 | 0 | 0 | 0 | 1949 | 0 | 0 | E | [6 empty] | 0
3 |  | 40051 | 2443 | 4 | ST | 25000 | B | SC | 88 | 1968 | NG | FO4 |  | NG | FO4 |  | 12000 | 19000 | 22000 | 0 |  | 0 | 0 | 0 | 0 | 0 | 0 | [6 empty] | 0 | 0 | 0 | 0 | 1968 | 0 | 0 | E | [6 empty] | 0
3 |  | 40051 | 7030 | 1 | AB | 174600 | B | OP | 10 | 1991 | NG |  |  | LIG | NG |  | 11046 | 144000 | 144000 | 0 |  | 0 | 0 | 0 | 0 | 0 | 0 | [6 empty] | 0 | 0 | 0 | 3 | 1990 | 0 | 0 | [7 empty] | 0
3 |  | 40051 | 7030 | 2 | AB | 174600 | B | OP | 6 | 1991 | NG |  |  | LIG | NG |  | 10864 | 150000 | 150000 | 0 |  | 0 | 0 | 0 | 0 | 0 | 0 | [6 empty] | 0 | 0 | 0 | 4 | 1991 | 0 | 0 | [7 empty] | 0
3 |  | 40051 | 7030 | 3 | ST | 0 |  |  | 0 | 0 | [6 empty] | 0 | 0 | 0 | 174600 | PL | 0 | 0 | 6 | 1992 | 1 | 2005 | LO |  |  | LIG |  |  | 144000 | 144000 | 0 | 0 | 0 | 165128 | 168597 | [7 empty] | 0
3 |  | 40051 | 7030 | 4 | ST | 0 |  |  | 0 | 0 | [6 empty] | 0 | 0 | 0 | 174600 | PL | 0 | 0 | 6 | 1993 | 1 | 2006 | LO |  |  | LIG |  |  | 144000 | 144000 | 0 | 0 | 0 | 165128 | 168597 | [7 empty] | 0
3 |  | 40215 | 76 | 1 | IC | 1900 | C | OP | 5 | 1970 | FO2 |  |  | FO2 |  |  | 10095 | 1900 | 1900 | 0 |  | 0 | 0 | 0 | 0 | 0 | 0 | [6 empty] | 0 | 0 | 0 | 4 | 1970 | 0 | 0 | E | [6 empty] | 0
3 |  | 40215 | 76 | 2 | IC | 3000 | C | OP | 11 | 1973 | FO2 |  |  | FO2 |  |  | 9359 | 2650 | 2650 | 0 |  | 0 | 0 | 0 | 0 | 0 | 0 | [6 empty] | 0 | 0 | 0 | 10 | 1973 | 0 | 0 | E | [6 empty] | 0
3 |  | 40215 | 76 | 7 | IC | 600 | P | OP | 6 | 1960 | FO2 |  |  | FO2 |  |  | 11039 | 600 | 600 | 0 |  | 0 | 0 | 0 | 0 | 0 | 0 | [6 empty] | 0 | 0 | 0 | 5 | 1960 | 0 | 0 | E | [6 empty] | 0
3 |  | 40215 | 76 | 8 | IC | 800 | P | OP | 6 | 1961 | FO2 |  |  | FO2 |  |  | 11039 | 700 | 700 | 0 |  | 0 | 0 | 0 | 0 | 0 | 0 | [6 empty] | 0 | 0 | 0 | 5 | 1961 | 0 | 0 | E | [6 empty] | 0
3 |  | 40215 | 76 | 9 | IC | 800 |  |  | 99 | 1961 |  |  |  | FO2 |  |  | 0 | 0 | 0 | 0 | RE | 0 | 0 | 0 | 0 | 0 | 0 | [6 empty] | 0 | 0 | 0 | 0 | 1961 | 0 | 0 | E | [6 empty] | 0
3 |  | 40215 | 76 | 10 | IC | 1000 |  |  | 99 | 1966 |  |  |  | FO2 |  |  | 0 | 0 | 0 | 0 | RE | 0 | 0 | 0 | 0 | 0 | 0 | [6 empty] | 0 | 0 | 0 | 0 | 1966 | 0 | 0 | E | [6 empty] | 0
3 |  | 40215 | 789 | 3 | IC | 2500 | C | OP | 10 | 1984 | FO2 |  |  | FO2 |  |  | 10079 | 2500 | 2500 | 0 |  | 0 | 0 | 0 | 0 | 0 | 0 | [6 empty] | 0 | 0 | 0 | 9 | 1984 | 0 | 0 | E | [6 empty] | 0
3 |  | 40215 | 789 | 4 | IC | 2403 | C | OP | 10 | 1984 | FO2 |  |  | FO2 |  |  | 9840 | 2400 | 2400 | 0 |  | 0 | 0 | 0 | 0 | 0 | 0 | [6 empty] | 0 | 0 | 0 | 9 | 1984 | 0 | 0 | E | [6 empty] | 0
3 |  | 40215 | 7042 | 1 | HC | 500 |  | OP | 6 | 1991 |  |  |  | WAT |  |  | 0 | 463 | 462 | 0 |  | 0 | 0 | 0 | 0 | 0 | 0 | [6 empty] | 0 | 0 | 0 | 4 | 1991 | 0 | 0 |  | E | E |  |  |  |  | 0
3 |  | 40215 | 7042 | 2 | HC | 500 |  | OP | 6 | 1991 |  |  |  | WAT |  |  | 0 | 463 | 462 | 0 |  | 0 | 0 | 0 | 0 | 0 | 0 | [6 empty] | 0 | 0 | 0 | 4 | 1991 | 0 | 0 |  | E | E |  |  |  |  | 0
3 |  | 40215 | 7042 | 3 | HC | 250 |  | OP | 6 | 1991 |  |  |  | WAT |  |  | 0 | 225 | 227 | 0 |  | 0 | 0 | 0 | 0 | 0 | 0 | [6 empty] | 0 | 0 | 0 | 4 | 1991 | 0 | 0 |  | E | E |  |  |  |  | 0
3 |  | 40230 | 7790 | 1 | ST | 400000 | B | OP | 5 | 1986 | FO2 |  |  | BIT |  |  | 10463 | 425000 | 425000 | 0 |  | 0 | 0 | 12 | 1984 | 0 | 0 | [6 empty] | 0 | 0 | 0 | 9 | 1985 | 0 | 0 | [7 empty] | 0
3 |  | 40230 | 7790 | 2 | ST | 0 |  |  | 0 | 0 | [6 empty] | 0 | 0 | 0 | 400000 | PL | 0 | 0 | 1 | 1997 | 8 | 1998 | LO | FI |  | BIT |  |  | 400000 | 400000 | 0 | 0 | 0 | 373386 | 381074 | [7 empty] | 0
3 |  | 40307 | 6236 | 1 | IC | 400 | P | OP | 88 | 1938 | FO2 |  |  | FO2 | NG |  | 11500 | 400 | 400 | 0 |  | 0 | 0 | 0 | 0 | 0 | 0 | [6 empty] | 0 | 0 | 0 | 0 | 1938 | 0 | 0 | E | [6 empty] | 0
3 |  | 40307 | 6236 | 2 | IC | 400 | P | OP | 88 | 1938 | FO2 |  |  | FO2 | NG |  | 11500 | 400 | 400 | 0 |  | 0 | 0 | 0 | 0 | 0 | 0 | [6 empty] | 0 | 0 | 0 | 0 | 1938 | 0 | 0 | E | [6 empty] | 0
3 |  | 40307 | 6236 | 3 | IC | 400 | P | SB | 88 | 1938 | FO2 |  |  | FO2 | NG |  | 11500 | 400 | 400 | 0 |  | 0 | 0 | 0 | 0 | 0 | 0 | [6 empty] | 0 | 0 | 0 | 0 | 1938 | 0 | 0 | E | [6 empty] | 0
3 |  | 40307 | 6236 | 4 | IC | 1000 | P | OP | 88 | 1945 | FO2 |  |  | FO2 | NG |  | 11500 | 1000 | 1000 | 0 |  | 0 | 0 | 0 | 0 | 0 | 0 | [6 empty] | 0 | 0 | 0 | 0 | 1945 | 0 | 0 | E | [6 empty] | 0
3 |  | 40307 | 6236 | 5 | IC | 1000 | P | OP | 88 | 1945 | FO2 |  |  | FO2 | NG |  | 11500 | 1000 | 1000 | 0 |  | 0 | 0 | 0 | 0 | 0 | 0 | [6 empty] | 0 | 0 | 0 | 0 | 1945 | 0 | 0 | E | [6 empty] | 0
3 |  | 40307 | 6237 | 1 | IC | 1000 | P | OP | 88 | 1948 | FO2 |  |  | FO2 | NG |  | 11500 | 1160 | 1160 | 0 |  | 0 | 0 | 0 | 0 | 0 | 0 | [6 empty] | 0 | 0 | 0 | 0 | 1948 | 0 | 0 | E | [6 empty] | 0
3 |  | 40307 | 6237 | 2 | IC | 1000 | P | OP | 88 | 1948 | FO2 |  |  | FO2 | NG |  | 11500 | 1160 | 1160 | 0 |  | 0 | 0 | 0 | 0 | 0 | 0 | [6 empty] | 0 | 0 | 0 | 0 | 1948 | 0 | 0 | E | [6 empty] | 0
3 |  | 40307 | 6237 | 3 | IC | 1000 | P | OP | 88 | 1948 | FO2 |  |  | FO2 | NG |  | 11500 | 1160 | 1160 | 0 |  | 0 | 0 | 0 | 0 | 0 | 0 | [6 empty] | 0 | 0 | 0 | 0 | 1948 | 0 | 0 | E | [6 empty] | 0
3 |  | 40307 | 6237 | 4 | IC | 3000 | P | OP | 88 | 1954 | FO2 |  |  | FO2 | NG |  | 11500 | 2745 | 2745 | 0 |  | 0 | 0 | 0 | 0 | 0 | 0 | [6 empty] | 0 | 0 | 0 | 0 | 1954 | 0 | 0 | E | [6 empty] | 0
3 |  | 40307 | 6237 | 5 | IC | 3000 | P | OP | 88 | 1954 | FO2 |  |  | FO2 | NG |  | 11500 | 2745 | 2745 | 0 |  | 0 | 0 | 0 | 0 | 0 | 0 | [6 empty] | 0 | 0 | 0 | 0 | 1954 | 0 | 0 | E | [6 empty] | 0
3 |  | 40307 | 6238 | 1 | ST | 22000 | P | OP | 1 | 1967 | FO2 |  |  | BIT |  |  | 11800 | 22000 | 22000 | 0 |  | 0 | 0 | 0 | 0 | 0 | 0 | [6 empty] | 0 | 0 | 0 | 11 | 1966 | 0 | 0 | E | [6 empty] | 0
3 |  | 40307 | 6238 | GT1 | GT | 24000 | P | SB | 6 | 1973 | FO2 |  |  | FO2 |  |  | 12800 | 22000 | 24000 | 0 |  | 0 | 0 | 0 | 0 | 0 | 0 | [6 empty] | 0 | 0 | 0 | 5 | 1973 | 0 | 0 | E | [6 empty] | 0
3 |  | 40382 | 6594 | 1 | IC | 1136 |  | OP | 4 | 1964 | FO2 |  |  | NG | FO2 |  | 10000 | 1100 | 1100 | 0 |  | 0 | 0 | 0 | 0 | 0 | 0 | [6 empty] | 0 | 0 | 0 | 4 | 1964 | 0 | 0 | [7 empty] | 0
3 |  | 40382 | 6594 | 2 | IC | 1136 |  | OP | 4 | 1964 | FO2 |  |  | NG | FO2 |  | 10000 | 1100 | 1100 | 0 |  | 0 | 0 | 0 | 0 | 0 | 0 | [6 empty] | 0 | 0 | 0 | 4 | 1964 | 0 | 0 | [7 empty] | 0
3 |  | 40382 | 6594 | 3 | IC | 500 |  | OP | 9 | 1959 | FO2 |  |  | FO2 |  |  | 0 | 400 | 400 | 0 |  | 0 | 0 | 0 | 0 | 0 | 0 | [6 empty] | 0 | 0 | 0 | 9 | 1959 | 0 | 0 | [7 empty] | 0
3 |  | 40382 | 6594 | 4 | IC | 400 |  | OP | 10 | 1940 | FO2 |  |  | FO2 |  |  | 0 | 320 | 320 | 0 |  | 0 | 0 | 0 | 0 | 0 | 0 | [6 empty] | 0 | 0 | 0 | 10 | 1940 | 0 | 0 | [7 empty] | 0
3 |  | 40382 | 6594 | 5 | IC | 1365 |  | OP | 4 | 1972 | FO2 |  |  | NG | FO2 |  | 10000 | 1300 | 1300 | 0 |  | 0 | 0 | 0 | 0 | 0 | 0 | [6 empty] | 0 | 0 | 0 | 4 | 1972 | 0 | 0 | [7 empty] | 0
3 |  | 40382 | 6594 | 6 | IC | 1365 |  | OP | 4 | 1972 | FO2 |  |  | NG | FO2 |  | 10000 | 1300 | 1300 | 0 |  | 0 | 0 | 0 | 0 | 0 | 0 | [6 empty] | 0 | 0 | 0 | 4 | 1972 | 0 | 0 | [7 empty] | 0
3 |  | 40577 | 7286 | 1 | ST | 53300 | B | OP | 9 | 1988 | NG |  |  | BIT |  |  | 11084 | 48240 | 48240 | 0 |  | 0 | 0 | 0 | 0 | 0 | 0 | [6 empty] | 0 | 0 | 0 | 9 | 1988 | 0 | 0 |  |  |  |  | Y | Previously owned and operated by Elkem Metals, starting in 7/1951;AMP-Ohio purchased share and started operation in 88. |  | 0
3 |  | 40577 | 7286 | 2 | ST | 53300 | B | OP | 9 | 1988 | NG |  |  | BIT |  |  | 11084 | 48240 | 48240 | 0 |  | 0 | 0 | 0 | 0 | 0 | 0 | [6 empty] | 0 | 0 | 0 | 9 | 1988 | 0 | 0 |  |  |  |  | Y | Previously owned and operated by Elkem Metals, starting in 7/1951;AMP-Ohio purchased share and started operation in 88. |  | 0
3 |  | 40577 | 7286 | 3 | ST | 53300 | B | OP | 9 | 1988 | NG |  |  | BIT |  |  | 11071 | 48240 | 48240 | 0 |  | 0 | 0 | 0 | 0 | 0 | 0 | [6 empty] | 0 | 0 | 0 | 9 | 1988 | 0 | 0 |  |  |  |  | Y | Previously owned and operated by Elkem Metals, starting in 7/1951;AMP-Ohio purchased share and started operation in 88. |  | 0
3 |  | 40577 | 7286 | 4 | ST | 50000 | B | OP | 9 | 1988 | NG |  |  | BIT |  |  | 11071 | 45250 | 45250 | 0 |  | 0 | 0 | 0 | 0 | 0 | 0 | [6 empty] | 0 | 0 | 0 | 9 | 1988 | 0 | 0 |  |  |  |  | Y | Previously owned and operated by Elkem Metals, starting in 7/1951;AMP-Ohio purchased share and started operation in 88. |  | 0
3 |  | 40606 | 59 | 1 | ST | 109800 | B | OP | 12 | 1982 | FO2 |  |  | SUB |  |  | 11000 | 100000 | 100000 | 0 |  | 0 | 0 | 0 | 0 | 0 | 0 | [6 empty] | 0 | 0 | 0 | 8 | 1982 | 0 | 0 | E | [6 empty] | 0
3 |  | 40606 | 2241 | 1 | ST | 18750 | C | OP | 10 | 1957 | NG |  |  | NG | FO6 |  | 13250 | 16500 | 16500 | 0 |  | 0 | 0 | 0 | 0 | 0 | 0 | [6 empty] | 0 | 0 | 0 | 9 | 1957 | 0 | 0 | E | [6 empty] | 0
3 |  | 40606 | 2241 | 2 | ST | 24999 | C | OP | 8 | 1963 | NG |  |  | NG | FO6 |  | 13000 | 22000 | 22000 | 0 |  | 0 | 0 | 0 | 0 | 0 | 0 | [6 empty] | 0 | 0 | 0 | 6 | 1963 | 0 | 0 | E | [6 empty] | 0
3 |  | 40606 | 2241 | 3 | ST | 54400 | C | OP | 2 | 1972 | NG |  |  | NG | FO6 |  | 12200 | 54000 | 54000 | 0 |  | 0 | 0 | 0 | 0 | 0 | 0 | [6 empty] | 0 | 0 | 0 | 11 | 1971 | 0 | 0 | E | [6 empty] | 0
3 |  | 40606 | 2241 | GT1 | GT | 16000 | P | OP | 3 | 1968 | NG |  |  | NG | FO2 |  | 18000 | 14800 | 14800 | 0 |  | 0 | 0 | 0 | 0 | 0 | 0 | [6 empty] | 0 | 0 | 0 | 2 | 1968 | 0 | 0 | E | [6 empty] | 0
3 |  | 40606 | 2242 | 1 | ST | 3000 |  |  | 99 | 1926 |  |  |  | NG | FO6 |  | 0 | 0 | 0 | 0 | RE | 99 | 1976 | 0 | 0 | 0 | 0 | [6 empty] | 0 | 0 | 0 | 0 | 1926 | 0 | 0 | E | [6 empty] | 0
3 |  | 40606 | 2242 | 2 | ST | 3000 |  |  | 99 | 1928 |  |  |  | NG | FO6 |  | 0 | 0 | 0 | 0 | RE | 99 | 1976 | 0 | 0 | 0 | 0 | [6 empty] | 0 | 0 | 0 | 0 | 1928 | 0 | 0 | E | [6 empty] | 0
3 |  | 40606 | 2242 | 3 | ST | 5000 |  |  | 99 | 1939 |  |  |  | NG | FO6 |  | 0 | 0 | 0 | 0 | RE | 12 | 1982 | 0 | 0 | 0 | 0 | [6 empty] | 0 | 0 | 0 | 0 | 1939 | 0 | 0 | E | [6 empty] | 0
3 |  | 40606 | 2242 | 4 | ST | 8500 |  |  | 99 | 1950 |  |  |  | NG | FO6 |  | 0 | 0 | 0 | 0 | RE | 12 | 1982 | 0 | 0 | 0 | 0 | [6 empty] | 0 | 0 | 0 | 0 | 1950 | 0 | 0 | E | [6 empty] | 0
3 |  | 44372 | 3451 | 1 | ST | 20000 |  |  | 99 | 1924 |  |  |  | NG | PET |  | 0 | 0 | 0 | 0 | RE | 7 | 1977 | 0 | 0 | 0 | 0 | [6 empty] | 0 | 0 | 0 | 0 | 1924 | 0 | 0 | E | [6 empty] | 0
3 |  | 44372 | 3451 | 2 | ST | 25000 |  |  | 99 | 1927 |  |  |  | NG | PET |  | 0 | 0 | 0 | 0 | RE | 7 | 1977 | 0 | 0 | 0 | 0 | [6 empty] | 0 | 0 | 0 | 0 | 1927 | 0 | 0 | E | [6 empty] | 0
3 |  | 44372 | 3451 | 3 | ST | 78750 | C | OP | 5 | 1954 | NG |  |  | NG | FO5 |  | 14179 | 75000 | 75000 | 0 | RT | 1 | 2001 | 0 | 0 | 0 | 0 | [6 empty] | 0 | 0 | 0 | 5 | 1954 | 0 | 0 | E |  |  |  | Y | Fuel Oil is used for emergency purposes only. |  | 0
3 |  | 44372 | 3451 | 9 | ST | 75000 | C | OP | 2 | 1951 | NG |  |  | NG | FO5 |  | 14085 | 70000 | 70000 | 0 | RT | 1 | 2001 | 0 | 0 | 0 | 0 | [6 empty] | 0 | 0 | 0 | 2 | 1951 | 0 | 0 | E |  |  |  | Y | Fuel Oil is used for emergency purposes only. |  | 0
3 |  | 44372 | 3451 | 10 | ST | 25000 |  |  | 99 | 1930 |  |  |  | NG | PET |  | 0 | 0 | 0 | 0 | RE | 3 | 1977 | 0 | 0 | 0 | 0 | [6 empty] | 0 | 0 | 0 | 0 | 1930 | 0 | 0 | E | [6 empty] | 0
3 |  | 44372 | 3452 | 1 | ST | 396519 | P | OP | 6 | 1970 | NG |  |  | NG | FO2 |  | 10897 | 375000 | 375000 | 0 |  | 0 | 0 | 0 | 0 | 0 | 0 | [6 empty] | 0 | 0 | 0 | 5 | 1970 | 0 | 0 | E |  |  |  | Y | Fuel Oil is used for emergency purposes only. |  | 0
3 |  | 44372 | 3452 | 2 | ST | 531000 | B | OP | 11 | 1973 | NG |  |  | NG | FO2 |  | 9978 | 515000 | 515000 | 0 |  | 0 | 0 | 0 | 0 | 0 | 0 | [6 empty] | 0 | 0 | 0 | 10 | 1973 | 0 | 0 | E |  |  |  | Y | Fuel Oil used for emergency purposes only. |  | 0
3 |  | 44372 | 3453 | 1 | ST | 31300 |  |  | 99 | 1938 |  |  |  | NG | PET |  | 0 | 0 | 0 | 0 | RE | 7 | 1977 | 0 | 0 | 0 | 0 | [6 empty] | 0 | 0 | 0 | 0 | 1938 | 0 | 0 | E | [6 empty] | 0
3 |  | 44372 | 3453 | 2 | ST | 31213 | C | OP | 12 | 1945 | NG |  |  | NG | FO5 |  | 14811 | 33000 | 33000 | 0 | RT | 1 | 2001 | 0 | 0 | 0 | 0 | [6 empty] | 0 | 0 | 0 | 12 | 1945 | 0 | 0 | E | [6 empty] | 0
3 |  | 44372 | 3453 | 3 | ST | 74999 | C | OP | 5 | 1949 | NG |  |  | NG | FO5 |  | 14601 | 70000 | 70000 | 0 | RT | 1 | 2001 | 0 | 0 | 0 | 0 | [6 empty] | 0 | 0 | 0 | 4 | 1949 | 0 | 0 | E |  |  |  | Y | Fuel Oil used for emergency purposes only. |  | 0
3 |  | 44372 | 3453 | 6 | ST | 135779 | B | OP | 2 | 1956 | NG |  |  | NG | FO5 |  | 11423 | 115000 | 115000 | 0 |  | 0 | 0 | 0 | 0 | 0 | 0 | [6 empty] | 0 | 0 | 0 | 2 | 1956 | 0 | 0 | E |  |  |  | Y | Fuel Oil used for emergency purposes only. |  | 0
3 |  | 44372 | 3453 | 7 | ST | 136000 | C | OP | 3 | 1958 | NG |  |  | NG | FO5 |  | 11855 | 125000 | 125000 | 0 |  | 0 | 0 | 0 | 0 | 0 | 0 | [6 empty] | 0 | 0 | 0 | 3 | 1958 | 0 | 0 | E |  |  |  | Y | Fuel Oil used for emergency purposes only. |  | 0
3 |  | 44372 | 3453 | 8 | ST | 580500 | B | OP | 7 | 1967 | NG |  |  | NG | FO5 |  | 10284 | 550000 | 550000 | 0 |  | 0 | 0 | 0 | 0 | 0 | 0 | [6 empty] | 0 | 0 | 0 | 5 | 1967 | 0 | 0 | E | [6 empty] | 0
3 |  | 44372 | 3454 | 1 | ST | 176800 | C | OP | 12 | 1959 | NG |  |  | NG | FO2 |  | 10246 | 175000 | 175000 | 0 |  | 0 | 0 | 0 | 0 | 0 | 0 | [6 empty] | 0 | 0 | 0 | 12 | 1959 | 0 | 0 | E | [6 empty] | 0
3 |  | 44372 | 3454 | 2 | ST | 170455 | C | OP | 12 | 1961 | NG |  |  | NG | FO2 |  | 10167 | 175000 | 175000 | 0 |  | 0 | 0 | 0 | 0 | 0 | 0 | [6 empty] | 0 | 0 | 0 | 11 | 1961 | 0 | 0 | E | [6 empty] | 0
3 |  | 44372 | 3454 | 3 | ST | 361350 | C | OP | 7 | 1964 | NG |  |  | NG | FO2 |  | 10284 | 350000 | 350000 | 0 |  | 0 | 0 | 0 | 0 | 0 | 0 | [6 empty] | 0 | 0 | 0 | 6 | 1964 | 0 | 0 | E | [6 empty] | 0
3 |  | 44372 | 3455 | 1 | ST | 79625 | C | OP | 6 | 1953 | NG |  |  | NG | FO5 |  | 11786 | 87000 | 87000 | 0 |  | 0 | 0 | 0 | 0 | 0 | 0 | [6 empty] | 0 | 0 | 0 | 5 | 1953 | 0 | 0 | E | [6 empty] | 0
3 |  | 44372 | 3455 | 2 | ST | 125000 | B | OP | 3 | 1955 | NG |  |  | NG | FO5 |  | 11461 | 115000 | 115000 | 0 |  | 0 | 0 | 0 | 0 | 0 | 0 | [6 empty] | 0 | 0 | 0 | 3 | 1955 | 0 | 0 | E | [6 empty] | 0
3 |  | 44372 | 3455 | 3 | ST | 136000 | C | OP | 3 | 1957 | NG |  |  | NG | FO5 |  | 11615 | 125000 | 125000 | 0 |  | 0 | 0 | 0 | 0 | 0 | 0 | [6 empty] | 0 | 0 | 0 | 3 | 1957 | 0 | 0 | E | [6 empty] | 0
3 |  | 44372 | 3489 | 1 | ST | 122500 | P | OP | 7 | 1954 | NG |  |  | NG | FO5 |  | 12648 | 115000 | 115000 | 0 |  | 0 | 0 | 0 | 0 | 0 | 0 | [6 empty] | 0 | 0 | 0 | 7 | 1954 | 0 | 0 | [7 empty] | 0
3 |  | 44372 | 3489 | 2 | ST | 187500 | B | OP | 12 | 1956 | NG |  |  | NG | FO5 |  | 10420 | 175000 | 175000 | 0 |  | 0 | 0 | 0 | 0 | 0 | 0 | [6 empty] | 0 | 0 | 0 | 12 | 1956 | 0 | 0 | [7 empty] | 0
3 |  | 44372 | 3489 | 3 | ST | 396150 | P | OP | 6 | 1971 | NG |  |  | NG |  |  | 12139 | 375000 | 375000 | 0 |  | 0 | 0 | 0 | 0 | 0 | 0 | [6 empty] | 0 | 0 | 0 | 6 | 1971 | 0 | 0 | [7 empty] | 0
3 |  | 44372 | 3490 | 1 | ST | 247775 | B | OP | 12 | 1960 | NG |  |  | NG | FO5 |  | 9552 | 240000 | 240000 | 0 |  | 0 | 0 | 0 | 0 | 0 | 0 | [6 empty] | 0 | 0 | 0 | 11 | 1960 | 0 | 0 | [7 empty] | 0
3 |  | 44372 | 3490 | 2 | ST | 387000 | B | OP | 6 | 1969 | NG |  |  | NG | FO5 |  | 9683 | 375000 | 375000 | 0 |  | 0 | 0 | 0 | 0 | 0 | 0 | [6 empty] | 0 | 0 | 0 | 2 | 1969 | 0 | 0 | [7 empty] | 0
3 |  | 44372 | 3491 | 1 | ST | 43750 | C | OP | 4 | 1948 | NG |  |  | NG | FO5 |  | 13897 | 45000 | 45000 | 0 | RT | 1 | 1999 | 0 | 0 | 0 | 0 | [6 empty] | 0 | 0 | 0 | 4 | 1948 | 0 | 0 | [7 empty] | 0
3 |  | 44372 | 3491 | 2 | ST | 74800 | C | OP | 12 | 1950 | NG |  |  | NG | FO5 |  | 13734 | 80000 | 80000 | 0 | RT | 1 | 1999 | 0 | 0 | 0 | 0 | [6 empty] | 0 | 0 | 0 | 12 | 1950 | 0 | 0 | [7 empty] | 0
3 |  | 44372 | 3491 | 3 | ST | 404800 | B | OP | 7 | 1963 | NG |  |  | NG | FO2 |  | 9901 | 400000 | 400000 | 0 |  | 0 | 0 | 0 | 0 | 0 | 0 | [6 empty] | 0 | 0 | 0 | 3 | 1963 | 0 | 0 | [7 empty] | 0
3 |  | 44372 | 3491 | 4 | ST | 455000 | P | OP | 10 | 1976 | NG |  |  | NG | FO2 |  | 12104 | 425000 | 425000 | 0 |  | 0 | 0 | 0 | 0 | 0 | 0 | [6 empty] | 0 | 0 | 0 | 10 | 1976 | 0 | 0 | [7 empty] | 0
3 |  | 44372 | 3491 | 5 | ST | 455000 | P | OP | 10 | 1977 | NG |  |  | NG | FO2 |  | 11920 | 425000 | 425000 | 0 |  | 0 | 0 | 0 | 0 | 0 | 0 | [6 empty] | 0 | 0 | 0 | 10 | 1977 | 0 | 0 | [7 empty] | 0
3 |  | 44372 | 3492 | 1 | ST | 18400 |  |  | 99 | 1950 |  |  |  | NG | FO6 |  | 0 | 0 | 0 | 0 | RE | 7 | 1976 | 0 | 0 | 0 | 0 | [6 empty] | 0 | 0 | 0 | 0 | 1950 | 0 | 0 | E | [6 empty] | 0
3 |  | 44372 | 3492 | 2 | ST | 18400 | C | OP | 7 | 1950 | NG |  |  | NG | FO5 |  | 13510 | 22000 | 22000 | 0 | RT | 1 | 2000 | 0 | 0 | 0 | 0 | [6 empty] | 0 | 0 | 0 | 7 | 1950 | 0 | 0 | [7 empty] | 0
3 |  | 44372 | 3492 | 3 | ST | 46000 | C | OP | 7 | 1952 | NG |  |  | NG | FO5 |  | 13351 | 44000 | 44000 | 0 | RT | 1 | 2000 | 0 | 0 | 0 | 0 | [6 empty] | 0 | 0 | 0 | 5 | 1952 | 0 | 0 | [7 empty] | 0
3 |  | 44372 | 3492 | 4 | ST | 75000 | C | OP | 6 | 1954 | NG |  |  | NG | FO5 |  | 12055 | 70000 | 70000 | 0 |  | 0 | 0 | 0 | 0 | 0 | 0 | [6 empty] | 0 | 0 | 0 | 5 | 1954 | 0 | 0 | [7 empty] | 0
3 |  | 44372 | 3492 | 5 | ST | 170455 | C | OP | 6 | 1959 | NG |  |  | NG | FO5 |  | 10059 | 175000 | 175000 | 0 |  | 0 | 0 | 0 | 0 | 0 | 0 | [6 empty] | 0 | 0 | 0 | 6 | 1959 | 0 | 0 | [7 empty] | 0
3 |  | 44372 | 3492 | 6 | ST | 517500 | B | OP | 7 | 1966 | NG |  |  | NG | FO5 |  | 9905 | 500000 | 500000 | 0 |  | 0 | 0 | 0 | 0 | 0 | 0 | [6 empty] | 0 | 0 | 0 | 6 | 1966 | 0 | 0 | [7 empty] | 0
3 |  | 44372 | 3492 | D1 | IC | 1136 | P | OP | 1 | 1967 | FO2 |  |  | FO2 |  |  | 0 | 1136 | 1136 | 0 |  | 0 | 0 | 0 | 0 | 0 | 0 | [6 empty] | 0 | 0 | 0 | 1 | 1967 | 0 | 0 | [7 empty] | 0
3 |  | 44372 | 3492 | D2 | IC | 1136 | P | OP | 1 | 1967 | FO2 |  |  | FO2 |  |  | 0 | 1136 | 1136 | 0 |  | 0 | 0 | 0 | 0 | 0 | 0 | [6 empty] | 0 | 0 | 0 | 1 | 1967 | 0 | 0 | [7 empty] | 0
3 |  | 44372 | 3492 | CT1 | GT | 89478 | P | OP | 7 | 1988 | NG | FO2 |  | NG | FO2 |  | 12216 | 65000 | 80000 | 0 |  | 0 | 0 | 1 | 1990 | 0 | 0 | [6 empty] | 0 | 0 | 0 | 3 | 1988 | 0 | 0 |  |  |  |  | Y | Reported comb turbine heat rates are for generation with NG |  | 0
3 |  | 44372 | 3492 | CT2 | GT | 89478 | P | OP | 7 | 1988 | NG | FO2 |  | NG | FO2 |  | 12126 | 65000 | 80000 | 0 |  | 0 | 0 | 1 | 1990 | 0 | 0 | [6 empty] | 0 | 0 | 0 | 3 | 1988 | 0 | 0 | [7 empty] | 0
3 |  | 44372 | 3492 | CT3 | GT | 89478 | P | OP | 8 | 1988 | NG | FO2 |  | NG | FO2 |  | 12113 | 65000 | 80000 | 0 |  | 0 | 0 | 0 | 0 | 0 | 0 | [6 empty] | 0 | 0 | 0 | 3 | 1988 | 0 | 0 | [7 empty] | 0
3 |  | 44372 | 3492 | CT4 | GT | 89478 | P | OP | 7 | 1988 | NG | FO2 |  | NG | FO2 |  | 12203 | 65000 | 80000 | 0 |  | 0 | 0 | 0 | 0 | 0 | 0 | [6 empty] | 0 | 0 | 0 | 4 | 1988 | 0 | 0 | [7 empty] | 0
3 |  | 44372 | 3492 | CT5 | GT | 89478 | P | OP | 7 | 1988 | NG | FO2 |  | NG | FO2 |  | 12042 | 65000 | 80000 | 0 |  | 0 | 0 | 0 | 0 | 0 | 0 | [6 empty] | 0 | 0 | 0 | 4 | 1988 | 0 | 0 | [7 empty] | 0
3 |  | 44372 | 3492 | CT6 | GT | 89478 | P | OP | 7 | 1988 | NG | FO2 |  | NG | FO2 |  | 11993 | 65000 | 80000 | 0 |  | 0 | 0 | 0 | 0 | 0 | 0 | [6 empty] | 0 | 0 | 0 | 4 | 1988 | 0 | 0 |  |  |  |  | Y | Reported comb turbine heat rates are for generation with NG |  | 0
3 |  | 44372 | 3493 | 0 | ST | 20000 |  |  | 10 | 1922 |  |  |  | NG |  |  | 0 | 0 | 0 | 0 | RE | 0 | 0 | 0 | 0 | 0 | 0 | [6 empty] | 0 | 0 | 0 | 0 | 1922 | 0 | 0 | E | [6 empty] | 0
3 |  | 44372 | 3493 | 1 | ST | 15000 |  |  | 10 | 1919 |  |  |  | NG |  |  | 0 | 0 | 0 | 0 | RE | 0 | 0 | 0 | 0 | 0 | 0 | [6 empty] | 0 | 0 | 0 | 0 | 1919 | 0 | 0 | E | [6 empty] | 0
3 |  | 44372 | 3493 | 4 | ST | 81250 | C | OP | 5 | 1952 | NG |  |  | NG | FO5 |  | 11962 | 80000 | 80000 | 0 | RT | 1 | 2000 | 0 | 0 | 0 | 0 | [6 empty] | 0 | 0 | 0 | 3 | 1952 | 0 | 0 | [7 empty] | 0
3 |  | 44372 | 3494 | 1 | ST | 12500 | P |  | 6 | 1948 | NG |  |  | NG | FO5 |  | 0 | 13000 | 13000 | 0 | RE | 1 | 1984 | 0 | 0 | 0 | 0 | [6 empty] | 0 | 0 | 0 | 0 | 1948 | 0 | 0 | E | [6 empty] | 0
3 |  | 44372 | 3494 | 2 | ST | 12500 | P |  | 7 | 1948 | NG |  |  | NG | FO5 |  | 0 | 13000 | 13000 | 0 | RE | 1 | 1984 | 0 | 0 | 0 | 0 | [6 empty] | 0 | 0 | 0 | 0 | 1948 | 0 | 0 | E | [6 empty] | 0
3 |  | 44372 | 3494 | 3 | ST | 12500 | P |  | 5 | 1949 | NG |  |  | NG | FO5 |  | 0 | 13000 | 13000 | 0 | RE | 1 | 1984 | 0 | 0 | 0 | 0 | [6 empty] | 0 | 0 | 0 | 0 | 1949 | 0 | 0 | E | [6 empty] | 0
3 |  | 44372 | 3494 | 4 | ST | 12500 | P |  | 6 | 1949 | NG |  |  | NG | FO5 |  | 0 | 13000 | 13000 | 0 | RE | 1 | 1984 | 0 | 0 | 0 | 0 | [6 empty] | 0 | 0 | 0 | 0 | 1949 | 0 | 0 | E | [6 empty] | 0
3 |  | 44372 | 3494 | 5 | ST | 114954 | C | OP | 6 | 1958 | NG |  |  | NG | FO5 |  | 10408 | 115000 | 115000 | 0 |  | 0 | 0 | 0 | 0 | 0 | 0 | [6 empty] | 0 | 0 | 0 | 4 | 1958 | 0 | 0 | [7 empty] | 0
3 |  | 44372 | 3494 | 6 | ST | 535500 | B | OP | 12 | 1973 | NG |  |  | NG | FO5 |  | 10299 | 540000 | 540000 | 0 |  | 0 | 0 | 0 | 0 | 0 | 0 | [6 empty] | 0 | 0 | 0 | 12 | 1973 | 0 | 0 | [7 empty] | 0
3 |  | 44372 | 3494 | D1 | IC | 1136 | P |  | 1 | 1967 | FO2 |  |  | FO2 |  |  | 0 | 1136 | 1136 | 0 | RE | 2 | 1990 | 0 | 0 | 0 | 0 | [6 empty] | 0 | 0 | 0 | 1 | 1967 | 0 | 0 | [7 empty] | 0
3 |  | 44372 | 3494 | CT1 | GT | 89478 | P | OP | 5 | 1988 | NG | FO2 |  | NG | FO2 |  | 12043 | 65000 | 80000 | 0 |  | 0 | 0 | 1 | 1988 | 0 | 0 | [6 empty] | 0 | 0 | 0 | 11 | 1987 | 0 | 0 | [7 empty] | 0
3 |  | 44372 | 3494 | CT2 | GT | 89478 | P | OP | 5 | 1988 | NG | FO2 |  | NG | FO2 |  | 11960 | 65000 | 80000 | 0 |  | 0 | 0 | 1 | 1998 | 0 | 0 | [6 empty] | 0 | 0 | 0 | 11 | 1987 | 0 | 0 | [7 empty] | 0
3 |  | 44372 | 3494 | CT3 | GT | 89478 | P | OP | 5 | 1988 | NG | FO2 |  | NG | FO2 |  | 12556 | 65000 | 80000 | 0 |  | 0 | 0 | 1 | 1988 | 0 | 0 | [6 empty] | 0 | 0 | 0 | 11 | 1987 | 0 | 0 | [7 empty] | 0
3 |  | 44372 | 3494 | CT4 | GT | 89478 | P | OP | 2 | 1990 |  |  |  | NG | FO2 |  | 11039 | 65000 | 80000 | 0 |  | 0 | 0 | 1 | 1990 | 0 | 0 | [6 empty] | 0 | 0 | 0 | 9 | 1989 | 0 | 0 | [7 empty] | 0
3 |  | 44372 | 3494 | CT5 | GT | 89478 | P | OP | 2 | 1990 |  |  |  | NG | FO2 |  | 10980 | 65000 | 80000 | 0 |  | 0 | 0 | 1 | 1990 | 0 | 0 | [6 empty] | 0 | 0 | 0 | 9 | 1989 | 0 | 0 | [7 empty] | 0
3 |  | 44372 | 3495 | 6 | ST | 13000 |  |  | 5 | 1949 |  |  |  | NG |  |  | 0 | 0 | 0 | 0 | RE | 12 | 1979 | 0 | 0 | 0 | 0 | [6 empty] | 0 | 0 | 0 | 0 | 1949 | 0 | 0 | E | [6 empty] | 0
3 |  | 44372 | 3495 | 7 | ST | 13000 |  |  | 11 | 1949 |  |  |  | NG |  |  | 0 | 0 | 0 | 0 | RE | 12 | 1979 | 0 | 0 | 0 | 0 | [6 empty] | 0 | 0 | 0 | 0 | 1949 | 0 | 0 | E | [6 empty] | 0
3 |  | 44372 | 3497 | 1 | ST | 593400 | B | OP | 12 | 1971 | NG |  |  | LIG |  |  | 11377 | 575000 | 575000 | 0 |  | 0 | 0 | 0 | 0 | 0 | 0 | [6 empty] | 0 | 0 | 0 | 11 | 1971 | 0 | 0 | [7 empty] | 0
3 |  | 44372 | 3497 | 2 | ST | 593400 | B | OP | 12 | 1972 | NG |  |  | LIG |  |  | 10802 | 575000 | 575000 | 0 |  | 0 | 0 | 0 | 0 | 0 | 0 | [6 empty] | 0 | 0 | 0 | 10 | 1972 | 0 | 0 | [7 empty] | 0
3 |  | 44372 | 3498 | 4 | IC | 2500 |  |  | 5 | 1948 |  |  |  | FO2 |  |  | 0 | 0 | 0 | 0 | RE | 4 | 1978 | 0 | 0 | 0 | 0 | [6 empty] | 0 | 0 | 0 | 0 | 1948 | 0 | 0 | E | [6 empty] | 0
3 |  | 44372 | 3498 | 5 | IC | 2500 |  |  | 4 | 1948 |  |  |  | FO2 |  |  | 0 | 0 | 0 | 0 | RE | 4 | 1978 | 0 | 0 | 0 | 0 | [6 empty] | 0 | 0 | 0 | 0 | 1948 | 0 | 0 | E | [6 empty] | 0
3 |  | 44372 | 3499 | 1 | IC | 1000 |  |  | 99 | 1948 |  |  |  | NG |  |  | 0 | 0 | 0 | 0 | RE | 1 | 1977 | 0 | 0 | 0 | 0 | [6 empty] | 0 | 0 | 0 | 0 | 1948 | 0 | 0 | E | [6 empty] | 0
3 |  | 44372 | 3500 | 1 | ST | 156250 | C | OP | 6 | 1955 | NG |  |  | NG | FO5 |  | 10171 | 153000 | 153000 | 0 |  | 0 | 0 | 0 | 0 | 0 | 0 | [6 empty] | 0 | 0 | 0 | 5 | 1955 | 0 | 0 | [7 empty] | 0
3 |  | 44372 | 3501 | 1 | GT | 4000 |  |  | 8 | 1952 |  |  |  | NG | FO2 |  | 0 | 0 | 0 | 0 | RE | 5 | 1977 | 0 | 0 | 0 | 0 | [6 empty] | 0 | 0 | 0 | 0 | 1952 | 0 | 0 | E | [6 empty] | 0
3 |  | 44372 | 3501 | 2 | IC | 1000 |  |  | 2 | 1951 |  |  |  | MF |  |  | 0 | 0 | 0 | 0 | RE | 5 | 1977 | 0 | 0 | 0 | 0 | [6 empty] | 0 | 0 | 0 | 0 | 1951 | 0 | 0 | E | [6 empty] | 0
3 |  | 44372 | 3502 | D1 | IC | 2000 | P | OP | 8 | 1966 | FO2 |  |  | FO2 |  |  | 0 | 2000 | 2000 | 0 |  | 0 | 0 | 0 | 0 | 0 | 0 | [6 empty] | 0 | 0 | 0 | 8 | 1966 | 0 | 0 | [7 empty] | 0
3 |  | 44372 | 3502 | D2 | IC | 2000 | P | OP | 8 | 1966 | FO2 |  |  | FO2 |  |  | 0 | 2000 | 2000 | 0 |  | 0 | 0 | 0 | 0 | 0 | 0 | [6 empty] | 0 | 0 | 0 | 8 | 1966 | 0 | 0 | [7 empty] | 0
3 |  | 44372 | 3502 | D3 | IC | 2000 | P | OP | 8 | 1966 | FO2 |  |  | FO2 |  |  | 0 | 2000 | 2000 | 0 |  | 0 | 0 | 0 | 0 | 0 | 0 | [6 empty] | 0 | 0 | 0 | 8 | 1966 | 0 | 0 | [7 empty] | 0
3 |  | 44372 | 3502 | ST1 | ST | 79625 | C | OP | 4 | 1953 | NG |  |  | NG | FO2 |  | 10838 | 87000 | 87000 | 0 |  | 0 | 0 | 0 | 0 | 0 | 0 | [6 empty] | 0 | 0 | 0 | 4 | 1953 | 0 | 0 | E | [6 empty] | 0
3 |  | 44372 | 3502 | ST2 | ST | 236000 | C | OP | 7 | 1959 | NG |  |  | NG | FO2 |  | 9494 | 230000 | 230000 | 0 |  | 0 | 0 | 0 | 0 | 0 | 0 | [6 empty] | 0 | 0 | 0 | 6 | 1959 | 0 | 0 | [7 empty] | 0
3 |  | 44372 | 3503 | 1 | ST | 112500 | C | OP | 6 | 1954 | NG |  |  | NG | FO5 |  | 11263 | 110000 | 110000 | 0 |  | 0 | 0 | 0 | 0 | 0 | 0 | [6 empty] | 0 | 0 | 0 | 10 | 1953 | 0 | 0 | [7 empty] | 0
3 |  | 44372 | 3504 | D1 | IC | 2000 | P | OP | 7 | 1966 | FO2 |  |  | FO2 |  |  | 0 | 2000 | 2000 | 0 |  | 0 | 0 | 0 | 0 | 0 | 0 | [6 empty] | 0 | 0 | 0 | 7 | 1966 | 0 | 0 | [7 empty] | 0
3 |  | 44372 | 3504 | D2 | IC | 2000 | P | OP | 7 | 1966 | FO2 |  |  | FO2 |  |  | 0 | 2000 | 2000 | 0 |  | 0 | 0 | 0 | 0 | 0 | 0 | [6 empty] | 0 | 0 | 0 | 7 | 1966 | 0 | 0 | [7 empty] | 0
3 |  | 44372 | 3504 | D3 | IC | 2000 | P | OP | 7 | 1966 | FO2 |  |  | FO2 |  |  | 0 | 2000 | 2000 | 0 |  | 0 | 0 | 0 | 0 | 0 | 0 | [6 empty] | 0 | 0 | 0 | 7 | 1966 | 0 | 0 | [7 empty] | 0
3 |  | 44372 | 3504 | D4 | IC | 2000 | P | OP | 7 | 1966 | FO2 |  |  | FO2 |  |  | 0 | 2000 | 2000 | 0 |  | 0 | 0 | 0 | 0 | 0 | 0 | [6 empty] | 0 | 0 | 0 | 7 | 1966 | 0 | 0 | [7 empty] | 0
3 |  | 44372 | 3504 | D5 | IC | 2000 | P | OP | 7 | 1966 | FO2 |  |  | FO2 |  |  | 0 | 2000 | 2000 | 0 |  | 0 | 0 | 0 | 0 | 0 | 0 | [6 empty] | 0 | 0 | 0 | 7 | 1966 | 0 | 0 | [7 empty] | 0
3 |  | 44372 | 3504 | ST1 | ST | 176800 | B | OP | 6 | 1958 | NG |  |  | NG | FO5 |  | 10215 | 175000 | 175000 | 0 |  | 0 | 0 | 0 | 0 | 0 | 0 | [6 empty] | 0 | 0 | 0 | 5 | 1958 | 0 | 0 | [7 empty] | 0
3 |  | 44372 | 3504 | ST2 | ST | 526680 | B | OP | 12 | 1965 | NG | FO2 |  | NG | FO5 |  | 10154 | 500000 | 500000 | 0 |  | 0 | 0 | 0 | 0 | 0 | 0 | [6 empty] | 0 | 0 | 0 | 12 | 1965 | 0 | 0 |  |  |  |  | Y | Fuel Oil used for emergency purposes only. |  | 0
3 |  | 44372 | 3506 | 1 | ST | 580500 | B | OP | 4 | 1970 | NG |  |  | NG | FO2 |  | 9692 | 565000 | 565000 | 0 |  | 0 | 0 | 0 | 0 | 0 | 0 | [6 empty] | 0 | 0 | 0 | 11 | 1969 | 0 | 0 |  |  |  |  | Y | Fuel Oil used for emergency purposes only. |  | 0
3 |  | 44372 | 3506 | 2 | ST | 799200 | B | OP | 6 | 1972 | NG |  |  | NG | FO2 |  | 9690 | 775000 | 775000 | 0 |  | 0 | 0 | 0 | 0 | 0 | 0 | [6 empty] | 0 | 0 | 0 | 3 | 1972 | 0 | 0 |  |  |  |  | Y | Fuel Oil used for emergency purposes only. |  | 0
3 |  | 44372 | 3507 | 3 | ST | 35000 |  |  | 5 | 1931 |  |  |  | NG | FO2 |  | 0 | 0 | 0 | 0 | RE | 9 | 1977 | 0 | 0 | 0 | 0 | [6 empty] | 0 | 0 | 0 | 0 | 1931 | 0 | 0 | E | [6 empty] | 0
3 |  | 44372 | 3507 | 4 | ST | 29000 |  |  | 9 | 1943 |  |  |  | NG | FO2 |  | 0 | 0 | 0 | 0 | RE | 9 | 1977 | 0 | 0 | 0 | 0 | [6 empty] | 0 | 0 | 0 | 0 | 1943 | 0 | 0 | E | [6 empty] | 0
3 |  | 44372 | 3507 | 5 | ST | 69000 | C | OP | 12 | 1949 | NG |  |  | NG | FO5 |  | 12503 | 70000 | 70000 | 0 | RT | 1 | 1999 | 0 | 0 | 0 | 0 | [6 empty] | 0 | 0 | 0 | 12 | 1949 | 0 | 0 |  |  |  |  | Y | Fuel Oil used for emergency purposes only. |  | 0
3 |  | 44372 | 3507 | 6 | ST | 239360 | C | OP | 5 | 1965 | NG |  |  | NG | FO5 |  | 10029 | 240000 | 240000 | 0 |  | 0 | 0 | 0 | 0 | 0 | 0 | [6 empty] | 0 | 0 | 0 | 4 | 1965 | 0 | 0 |  |  |  |  | Y | Fuel Oil used for emergency purposes only. |  | 0
3 |  | 44372 | 3507 | D1 | IC | 2000 | P | OP | 8 | 1966 | FO2 |  |  | FO2 |  |  | 0 | 2000 | 2000 | 0 |  | 0 | 0 | 0 | 0 | 0 | 0 | [6 empty] | 0 | 0 | 0 | 8 | 1966 | 0 | 0 | [7 empty] | 0
3 |  | 44372 | 3507 | D2 | IC | 2000 | P | OP | 8 | 1966 | FO2 |  |  | FO2 |  |  | 0 | 2000 | 2000 | 0 |  | 0 | 0 | 0 | 0 | 0 | 0 | [6 empty] | 0 | 0 | 0 | 8 | 1966 | 0 | 0 | [7 empty] | 0
3 |  | 44372 | 3507 | ST1 | ST | 20000 |  |  | 7 | 1926 |  |  |  | NG | FO2 |  | 0 | 0 | 0 | 0 | RE | 9 | 1977 | 0 | 0 | 0 | 0 | [6 empty] | 0 | 0 | 0 | 0 | 1926 | 0 | 0 | E | [6 empty] | 0
3 |  | 44372 | 3507 | ST2 | ST | 20000 |  |  | 7 | 1926 |  |  |  | NG | FO2 |  | 0 | 0 | 0 | 0 | RE | 9 | 1977 | 0 | 0 | 0 | 0 | [6 empty] | 0 | 0 | 0 | 0 | 1926 | 0 | 0 | E | [6 empty] | 0
3 |  | 44372 | 3508 | 1 | ST | 198990 | C | OP | 11 | 1962 | NG |  |  | NG | FO2 |  | 10450 | 175000 | 175000 | 0 |  | 0 | 0 | 0 | 0 | 0 | 0 | [6 empty] | 0 | 0 | 0 | 10 | 1962 | 0 | 0 |  |  |  |  | Y | Fuel Oil used for emergency purposes only. |  | 0
3 |  | 44372 | 3508 | 2 | ST | 580500 | B | OP | 12 | 1967 | NG |  |  | NG | FO2 |  | 9960 | 550000 | 550000 | 0 |  | 0 | 0 | 0 | 0 | 0 | 0 | [6 empty] | 0 | 0 | 0 | 12 | 1967 | 0 | 0 |  |  |  |  | Y | Fuel Oil used for emergency purposes only. |  | 0
3 |  | 44372 | 3508 | 3 | ST | 396000 | P | OP | 5 | 1971 | NG |  |  | NG |  |  | 12040 | 375000 | 375000 | 0 |  | 0 | 0 | 0 | 0 | 0 | 0 | [6 empty] | 0 | 0 | 0 | 5 | 1971 | 0 | 0 | [7 empty] | 0
3 |  | 44372 | 3567 | 4 | IC | 1300 | P |  | 99 | 1955 | FO2 |  |  | FO2 |  |  | 0 | 1040 | 1040 | 0 | RE | 12 | 1984 | 0 | 0 | 0 | 0 | [6 empty] | 0 | 0 | 0 | 0 | 1955 | 0 | 0 | E | [6 empty] | 0
3 |  | 44372 | 3567 | 5 | IC | 1750 | P |  | 99 | 1972 | FO2 |  |  | FO2 |  |  | 0 | 1400 | 1400 | 0 | RE | 12 | 1984 | 0 | 0 | 0 | 0 | [6 empty] | 0 | 0 | 0 | 0 | 1972 | 0 | 0 | E | [6 empty] | 0
3 |  | 44372 | 3567 | 6 | IC | 850 | P |  | 99 | 1951 | FO2 |  |  | FO2 |  |  | 0 | 680 | 680 | 0 | RE | 12 | 1984 | 0 | 0 | 0 | 0 | [6 empty] | 0 | 0 | 0 | 0 | 1951 | 0 | 0 | E | [6 empty] | 0
3 |  | 44372 | 3567 | 7 | IC | 1274 | P |  | 99 | 1962 | FO2 |  |  | FO2 |  |  | 0 | 0 | 0 | 0 | RE | 12 | 1984 | 0 | 0 | 0 | 0 | [6 empty] | 0 | 0 | 0 | 0 | 1962 | 0 | 0 | E | [6 empty] | 0
3 |  | 44372 | 3567 | 8 | IC | 1540 | P |  | 99 | 1968 | FO2 |  |  | FO2 |  |  | 0 | 6000 | 6000 | 0 | RE | 12 | 1984 | 0 | 0 | 0 | 0 | [6 empty] | 0 | 0 | 0 | 0 | 1968 | 0 | 0 | E | [6 empty] | 0
3 |  | 44372 | 3567 | 9 | IC | 1750 | P |  | 99 | 1972 |  |  |  | FO2 |  |  | 0 | 1400 | 1400 | 0 | RE | 12 | 1984 | 0 | 0 | 0 | 0 | [6 empty] | 0 | 0 | 0 | 0 | 1972 | 0 | 0 | E | [6 empty] | 0
3 |  | 44372 | 4273 | NA1 | GT | 0 |  |  | 0 | 0 | [6 empty] | 0 | 0 | 0 | 65000 | CN | 3 | 1988 | 3 | 1991 | 2 | 1993 |  |  |  | NG | FO2 |  | 130000 | 130000 | 0 | 0 | 0 | 54000 | 64000 | [7 empty] | 0
3 |  | 44372 | 4274 | NA1 | CT | 0 |  |  | 0 | 0 | [6 empty] | 0 | 0 | 0 | 136000 | PL | 0 | 0 | 2 | 1996 | 4 | 1997 |  |  |  | NG |  |  | 145000 | 170000 | 0 | 0 | 0 | 110824 | 114666 | [7 empty] | 0
3 |  | 44372 | 4274 | NA2 | CT | 0 |  |  | 0 | 0 | [6 empty] | 0 | 0 | 0 | 136000 | PL | 0 | 0 | 2 | 1996 | 4 | 1997 |  |  |  | NG |  |  | 145000 | 170000 | 0 | 0 | 0 | 110824 | 114666 | [7 empty] | 0
3 |  | 44372 | 4274 | NA3 | CT | 0 |  |  | 0 | 0 | [6 empty] | 0 | 0 | 0 | 136000 | PL | 0 | 0 | 2 | 1996 | 4 | 1997 |  |  |  | NG |  |  | 145000 | 170000 | 0 | 0 | 0 | 110824 | 114666 | [7 empty] | 0
3 |  | 44372 | 4274 | NA4 | CW | 0 |  |  | 0 | 0 | [6 empty] | 0 | 0 | 0 | 212000 | PL | 0 | 0 | 2 | 1996 | 4 | 1997 |  |  |  | WH |  |  | 210000 | 235000 | 0 | 0 | 0 | 169650 | 171297 | [7 empty] | 0
3 |  | 44372 | 4275 | NA1 | GT | 0 |  |  | 0 | 0 | [6 empty] | 0 | 0 | 0 | 65000 | CN | 3 | 1988 | 3 | 1993 | 0 | 0 |  |  |  | NG | FO2 |  | 0 | 0 | 0 | 0 | 0 | 54000 | 64000 | [7 empty] | 0
3 |  | 44372 | 4276 | NA1 | GT | 0 |  |  | 0 | 0 | [6 empty] | 0 | 0 | 0 | 65000 | CN | 3 | 1988 | 3 | 1994 | 0 | 0 |  |  |  | NG | FO2 |  | 0 | 0 | 0 | 0 | 0 | 54000 | 64000 | [7 empty] | 0
3 |  | 44372 | 5041 | P1 | ST | 0 |  |  | 0 | 0 | [6 empty] | 0 | 0 | 0 | 400000 | CN | 99 | 9999 | 1 | 1983 | 1 | 1985 |  |  |  | LIG |  |  | 0 | 0 | 0 | 0 | 0 | 373000 | 381000 | [7 empty] | 0
3 |  | 44372 | 5041 | P2 | ST | 0 |  |  | 0 | 0 | [6 empty] | 0 | 0 | 0 | 750000 | CN | 99 | 9999 | 1 | 1984 | 1 | 1985 |  |  |  | LIG |  |  | 0 | 0 | 0 | 0 | 0 | 693000 | 707000 | [7 empty] | 0
3 |  | 44372 | 6145 | 1 | NP | 1215000 | B | OP | 8 | 1990 | UR |  |  | UR |  |  | 10571 | 1150000 | 1150000 | 0 |  | 0 | 0 | 8 | 1980 | 0 | 0 | AP | LE | RE |  |  |  | 0 | 0 | 1150000 | 4 | 1990 | 0 | 0 | [7 empty] | 0
3 |  | 44372 | 6145 | 2 | NP | 0 |  |  | 0 | 0 | [6 empty] | 0 | 0 | 0 | 1215000 | CO | 0 | 0 | 1 | 1982 | 8 | 1993 | AP | LE | RE | UR |  |  | 1150000 | 1150000 | 1150000 | 0 | 0 | 1137000 | 1150000 | [7 empty] | 0
3 |  | 44372 | 6146 | 1 | ST | 793250 | B | OP | 5 | 1977 | FO2 |  |  | LIG |  |  | 11610 | 750000 | 750000 | 0 |  | 0 | 0 | 0 | 0 | 0 | 0 | [6 empty] | 0 | 0 | 0 | 2 | 1977 | 0 | 0 | [7 empty] | 0
3 |  | 44372 | 6146 | 2 | ST | 793250 | B | OP | 5 | 1978 | FO2 |  |  | LIG |  |  | 11334 | 750000 | 750000 | 0 |  | 0 | 0 | 0 | 0 | 0 | 0 | [6 empty] | 0 | 0 | 0 | 3 | 1978 | 0 | 0 | [7 empty] | 0
3 |  | 44372 | 6146 | 3 | ST | 793250 | B | OP | 4 | 1979 | FO2 |  |  | LIG |  |  | 11518 | 750000 | 750000 | 0 |  | 0 | 0 | 0 | 0 | 0 | 0 | [6 empty] | 0 | 0 | 0 | 1 | 1979 | 0 | 0 | E | [6 empty] | 0
3 |  | 44372 | 6146 | 4 | ST | 0 |  |  | 0 | 0 | [6 empty] | 0 | 0 | 0 | 793250 | CN | 11 | 1986 | 0 | 0 | 0 | 0 | LO | FI |  | LIG |  |  | 750000 | 750000 | 0 | 0 | 0 | 733000 | 747000 | [7 empty] | 0
3 |  | 44372 | 6147 | 1 | ST | 593400 | B | OP | 12 | 1974 | FO2 |  |  | LIG |  |  | 11395 | 575000 | 575000 | 0 |  | 0 | 0 | 0 | 0 | 0 | 0 | [6 empty] | 0 | 0 | 0 | 10 | 1974 | 0 | 0 | [7 empty] | 0
3 |  | 44372 | 6147 | 2 | ST | 593400 | B | OP | 12 | 1975 | FO2 |  |  | LIG |  |  | 11340 | 575000 | 575000 | 0 |  | 0 | 0 | 0 | 0 | 0 | 0 | [6 empty] | 0 | 0 | 0 | 10 | 1975 | 0 | 0 | [7 empty] | 0
3 |  | 44372 | 6147 | 3 | ST | 793250 | B | OP | 8 | 1978 | FO2 |  |  | LIG |  |  | 11440 | 750000 | 750000 | 0 |  | 0 | 0 | 0 | 0 | 0 | 0 | [6 empty] | 0 | 0 | 0 | 7 | 1978 | 0 | 0 | [7 empty] | 0
3 |  | 44372 | 6148 | 1 | ST | 0 |  |  | 0 | 0 | [6 empty] | 0 | 0 | 0 | 795800 | CO | 0 | 0 | 12 | 1978 | 10 | 1999 | LO | FI |  | LIG |  |  | 660000 | 660000 | 0 | 0 | 0 | 734838 | 749709 | [7 empty] | 0
3 |  | 44372 | 6180 | 1 | ST | 0 |  |  | 0 | 0 | [6 empty] | 0 | 0 | 0 | 800850 | CO | 0 | 0 | 1 | 1981 | 10 | 1995 | LO | FI |  | LIG |  |  | 750000 | 750000 | 0 | 0 | 0 | 739427 | 754389 | [7 empty] | 0
3 |  | 44372 | 6180 | 2 | ST | 0 |  |  | 0 | 0 | [6 empty] | 10080 | 0 | 0 | 800850 | CO | 0 | 0 | 5 | 1981 | 10 | 1996 | LO | FI |  | LIG |  |  | 750000 | 750000 | 0 | 0 | 0 | 739427 | 754389 | [7 empty] | 0
3 |  | 44372 | 6648 | 4 | ST | 590640 | B | OP | 5 | 1981 | FO2 |  |  | LIG |  |  | 11147 | 545000 | 545000 | 0 |  | 0 | 0 | 0 | 0 | 0 | 0 | [6 empty] | 0 | 0 | 0 | 5 | 1981 | 0 | 0 | [7 empty] | 0
3 |  | 44372 | 7255 | NA1 | CT | 0 |  |  | 0 | 0 | [6 empty] | 0 | 0 | 0 | 136000 | PL | 0 | 0 | 10 | 1999 | 4 | 1998 |  |  |  | NG |  |  | 145000 | 170000 | 0 | 0 | 0 | 110824 | 114666 | [7 empty] | 0
3 |  | 44372 | 7255 | NA2 | CT | 0 |  |  | 0 | 0 | [6 empty] | 0 | 0 | 0 | 136000 | PL | 0 | 0 | 4 | 1998 | 4 | 1998 |  |  |  | NG |  |  | 145000 | 170000 | 0 | 0 | 0 | 110824 | 114666 | [7 empty] | 0
3 |  | 44372 | 7255 | NA3 | CT | 0 |  |  | 0 | 0 | [6 empty] | 0 | 0 | 0 | 136000 | PL | 0 | 0 | 4 | 1998 | 4 | 1998 |  |  |  | NG |  |  | 145000 | 170000 | 0 | 0 | 0 | 110824 | 114666 | [7 empty] | 0
3 |  | 44372 | 7255 | NA4 | CW | 0 |  |  | 0 | 0 | [6 empty] | 0 | 0 | 0 | 212000 | PL | 0 | 0 | 4 | 1998 | 4 | 1998 |  |  |  | WH |  |  | 210000 | 235000 | 0 | 0 | 0 | 169650 | 171297 | [7 empty] | 0
3 |  | 44372 | 7256 | NA1 | ST | 0 |  |  | 0 | 0 | [6 empty] | 0 | 0 | 0 | 650000 | PL | 0 | 0 | 10 | 1999 | 4 | 2001 |  |  |  | COL |  |  | 650000 | 650000 | 0 | 0 | 0 | 602125 | 614373 | [7 empty] | 0
3 |  | 44372 | 7257 | NA1 | GT | 0 |  |  | 0 | 0 | [6 empty] | 0 | 0 | 0 | 145000 | PL | 0 | 0 | 1 | 2000 | 4 | 2000 |  |  |  | NG | FO2 |  | 145000 | 170000 | 0 | 0 | 0 | 117534 | 141146 | [7 empty] | 0
3 |  | 44372 | 7257 | NA2 | GT | 0 |  |  | 0 | 0 | [6 empty] | 0 | 0 | 0 | 145000 | PL | 0 | 0 | 1 | 2000 | 4 | 2000 |  |  |  | NG |  |  | 145000 | 170000 | 0 | 0 | 0 | 117534 | 141146 | [7 empty] | 0
3 |  | 44372 | 7316 | NA1 | GT | 0 |  |  | 0 | 0 | [6 empty] | 0 | 0 | 0 | 145000 | PL | 0 | 0 | 4 | 1999 | 4 | 1999 |  |  |  | NG |  |  | 136000 | 172000 | 0 | 0 | 0 | 117534 | 141146 | [7 empty] | 0
3 |  | 44372 | 7316 | NA2 | CT | 0 |  |  | 0 | 0 | [6 empty] | 0 | 0 | 0 | 145000 | PL | 0 | 0 | 4 | 1999 | 4 | 1999 |  |  |  | NG |  |  | 136000 | 172000 | 0 | 0 | 0 | 117849 | 121506 | [7 empty] | 0
3 |  | 44372 | 7316 | NA3 | CT | 0 |  |  | 0 | 0 | [6 empty] | 0 | 0 | 0 | 145000 | PL | 0 | 0 | 4 | 1999 | 4 | 1999 |  |  |  | NG |  |  | 136000 | 172000 | 0 | 0 | 0 | 117849 | 121506 | [7 empty] | 0
3 |  | 44372 | 7316 | NA4 | CW | 0 |  |  | 0 | 0 | [6 empty] | 0 | 0 | 0 | 212000 | PL | 0 | 0 | 4 | 1999 | 4 | 1999 |  |  |  | WH |  |  | 212000 | 224000 | 0 | 0 | 0 | 169650 | 171297 | [7 empty] | 0
3 |  | 44372 | 8063 | 1 | ST | 799200 | B | OP | 5 | 1975 | NG |  |  | NG | FO2 |  | 10036 | 775000 | 775000 | 0 |  | 0 | 0 | 0 | 0 | 0 | 0 | [6 empty] | 0 | 0 | 0 | 2 | 1975 | 0 | 0 | E |  |  |  | Y | Fuel Oil used for emergency purposes only. |  | 0
3 |  | 44372 | 8063 | CT1 | GT | 89478 | P | OP | 3 | 1990 | NG | FO2 |  | NG | FO2 |  | 11543 | 65000 | 80000 | 0 |  | 0 | 0 | 1 | 1990 | 0 | 0 | [6 empty] | 0 | 0 | 0 | 10 | 1989 | 0 | 0 | [7 empty] | 0
3 |  | 44372 | 8063 | CT2 | GT | 89478 | P | OP | 3 | 1990 | NG | FO2 |  | NG | FO2 |  | 11606 | 65000 | 80000 | 0 |  | 0 | 0 | 1 | 1990 | 0 | 0 | [6 empty] | 0 | 0 | 0 | 10 | 1989 | 0 | 0 | [7 empty] | 0
3 |  | 44372 | 8063 | CT3 | GT | 89478 | P | OP | 3 | 1990 | NG | FO2 |  | NG | FO2 |  | 11487 | 65000 | 80000 | 0 |  | 0 | 0 | 1 | 1990 | 0 | 0 | [6 empty] | 0 | 0 | 0 | 10 | 1989 | 0 | 0 | [7 empty] | 0
3 |  | 44372 | 8063 | CT4 | GT | 89478 | P | OP | 3 | 1990 | NG | FO2 |  | NG | FO2 |  | 11792 | 65000 | 80000 | 0 |  | 0 | 0 | 1 | 1990 | 0 | 0 | [6 empty] | 0 | 0 | 0 | 10 | 1989 | 0 | 0 | [7 empty] | 0